## 信息
基本信息 | 产品编号 | CAS号 | 品牌 | 产品名 | 其他基本信息 | 性质 | Related categories | vapor pressure | 其他性质 | 安全信息 | 信号词 | 危险声明 | 其他安全信息
Battery charger for M-5 / M-30,AC input 220 V,,,,, | 24846 |  | Supelco | M-5/M-30 的电池充电器 |  | ,,,, | Air Monitoring , Air Sampling Pumps & Pump Accessories , Flow Calibration Devices for Air Sampling Pumps , Sample Preparation & Purification , 分析/色谱 |  |  | ,
Mini-Buck Flow Calibrator,model, M-5, 1-6000 mL/min flow rate,,,,, | 24843 |  | Supelco | Mini-Buck 流量校正仪 |  | ,,,, | Air Monitoring , Air Sampling Pumps & Pump Accessories , Flow Calibration Devices for Air Sampling Pumps , Sample Preparation & Purification , 分析/色谱 |  | 1-6000 mL/min flow rate,model M-5 | , |  |  | 1-6000 mL/min flow rate,model M-5
Mini-Buck Flow Calibrator,model, M-30, 0.1-30 mL/min flow rate,,,,, | 24845 |  | Supelco | Mini-Buck 流量校正仪 |  | ,,,, | Air Monitoring , Air Sampling Pumps & Pump Accessories , Flow Calibration Devices for Air Sampling Pumps , Sample Preparation & Purification , 分析/色谱 |  | 0.1-30 mL/min flow rate,model M-30 | , |  |  | 0.1-30 mL/min flow rate,model M-30
,standard length,,,,, | 97732-U |  | Supelco | VersaFlash ® HTFP Station |  | ,,,for use with cartridges having overall (stacked) length up to 325mm, | Chromatography , Flash Chromatography , Labware , Sample Preparation & Purification , VersaFlash , VersaFlash High Throughput Flash Purification (HTFP) , VersaFlash Station & Systems , 分析/色谱 |  |  | , |  |  | for use with cartridges having overall (stacked) length up to 325mm
,extended length,,,,, | 97719-U |  | Supelco | VersaFlash ® HTFP Station |  | ,,,for use with cartridges having an overall (stacked) length less than 425mm, | Flash Chromatography , Sample Preparation & Purification , VersaFlash High Throughput Flash Purification (HTFP) , VersaFlash Station & Systems , 分析/色谱 |  |  | , |  |  | for use with cartridges having an overall (stacked) length less than 425mm
,reagent grade,,,,MFCD00132803,24852032 | 20199-U | 68855-54-9 | Supelco | Celite ® 545 AW |  | ,,,, | Bulk Flash Resins & Media for VersaFlash , Flash Chromatography , Sample Preparation & Purification , VersaFlash High Throughput Flash Purification (HTFP) , 分析/色谱 |  | reagent grade,pkg of 454 g | , |  |  | reagent grade,pkg of 454 g
C18 Silica gel spherical,pkg of 100 g,,,,, | 97727-U |  | Supelco | Flash C18 硅胶 |  | ,,,, | Bulk Flash Resins & Media for VersaFlash , Flash Chromatography , Sample Preparation & Purification , VersaFlash High Throughput Flash Purification (HTFP) , 分析/色谱 |  | 70 Å pore size,480 m 2 /g,high-purity grade,0.7-0.9 cm 3 /g pore volume,pkg of 100 g,200-400 mesh | , |  |  | 70 Å pore size,480 m 2 /g,high-purity grade,0.7-0.9 cm 3 /g pore volume,pkg of 100 g,200-400 mesh
Flash Silica,dried, pkg of 1 kg, spherical,,,231-545-4,MFCD00011232, | 97729-U | 112926-00-8 | Supelco | Flash 硅胶 |  | ,,,, | Bulk Flash Resins & Media for VersaFlash , Flash Chromatography , Sample Preparation & Purification , VersaFlash High Throughput Flash Purification (HTFP) , 分析/色谱 |  | 70 Å pore size,Sigma-Aldrich ®,480 m 2 /g,high-purity grade,0.7-0.9 cm 3 /g pore volume,pkg of 1 kg,200-400 mesh | , |  |  | 70 Å pore size,Sigma-Aldrich ®,480 m 2 /g,high-purity grade,0.7-0.9 cm 3 /g pore volume,pkg of 1 kg,200-400 mesh
Polypropylene Connector 13/24mm, pk 6,,,,,, | 21389-U |  | Supelco | 13/24mm 聚丙烯连接头，每包 6 件 |  | ,,,, | Connectors , Dioxin Sample Prep System , Replacement Dioxin Sample Prep Kit Parts , Sample Preparation & Purification , 分析/色谱 |  |  | ,
24 mm/24 mm Polypropylene Viton ® Connector,pk of 6,,,,, | 28432-U |  | Supelco | 24mm/24mm 聚丙烯 Viton ® 连接头 |  | ,,,, | Connectors , Dioxin Sample Prep System , Replacement Dioxin Sample Prep Kit Parts , Sample Preparation & Purification , 分析/色谱 |  | pk of 6,for connecting 24mm threaded glass hardware (Dioxin Columns & Top Flasks with 24 mm neck) | , |  |  | pk of 6,for connecting 24mm threaded glass hardware (Dioxin Columns & Top Flasks with 24 mm neck)
PTFE Liner for 13mm Connector, pk 50,,,,,, | 21481-U |  | Supelco | 用于 13mm 连接头的 PTFE 衬管，一包 50 个 |  | ,,,, | Connectors , Dioxin Sample Prep System , Replacement Dioxin Sample Prep Kit Parts , Sample Preparation & Purification , 分析/色谱 |  |  | ,
6.35 mm/10 mm Reducing Union,PTFE, pk of 3,,,,, | 28398-U |  | Supelco | 6.35mm/10mm 异径转接头 |  | ,,,, | Connectors , Dioxin Sample Prep System , Gas Chromatography (GC) , Gas Purification and Gas Management , Plumbing/Regulation , Replacement Dioxin Sample Prep Kit Parts , Sample Preparation & Purification , Swagelok Reducing Union , Swagelok Tubing Fitting , 分析/色谱 |  | pk of 3,PTFE,for connecting glass dioxin columns and reversible tubes with 10 mm and/or 6.35 mm stem O.D. | , |  |  | pk of 3,PTFE,for connecting glass dioxin columns and reversible tubes with 10 mm and/or 6.35 mm stem O.D.
10 mm/10 mm Union,PTFE, pk of 3,,,,, | 28412-U |  | Supelco | 10mm/10mm 管接头 |  | ,,,, | Connectors , Dioxin Sample Prep System , Replacement Dioxin Sample Prep Kit Parts , Sample Preparation & Purification , 分析/色谱 |  | pk of 3,PTFE,for connecting glass dioxin columns and reversible tubes with 10mm stem O.D. | , |  |  | pk of 3,PTFE,for connecting glass dioxin columns and reversible tubes with 10mm stem O.D.
6.35 mm/6.35 mm Union,PTFE, pk of 3,,,,, | 28411-U |  | Supelco | 6.35mm/6.35mm 管接头 |  | ,,,, | Connectors , Dioxin Sample Prep System , Replacement Dioxin Sample Prep Kit Parts , Sample Preparation & Purification , 分析/色谱 |  | pk of 3,PTFE,for connecting glass dioxin columns and reversible tubes with 6.35 mm stem O.D. | , |  |  | pk of 3,PTFE,for connecting glass dioxin columns and reversible tubes with 6.35 mm stem O.D.
Vacuum adapter,,,,,, | 21276-U |  | Supelco | 真空连接头 |  | ,,,, | Connectors , Dioxin Sample Prep System , Replacement Dioxin Sample Prep Kit Parts , Sample Preparation & Purification , 分析/色谱 |  |  | ,
Vacuum manifold,,,,,, | 21256-U |  | Supelco | 真空歧管 |  | ,,,, | Connectors , Dioxin Sample Prep System , Replacement Dioxin Sample Prep Kit Parts , Sample Preparation & Purification , 分析/色谱 |  |  | ,
Collection Flask,round bottom, volume 250 mL, pk of 3,,,,, | 21269-U |  | Supelco | 收集烧瓶 |  | ,,,, | Dioxin Sample Prep System , Glassware , Replacement Dioxin Sample Prep Kit Parts , Sample Preparation & Purification , 分析/色谱 |  | pk of 3,250 mL | , |  |  | pk of 3,250 mL
Collection Flask/Beaker,flat bottom, volume 300 mL, pk of 3,,,,, | 21266-U |  | Supelco | 收集烧瓶/烧杯 |  | ,,,, | Dioxin Sample Prep System , Glassware , Replacement Dioxin Sample Prep Kit Parts , Sample Preparation & Purification , 分析/色谱 |  | pk of 3,300 mL | , |  |  | pk of 3,300 mL
Dioxin Vacuum Manifold,,,,,, | 28403-U |  | Supelco | 二噁英真空歧管 |  | ,,,, | Dioxin Sample Prep System , Glassware , Replacement Dioxin Sample Prep Kit Parts , Sample Preparation & Purification , 分析/色谱 |  | includes long stem stopcocks, 10 mm O.D. | , |  |  | includes long stem stopcocks, 10 mm O.D.
Empty Dioxin column,pkg of 6 ea,,,,, | 21222-U |  | Supelco | 二噁英空色谱柱 |  | ,,,, | Dioxin Sample Prep System , Glassware , Replacement Dioxin Sample Prep Kit Parts , Sample Preparation & Purification , 分析/色谱 |  | pkg of 6 ea | , |  |  | pkg of 6 ea
Empty Dioxin Column,O.D. × L 6.35 mm × 35 cm,,,,, | 28404-U |  | Supelco | 二噁英空色谱柱 |  | ,,,for use with 6.35 mm unions, | Dioxin Sample Prep System , Glassware , Replacement Dioxin Sample Prep Kit Parts , Sample Preparation & Purification , 分析/色谱 |  | pk of 5,15 mm × 30 cm,glass hardware,6.35 mm × 35 cm,24 mm | , |  |  | 15 mm × 30 cm,24 mm,6.35 mm × 35 cm,glass hardware,pk of 5,for use with 6.35 mm unions
Long Stem Stopcock,I.D. 10 mm, pk of 3,,,,, | 28425-U |  | Supelco | 长杆旋阀 |  | ,,,, | Dioxin Sample Prep System , Glassware , Replacement Dioxin Sample Prep Kit Parts , Sample Preparation & Purification , 分析/色谱 |  | pk of 3,10 mm | , |  |  | pk of 3,10 mm
Syringe Luer Adapter,I.D. 10 mm, pk of 3,,,,, | 28405-U |  | Supelco | 注射器 Luer 连接头 |  | ,,,, | Dioxin Sample Prep System , Glassware , Replacement Dioxin Sample Prep Kit Parts , Sample Preparation & Purification , 分析/色谱 |  | pk of 3,10 mm,for processing Dual-Layer Carbon Reversible Tubes using a glass luer syringe | , |  |  | pk of 3,10 mm,for processing Dual-Layer Carbon Reversible Tubes using a glass luer syringe
Top Flask with Stopcock,volume 250 mL, neck size 24 mm, pk of 1,,,,, | 28449-U |  | Supelco | 具有旋阀的顶部烧瓶 |  | ,,,, | Dioxin Sample Prep System , Glassware , Replacement Dioxin Sample Prep Kit Parts , Sample Preparation & Purification , 分析/色谱 |  | pk of 1,250 mL,24 mm | , |  |  | pk of 1,250 mL,24 mm
Vacuum Adapter,I.D. 10 mm, pk of 1,,,,, | 28408-U |  | Supelco | 真空连接头 |  | ,,,, | Dioxin Sample Prep System , Glassware , Replacement Dioxin Sample Prep Kit Parts , Sample Preparation & Purification , 分析/色谱 |  | pk of 1,10 mm,for procesing packed and empty dioxin columns and dual-layer reversible carbon tubes individually using vacuum pressure | , |  |  | pk of 1,10 mm,for procesing packed and empty dioxin columns and dual-layer reversible carbon tubes individually using vacuum pressure
Clear Seal Top Flask Adapter,neck size 24 mm, pk of 3,,,,, | 21002-U |  | Supelco | 透明密封顶盖烧瓶接头 |  | ,,,, | Dioxin Sample Prep System , Optional components (not included with kit) , Replacement Dioxin Sample Prep Kit Parts , Sample Preparation & Purification , 分析/色谱 |  | pk of 3,to be used with separatory flasks/funnels with clear seal ground glass joint,24 mm | , |  |  | pk of 3,to be used with separatory flasks/funnels with clear seal ground glass joint,24 mm
Empty Dioxin Column,pk of 5, I.D. × L 6.35-10 mm × 20 cm , to be used with 6.35/10mm Reducing Union (Cat. No. 28398-U),,,,, | 28409-U |  | Supelco | 二噁英空色谱柱 |  | ,,,, | Dioxin Sample Prep System , Optional components (not included with kit) , Replacement Dioxin Sample Prep Kit Parts , Sample Preparation & Purification , 分析/色谱 |  | pk of 5,6.35-10 mm × 20 cm , to be used with 6.35/10mm Reducing Union (Cat. No. 28398-U) | , |  |  | pk of 5,6.35-10 mm × 20 cm , to be used with 6.35/10mm Reducing Union (Cat. No. 28398-U)
Short Stem Stop Cock,I.D. 10 mm, pk of 3,,,,, | 28402-U |  | Supelco | 短杆旋阀 |  | ,,,, | Dioxin Sample Prep System , Optional components (not included with kit) , Replacement Dioxin Sample Prep Kit Parts , Sample Preparation & Purification , 分析/色谱 |  | optional stopcock used with Dioxin Vacuum Manifold (Cat. No. 28403-U),pk of 3,10 mm,includes Long Stem Stopcocks, 10 mm I.D. | , |  |  | optional stopcock used with Dioxin Vacuum Manifold (Cat. No. 28403-U),pk of 3,10 mm,includes Long Stem Stopcocks, 10 mm I.D.
Top Flask,volume 300 mL, neck size 24 mm, pk of 1,,,,, | 21001-U |  | Supelco | 顶部烧瓶 |  | ,,,, | Dioxin Sample Prep System , Optional components (not included with kit) , Replacement Dioxin Sample Prep Kit Parts , Sample Preparation & Purification , 分析/色谱 |  | pk of 1,300 mL,24 mm | , |  |  | pk of 1,300 mL,24 mm
Condenser,size 250 mL,,,,, | 64739 |  | Supelco | 冷凝器 |  | ,,,for use with Liquid/Liquid Extractors, | Extraction Glassware , Extractor-concentrator Kit , Liquid / Liquid Extraction , Liquid/Liquid Extractor , Modular LLE Replacement Components , Sample Preparation & Purification , 分析/色谱 |  | pkg of 1 ct,Joint ST/NS condenser,250 mL | , |  |  | pkg of 1 ct,Joint ST/NS condenser,for use with Liquid/Liquid Extractors,250 mL
Drip Spout Union,,,,,, | 64809-U |  | Supelco | 滴漏口接头 |  | ,,,for use with Liquid/Liquid Extractor-Concentrator Kit, | Extraction Glassware , Extractor-concentrator Kit , Liquid / Liquid Extraction , Sample Preparation & Purification , 分析/色谱 |  | pkg of 1,glass non-fritted | , |  |  | pkg of 1,glass non-fritted,for use with Liquid/Liquid Extractor-Concentrator Kit
Extraction Chamber,,,,,, | 64808 |  | Supelco | 萃取室 |  | ,,,for use with Liquid/Liquid Extractor-Concentrator Kit, | Extraction Glassware , Extractor-concentrator Kit , Liquid / Liquid Extraction , Sample Preparation & Purification , 分析/色谱 |  | pkg of 1 | , |  |  | pkg of 1,for use with Liquid/Liquid Extractor-Concentrator Kit
Flask for Kuderna-Danish,size 500 mL, ground joint,,,,, | 64710-U |  | Supelco | Kuderna-Danish 烧瓶 |  | ,,,for use with Liquid/Liquid Extractor-Concentrator Kit, | Extraction Glassware , Extractor-concentrator Kit , Liquid / Liquid Extraction , Macro Kuderna-Danish Sample Concentrators , Sample Concentration Apparatus , Sample Preparation & Purification , 分析/色谱 |  | pkg of 1 ea,ground joint,500 mL | , |  |  | pkg of 1 ea,500 mL,for use with Liquid/Liquid Extractor-Concentrator Kit,ground joint
Liquid/Liquid Extractor- Concentrator Kit,,,,,, | 64807-U |  | Supelco | 液/液萃取装置浓缩套装 |  | ,,,, | Extraction Glassware , Extractor-concentrator Kit , Liquid / Liquid Extraction , Sample Preparation & Purification , 分析/色谱 |  | pkg of 1 | , |  |  | pkg of 1
Plastic Clip,for use with ST 19/22 ground joint, pkg of 5 ea,,,,, | 64763 |  | Supelco | 塑料夹 |  | ,,,for use with ST 19/22 ground joint, | Extraction Glassware , Extractor-concentrator Kit , Kuderna-Danish Sample Concentrator Accessories , Liquid / Liquid Extraction , Sample Concentration Apparatus , Sample Preparation & Purification , 分析/色谱 |  | pkg of 5 ea,plastic clip | , |  |  | pkg of 5 ea,plastic clip,for use with ST 19/22 ground joint
Receiving Vessel,size 10 mL, ground joint,,,,, | 64695 |  | Supelco | 接纳容器 |  | ,,,for use with Liquid/Liquid Extractor-Concentrator Kit, | Extraction Glassware , Extractor-concentrator Kit , Liquid / Liquid Extraction , Macro Kuderna-Danish Sample Concentrators , Micro Kuderna-Danish Sample Concentrators , Sample Concentration Apparatus , Sample Preparation & Purification , 分析/色谱 |  | pkg of 1,ground joint,10 mL | , |  |  | pkg of 1,10 mL,for use with Liquid/Liquid Extractor-Concentrator Kit,ground joint
Side Arm Elbow,,,,,, | 64810-U |  | Supelco | 支管弯头 |  | ,,,for use with Liquid/Liquid Extractor-Concentrator Kit, | Extraction Glassware , Extractor-concentrator Kit , Liquid / Liquid Extraction , Sample Preparation & Purification , 分析/色谱 |  | pkg of 1 ea | , |  |  | pkg of 1 ea,for use with Liquid/Liquid Extractor-Concentrator Kit
Septa, tan PTFE/silicone,white tan PTFE/silicone, diam. × total thickness × PTFE thickness 18 mm × 0.060 in. × 5 mil, for use with 22 mL vial,,,,, | 27177 |  | Supelco | 棕褐色 PTFE/硅胶隔垫 |  | ,,,for use with 22 mL vial, | 18 mm , 18 mm diameter, fits 22 mL Vial , Certan Vials, Mininert Valves and Storage Containers , Extraction Glassware , Large amber screw top septum bottle, 60 mL , Liquid / Liquid Extraction , Liquid/Liquid Extraction Flasks , Material , PTFE/Silicone , Sample Preparation & Purification , Sampling Vials, Caps, and Septa , Sampling, Storage, and Serum Bottles , Septa , Septa for Screw Cap Vials , Size , Storage Containers , Tan PTFE/silicone , Vials , 分析/色谱 |  | for use with screw cap, 20-400,pkg of 100 ea,white tan PTFE/silicone,temp. limit 250 °C,18 mm × 0.060 in. × 5 mil | , |  |  | for use with screw cap, 20-400,white tan PTFE/silicone,temp. limit 250 °C,pkg of 100 ea,18 mm × 0.060 in. × 5 mil,for use with 22 mL vial
PTFE Sleeve,for use with 45/50 ST,,,,, | 64789 |  | Supelco | PTFE 套管 |  | ,,,for use with 45/50 ST, | Extraction Glassware , Liquid / Liquid Extraction , Liquid/Liquid Extractor , Sample Preparation & Purification , 分析/色谱 |  | pkg of 2 ea | , |  |  | pkg of 2 ea,for use with 45/50 ST
Round Bottom Flask,size 500 mL,,,,, | 64678-U |  | Supelco | 圆底烧瓶 | 32060304 | ,,,for use with Liquid/Liquid Extractor Kit (64796-U), | Extraction Glassware , Liquid / Liquid Extraction , Liquid/Liquid Extractor , Modular LLE Replacement Components , Sample Preparation & Purification , 分析/色谱 |  | pkg of 1 ct,Joint ST/NS flask,glass flask round bottom,500 mL | , |  |  | pkg of 1 ct,Joint ST/NS flask,glass flask round bottom,for use with Liquid/Liquid Extractor Kit (64796-U),500 mL
Drip Spout Union,fritted,,,,, | 64771 |  | Supelco | 滴漏口接头 |  | ,,,for use with Liquid/Liquid Extractor Kit, | Extraction Glassware , Liquid / Liquid Extraction , Modular LLE Replacement Components , Sample Preparation & Purification , 分析/色谱 |  | pkg of 1,glass,fritted | , |  |  | pkg of 1,glass,fritted,for use with Liquid/Liquid Extractor Kit
Elbow Union 1/4 in. × 1/4 in.,,,,,, | 64775-U |  | Supelco | 1/4 英寸×1/4 英寸弯头活接管 |  | ,,,, | Extraction Glassware , Liquid / Liquid Extraction , Modular LLE Replacement Components , Sample Preparation & Purification , 分析/色谱 |  | pkg of 1 ea,union 1/4 in. for tubing 1/4 in. O.D. (fittings included),PFA | , |  |  | pkg of 1 ea,union 1/4 in. for tubing 1/4 in. O.D. (fittings included),PFA
Extraction Chamber,,,,,, | 64770-U |  | Supelco | 萃取室 |  | ,,,for use with Liquid/Liquid Extractor Kit, | Extraction Glassware , Liquid / Liquid Extraction , Modular LLE Replacement Components , Sample Preparation & Purification , 分析/色谱 |  | pkg of 1 ea | , |  |  | pkg of 1 ea,for use with Liquid/Liquid Extractor Kit
PTFE Tubing 1/4 in. × 13 in.,,,,,, | 64776 |  | Supelco | PTFE 管路 1/4 英寸×13 英寸 |  | ,,,for use with Liquid/Liquid Extractor Kit, | Extraction Glassware , Liquid / Liquid Extraction , Modular LLE Replacement Components , Sample Preparation & Purification , 分析/色谱 |  | pkg of 2,PTFE tubing,13 in. (33 cm) × 1/4 in. | , |  |  | pkg of 2,PTFE tubing,13 in. (33 cm) × 1/4 in.,for use with Liquid/Liquid Extractor Kit
Side Arm Elbow,,,,,, | 64772-U |  | Supelco | 支管弯头 |  | ,,,for use with Liquid/Liquid Extractor Kit, | Extraction Glassware , Liquid / Liquid Extraction , Modular LLE Replacement Components , Sample Preparation & Purification , 分析/色谱 |  | pkg of 1 | , |  |  | pkg of 1,for use with Liquid/Liquid Extractor Kit
,capacity 500 mL, for solvents lighter than water,,,,, | Z124230 |  | Aldrich | Normag ™ liquid-liquid extractor |  | ,,,, | Extraction Glassware , Extractors , Labware , Liquid / Liquid Extraction , Liquid-Liquid Extraction , Manufacturer Browser , Normag , Normag Extractors , Normag liquid-liquid extractor , Sample Preparation & Purification , 分析/色谱 |  | male Joint ST/NS side arm24/40,female Joint ST/NS top24/40,500 mL,Normag | , |  |  | male Joint ST/NS side arm24/40,female Joint ST/NS top24/40,500 mL,Normag
,capacity 1,000 mL, for solvents heavier than water,,,,, | Z124249 |  | Aldrich | Normag ™ liquid-liquid extractor |  | ,,,, | Extraction Glassware , Extractors , Labware , Liquid / Liquid Extraction , Liquid-Liquid Extraction , Manufacturer Browser , Normag , Normag Extractors , Normag liquid-liquid extractor , Sample Preparation & Purification , 分析/色谱 |  | male Joint ST/NS side arm24/40,female Joint ST/NS top45/40,1,000 mL,Normag, SAA 02082 00 | , |  |  | male Joint ST/NS side arm24/40,female Joint ST/NS top45/40,1,000 mL,Normag, SAA 02082 00
Drying Column with Frit, 300mm x 10mm OD,,,,,, | 64749 |  | Supelco | 带筛板的干燥柱，300mm×10mm 外径 |  | ,,,for use with US EPA Protocol, | Column With Coarse Frit , Columns , Extraction Glassware , LPLC - Columns & Accessories , LPLC/TLC/Paper Chromatography , Sample Cleanup Apparatus , Sample Preparation & Purification , Sigma-Aldrich Columns & Accessories , 分析/色谱 |  | 300 mm × 10 mm | , |  |  | 300 mm × 10 mm,for use with US EPA Protocol
Drying Column with Frit, 400mm x 19mm OD,,,,,, | 64750 |  | Supelco | 带筛板的干燥柱，400mm×19mm 外径 |  | ,,,for use with US EPA Protocol, | Column With Coarse Frit , Columns , Extraction Glassware , LPLC - Columns & Accessories , LPLC/TLC/Paper Chromatography , Sample Cleanup Apparatus , Sample Preparation & Purification , Sigma-Aldrich Columns & Accessories , 分析/色谱 |  | 400 mm × 19 mm | , |  |  | 400 mm × 19 mm,for use with US EPA Protocol
Drying Column with Frit, 400mm x 22mm OD,,,,,, | 64751 |  | Supelco | 带筛板的干燥柱，400mm×22mm 外径 |  | ,,,for use with US EPA Protocol, | Column With Coarse Frit , Columns , Extraction Glassware , LPLC - Columns & Accessories , LPLC/TLC/Paper Chromatography , Sample Cleanup Apparatus , Sample Preparation & Purification , Sigma-Aldrich Columns & Accessories , 分析/色谱 |  | 400 mm × 22 mm | , |  |  | 400 mm × 22 mm,for use with US EPA Protocol
Specialty Glass Column,glass coarse frit, PTFE stopcock, column L × O.D. × I.D. 300 mm × 13 mm × 10.5 mm, 415mm overall,,,,, | 64752 |  | Supelco | 特种玻璃柱 |  | ,,,for use with US EPA Protocol, | Column With Coarse Frit and PTFE Stopcock , Columns , Extraction Glassware , LPLC - Columns & Accessories , LPLC/TLC/Paper Chromatography , Sample Cleanup Apparatus , Sample Preparation & Purification , Sigma-Aldrich Columns & Accessories , 分析/色谱 |  | glass coarse frit,PTFE stopcock,300 mm × 13 mm × 10.5 mm, 415mm overall | , |  |  | glass coarse frit,PTFE stopcock,for use with US EPA Protocol,300 mm × 13 mm × 10.5 mm, 415mm overall
Specialty Glass Column,glass coarse frit, PTFE stopcock, column L × O.D. × I.D. 400 mm × 22 mm × 19 mm, 515mm overall,,,,, | 64753-U |  | Supelco | 特种玻璃柱 |  | ,,,for use with US EPA Protocol, | Column With Coarse Frit and PTFE Stopcock , Extraction Glassware , Sample Cleanup Apparatus , Sample Preparation & Purification , 分析/色谱 |  | glass coarse frit,PTFE stopcock,400 mm × 22 mm × 19 mm, 515mm overall | , |  |  | glass coarse frit,PTFE stopcock,for use with US EPA Protocol,400 mm × 22 mm × 19 mm, 515mm overall
Specialty Glass Column,glass coarse frit, PTFE stopcock, column L × O.D. × I.D. 300 mm × 25 mm × 22 mm, 415mm overall,,,,, | 64754 |  | Supelco | 特种玻璃柱 |  | ,,,for use with US EPA Protocol, | Column With Coarse Frit and PTFE Stopcock , Columns , Extraction Glassware , LPLC - Columns & Accessories , LPLC/TLC/Paper Chromatography , Sample Cleanup Apparatus , Sample Preparation & Purification , Sigma-Aldrich Columns & Accessories , 分析/色谱 |  | glass coarse frit,PTFE stopcock,300 mm × 25 mm × 22 mm, 415mm overall | , |  |  | glass coarse frit,PTFE stopcock,for use with US EPA Protocol,300 mm × 25 mm × 22 mm, 415mm overall
Specialty Glass Column,PTFE stopcock, glass coarse frit, column L × O.D. × I.D. 400 mm × 25 mm × 22 mm, 515mm overall,,,,, | 64755 |  | Supelco | 特种玻璃柱 |  | ,,,for use with US EPA Protocol, | Column With Coarse Frit and PTFE Stopcock , Columns , Extraction Glassware , LPLC - Columns & Accessories , LPLC/TLC/Paper Chromatography , Sample Cleanup Apparatus , Sample Preparation & Purification , Sigma-Aldrich Columns & Accessories , 分析/色谱 |  | glass coarse frit,PTFE stopcock,400 mm × 25 mm × 22 mm, 515mm overall | , |  |  | glass coarse frit,PTFE stopcock,for use with US EPA Protocol,400 mm × 25 mm × 22 mm, 515mm overall
Specialty Glass Column,glass coarse frit, PTFE stopcock, inlet Joint: SJ, column L × O.D. × I.D. 300 mm × 13 mm × 10.5 mm, 415mm overall,,,,, | 64756 |  | Supelco | 特种玻璃柱 |  | ,,,for use with US EPA Protocol, | Column With Coarse Frit, PTFE Stopcock and Inlet Joint , Columns , Extraction Glassware , LPLC - Columns & Accessories , LPLC/TLC/Paper Chromatography , Sample Cleanup Apparatus , Sample Preparation & Purification , Sigma-Aldrich Columns & Accessories , 分析/色谱 |  | glass coarse frit,Joint: SJ inlet,PTFE stopcock,300 mm × 13 mm × 10.5 mm, 415mm overall | , |  |  | glass coarse frit,Joint: SJ inlet,PTFE stopcock,for use with US EPA Protocol,300 mm × 13 mm × 10.5 mm, 415mm overall
Specialty Glass Column,glass coarse frit, PTFE stopcock, inlet Joint: SJ, column L × O.D. × I.D. 300 mm × 25 mm × 22 mm, 415mm overall,,,,, | 64758-U |  | Supelco | 特种玻璃柱 |  | ,,,for use with US EPA Protocol, | Column With Coarse Frit, PTFE Stopcock and Inlet Joint , Extraction Glassware , Sample Cleanup Apparatus , Sample Preparation & Purification , 分析/色谱 |  | glass coarse frit,Joint: SJ inlet,PTFE stopcock,300 mm × 25 mm × 22 mm, 415mm overall | , |  |  | glass coarse frit,Joint: SJ inlet,PTFE stopcock,for use with US EPA Protocol,300 mm × 25 mm × 22 mm, 415mm overall
Specialty Glass Column,PTFE stopcock, glass coarse frit, inlet Joint: SJ, column L × O.D. × I.D. 400 mm × 25 mm × 22 mm, 515mm overall,,,,, | 64759-U |  | Supelco | 特种玻璃柱 |  | ,,,for use with US EPA Protocol, | Column With Coarse Frit, PTFE Stopcock and Inlet Joint , Extraction Glassware , Sample Cleanup Apparatus , Sample Preparation & Purification , 分析/色谱 |  | glass coarse frit,Joint: SJ inlet,PTFE stopcock,400 mm × 25 mm × 22 mm, 515mm overall | , |  |  | glass coarse frit,Joint: SJ inlet,PTFE stopcock,for use with US EPA Protocol,400 mm × 25 mm × 22 mm, 515mm overall
Specialty Glass Column,PTFE stopcock, column L × O.D. × I.D. 300 mm × 25 mm × 22 mm, 415mm overall,,,,, | 64760-U |  | Supelco | 特种玻璃柱 |  | ,,,for use with US EPA Protocol, | Column With PTFE Stopcock , Extraction Glassware , Sample Cleanup Apparatus , Sample Preparation & Purification , 分析/色谱 |  | PTFE stopcock,300 mm × 25 mm × 22 mm, 415mm overall | , |  |  | PTFE stopcock,for use with US EPA Protocol,300 mm × 25 mm × 22 mm, 415mm overall
Specialty Glass Column,reservoir, design, column L × O.D. × I.D. 200 mm × 9 mm × 7 mm, 280mm overall,,,,, | 64748 |  | Supelco | 特种玻璃柱 |  | ,,,for use with US EPA Protocol, | Column With Reservoir , Columns , Extraction Glassware , LPLC - Columns & Accessories , LPLC/TLC/Paper Chromatography , Sample Cleanup Apparatus , Sample Preparation & Purification , Sigma-Aldrich Columns & Accessories , 分析/色谱 |  | 200 mm × 9 mm × 7 mm, 280mm overall,reservoir design | , |  |  | 200 mm × 9 mm × 7 mm, 280mm overall,reservoir design,for use with US EPA Protocol
Specialty Glass Column,reservoir, design, column L × O.D. × I.D. 200 mm × 11 mm × 9 mm, 280mm overall,,,,, | 64747 |  | Supelco | 特种玻璃柱 |  | ,,,for use with US EPA Protocol, | Column With Reservoir , Columns , Extraction Glassware , LPLC - Columns & Accessories , LPLC/TLC/Paper Chromatography , Sample Cleanup Apparatus , Sample Preparation & Purification , Sigma-Aldrich Columns & Accessories , 分析/色谱 |  | 200 mm × 11 mm × 9 mm, 280mm overall,reservoir design | , |  |  | 200 mm × 11 mm × 9 mm, 280mm overall,reservoir design,for use with US EPA Protocol
Drying Column with Reservoir, 100mm x 19mm x 60mL,Reservoir/Drying design,,,,, | 64785-U |  | Supelco | 带贮存器的干燥柱，100mm×19mm×60mL |  | ,,,, | Drying/Cleanup Columns , Extraction Glassware , Sample Cleanup Apparatus , Sample Preparation & Purification , 分析/色谱 |  |  | ,
Reusable Sample Cleanup Columns,Champagne Design,,,,, | 58099 |  | Supelco | 可重复使用的样品净化柱 |  | ,,,, | Drying/Cleanup Columns , Extraction Glassware , Sample Cleanup Apparatus , Sample Preparation & Purification , 分析/色谱 |  | pkg of 6 | , |  |  | pkg of 6
Specialty Glass Column,Miniature Champagne design,,,,, | 58098 |  | Supelco | 特种玻璃柱 |  | ,,,, | Drying/Cleanup Columns , Extraction Glassware , Sample Cleanup Apparatus , Sample Preparation & Purification , 分析/色谱 |  | pkg of 10 | , |  |  | pkg of 10
Micro Connector,for connecting 13mm to 13mm threaded joint,,,,, | 64699-U |  | Supelco | 微型连接头 |  | ,,,for connecting 13mm to 13mm threaded joint, | Extraction Glassware , Kuderna-Danish Sample Concentrator Accessories , Sample Concentration Apparatus , Sample Preparation & Purification , 分析/色谱 |  | pkg of 6 ea,for use with Kuderna-Danish Sample Concentrator | , |  |  | pkg of 6 ea,for use with Kuderna-Danish Sample Concentrator,for connecting 13mm to 13mm threaded joint
Micro Connector,for connecting 13mm to 20mm threaded joint,,,,, | 64701-U |  | Supelco | 微型连接头 |  | ,,,for connecting 13mm to 20mm threaded joint, | Extraction Glassware , Kuderna-Danish Sample Concentrator Accessories , Sample Concentration Apparatus , Sample Preparation & Purification , 分析/色谱 |  | pkg of 6 ea,Joint threaded connector | , |  |  | pkg of 6 ea,Joint threaded connector,for connecting 13mm to 20mm threaded joint
Micro Connector,for connecting 20mm to 20mm threaded joint,,,,, | 64700-U |  | Supelco | 微型连接头 |  | ,,,for connecting 20mm to 20mm threaded joint, | Extraction Glassware , Kuderna-Danish Sample Concentrator Accessories , Sample Concentration Apparatus , Sample Preparation & Purification , 分析/色谱 |  | pkg of 6 ea,Wheaton Scientific, 125486 | , |  |  | pkg of 6 ea,Wheaton Scientific, 125486,for connecting 20mm to 20mm threaded joint
PTFE Sleeve,for use with ST 19/22 ground joint, pkg of 5 ct,,,,, | 64762 |  | Supelco | PTFE 套管 |  | ,,,for use with ST 19/22 ground joint, | Extraction Glassware , Kuderna-Danish Sample Concentrator Accessories , Sample Concentration Apparatus , Sample Preparation & Purification , 分析/色谱 |  | pkg of 5 ct,PTFE sleeve | , |  |  | pkg of 5 ct,PTFE sleeve,for use with ST 19/22 ground joint
Springs, 1/2 in.,ground joint,,,,, | 64711 |  | Supelco | 弹簧，1/2 英寸 |  | ,,,, | Extraction Glassware , Kuderna-Danish Sample Concentrator Accessories , Sample Concentration Apparatus , Sample Preparation & Purification , 分析/色谱 |  | pkg of 20,ground joint | , |  |  | pkg of 20,ground joint
Flask for Kuderna-Danish,size 250 mL, threaded joint,,,,, | 64708-U |  | Supelco | Kuderna-Danish 烧瓶 |  | ,,,, | Extraction Glassware , Macro Kuderna-Danish Sample Concentrators , Micro Kuderna-Danish Sample Concentrators , Sample Concentration Apparatus , Sample Preparation & Purification , 分析/色谱 |  | pkg of 1,threaded joint,250 mL | , |  |  | pkg of 1,threaded joint,250 mL
Flask for Kuderna-Danish,size 250 mL, ground joint,,,,, | 64729 |  | Supelco | Kuderna-Danish 烧瓶 |  | ,,,, | Extraction Glassware , Macro Kuderna-Danish Sample Concentrators , Sample Concentration Apparatus , Sample Preparation & Purification , 分析/色谱 |  | pkg of 1,ground joint,250 mL | , |  |  | pkg of 1,ground joint,250 mL
Flask for Kuderna-Danish,size 500 mL, threaded joint,,,,, | 64706-U |  | Supelco | Kuderna-Danish 烧瓶 |  | ,,,, | Extraction Glassware , Macro Kuderna-Danish Sample Concentrators , Sample Concentration Apparatus , Sample Preparation & Purification , 分析/色谱 |  | pkg of 1 ea,threaded joint,500 mL | , |  |  | pkg of 1 ea,threaded joint,500 mL
Glass Stopper,Joint: ST/NS 19/22,,,,, | 64644 |  | Supelco | 玻璃瓶塞 |  | ,,,, | Extraction Glassware , Macro Kuderna-Danish Sample Concentrators , Sample Concentration Apparatus , Sample Preparation & Purification , 分析/色谱 |  | solid,Joint: ST/NS 19/22,ground joint,pkg of 1 | , |  |  | solid,Joint: ST/NS 19/22,ground joint,pkg of 1
Kuderna-Danish Sample Concentrator,Macro design, ground joint,,,,, | 64685-U |  | Supelco | K-D 浓缩器 |  | ,,,, | Extraction Glassware , Macro Kuderna-Danish Sample Concentrators , Sample Concentration Apparatus , Sample Preparation & Purification , 分析/色谱 |  | pkg of 1,ground joint | , |  |  | pkg of 1,ground joint
Kuderna-Danish Sample Concentrator,Macro design, threaded joint,,,,, | 64704-U |  | Supelco | K-D 浓缩器 |  | ,,,, | Extraction Glassware , Macro Kuderna-Danish Sample Concentrators , Sample Concentration Apparatus , Sample Preparation & Purification , 分析/色谱 |  | pkg of 1,threaded joint | , |  |  | pkg of 1,threaded joint
Receiving Vessel,size 4 mL, ground joint,,,,, | 64687-U |  | Supelco | 接纳容器 |  | ,,,, | Extraction Glassware , Macro Kuderna-Danish Sample Concentrators , Micro Kuderna-Danish Sample Concentrators , Sample Concentration Apparatus , Sample Preparation & Purification , 分析/色谱 |  | pkg of 1,ground joint,4 mL | , |  |  | pkg of 1,ground joint,4 mL
Receiving Vessel,size 4 mL, threaded joint,,,,, | 64702 |  | Supelco | 接纳容器 |  | ,,,, | Extraction Glassware , Macro Kuderna-Danish Sample Concentrators , Micro Kuderna-Danish Sample Concentrators , Sample Concentration Apparatus , Sample Preparation & Purification , 分析/色谱 |  | pkg of 1,threaded joint,4 mL | , |  |  | pkg of 1,threaded joint,4 mL
Receiving Vessel,size 10 mL, threaded joint,,,,, | 64703 |  | Supelco | 接纳容器 |  | ,,,, | Extraction Glassware , Macro Kuderna-Danish Sample Concentrators , Micro Kuderna-Danish Sample Concentrators , Sample Concentration Apparatus , Sample Preparation & Purification , 分析/色谱 |  | pkg of 1,threaded joint,10 mL | , |  |  | pkg of 1,threaded joint,10 mL
Receiving Vessel,size 25 mL, threaded joint,,,,, | 64726 |  | Supelco | 接纳容器 |  | ,,,, | Extraction Glassware , Macro Kuderna-Danish Sample Concentrators , Sample Concentration Apparatus , Sample Preparation & Purification , 分析/色谱 |  | pkg of 1,threaded joint,25 mL | , |  |  | pkg of 1,threaded joint,25 mL
Receiving Vessel,size 25 mL, ground joint,,,,, | 64731-U |  | Supelco | 接纳容器 |  | ,,,, | Extraction Glassware , Macro Kuderna-Danish Sample Concentrators , Sample Concentration Apparatus , Sample Preparation & Purification , 分析/色谱 |  | pkg of 1,ground joint,25 mL | , |  |  | pkg of 1,ground joint,25 mL
Receiving Vessel,size 15 mL, ground joint,,,,, | 64684-U |  | Supelco | 接纳容器 |  | ,,,, | Extraction Glassware , Macro Kuderna-Danish Sample Concentrators , Sample Concentration Apparatus , Sample Preparation & Purification , 分析/色谱 |  | pkg of 1 ea,ground joint,15 mL | , |  |  | pkg of 1 ea,ground joint,15 mL
Receiving Vessel,size 15 mL, threaded joint,,,,, | 64707 |  | Supelco | 接纳容器 |  | ,,,, | Extraction Glassware , Macro Kuderna-Danish Sample Concentrators , Sample Concentration Apparatus , Sample Preparation & Purification , 分析/色谱 |  | pkg of 1 ea,threaded joint,15 mL | , |  |  | pkg of 1 ea,threaded joint,15 mL
Snyder Column,2-ball design, ground joint,,,,, | 64727-U |  | Supelco | Snyder 柱 |  | ,,,, | Extraction Glassware , Macro Kuderna-Danish Sample Concentrators , Sample Concentration Apparatus , Sample Preparation & Purification , 分析/色谱 |  | pkg of 1,ground joint | , |  |  | pkg of 1,ground joint
Snyder Column,3-ball design, ground joint,,,,, | 64693-U |  | Supelco | Snyder 柱 |  | ,,,, | Extraction Glassware , Macro Kuderna-Danish Sample Concentrators , Sample Concentration Apparatus , Sample Preparation & Purification , 分析/色谱 |  | pkg of 1 ea,ground joint | , |  |  | pkg of 1 ea,ground joint
Snyder Column,3-ball design, threaded joint,,,,, | 64705-U |  | Supelco | Snyder 柱 |  | ,,,, | Extraction Glassware , Macro Kuderna-Danish Sample Concentrators , Sample Concentration Apparatus , Sample Preparation & Purification , 分析/色谱 |  | pkg of 1 ea,threaded joint | , |  |  | pkg of 1 ea,threaded joint
Flask for Kuderna-Danish,size 250 mL, ground joint,,,,, | 64719-U |  | Supelco | Kuderna-Danish 烧瓶 |  | ,,,, | Extraction Glassware , Micro Kuderna-Danish Sample Concentrators , Sample Concentration Apparatus , Sample Preparation & Purification , 分析/色谱 |  | ground joint,250 mL | , |  |  | ground joint,250 mL
Flask for Kuderna-Danish,size 40 mL, ground joint,,,,, | 64722 |  | Supelco | Kuderna-Danish 烧瓶 |  | ,,,, | Extraction Glassware , Micro Kuderna-Danish Sample Concentrators , Sample Concentration Apparatus , Sample Preparation & Purification , 分析/色谱 |  | ground joint,40 mL | , |  |  | ground joint,40 mL
Flask for Kuderna-Danish,size 40 mL, threaded joint,,,,, | 64698 |  | Supelco | Kuderna-Danish 烧瓶 |  | ,,,, | Extraction Glassware , Micro Kuderna-Danish Sample Concentrators , Sample Concentration Apparatus , Sample Preparation & Purification , 分析/色谱 |  | threaded joint,40 mL | , |  |  | threaded joint,40 mL
Kuderna-Danish Sample Concentrator,Micro design, threaded joint,,,,, | 64688-U |  | Supelco | K-D 浓缩器 |  | ,,,, | Extraction Glassware , Micro Kuderna-Danish Sample Concentrators , Sample Concentration Apparatus , Sample Preparation & Purification , 分析/色谱 |  | threaded joint | , |  |  | threaded joint
Kuderna-Danish Sample Concentrator,Micro design, ground joint,,,,, | 64718 |  | Supelco | K-D 浓缩器 |  | ,,,, | Extraction Glassware , Micro Kuderna-Danish Sample Concentrators , Sample Concentration Apparatus , Sample Preparation & Purification , 分析/色谱 |  | ground joint | , |  |  | ground joint
Receiving Vessel,size 2 mL, ground joint,,,,, | 64723 |  | Supelco | 接纳容器 |  | ,,,, | Extraction Glassware , Micro Kuderna-Danish Sample Concentrators , Sample Concentration Apparatus , Sample Preparation & Purification , 分析/色谱 |  | ground joint,2 mL | , |  |  | ground joint,2 mL
Receiving Vessel,size 2 mL, threaded joint,,,,, | 64689-U |  | Supelco | 接纳容器 |  | ,,,, | Extraction Glassware , Micro Kuderna-Danish Sample Concentrators , Sample Concentration Apparatus , Sample Preparation & Purification , 分析/色谱 |  | threaded joint,2 mL | , |  |  | threaded joint,2 mL
Snyder Column,2-ball design, ground joint,,,,, | 64694 |  | Supelco | Snyder 柱 |  | ,,,, | Extraction Glassware , Micro Kuderna-Danish Sample Concentrators , Sample Concentration Apparatus , Sample Preparation & Purification , 分析/色谱 |  | ground joint | , |  |  | ground joint
Snyder Column,3-ball design, threaded joint,,,,, | 64696 |  | Supelco | Snyder 柱 |  | ,,,, | Extraction Glassware , Micro Kuderna-Danish Sample Concentrators , Sample Concentration Apparatus , Sample Preparation & Purification , 分析/色谱 |  | pkg of 1 ea,threaded joint | , |  |  | pkg of 1 ea,threaded joint
Snyder Column,3-ball design, ground joint,,,,, | 64720-U |  | Supelco | Snyder 柱 |  | ,,,, | Extraction Glassware , Micro Kuderna-Danish Sample Concentrators , Sample Concentration Apparatus , Sample Preparation & Purification , 分析/色谱 |  | pkg of 1 ea,ground joint | , |  |  | pkg of 1 ea,ground joint
Snyder Column,0-ball design, ground joint,,,,, | 64721 |  | Supelco | Snyder 柱 |  | ,,,, | Extraction Glassware , Micro Kuderna-Danish Sample Concentrators , Sample Concentration Apparatus , Sample Preparation & Purification , 分析/色谱 |  | ground joint | , |  |  | ground joint
Supelclean ™ Hisep ™ SPE Tube,bed wt. 500 mg, volume 3 mL,,,,, | 57076-U |  | Supelco | Supelclean ™ Hisep ™ 固相萃取管 |  | ,,,bed wt., 500 mg, | Reversed-Phase Supelclean SPE Products , Sample Preparation & Purification , Solid Phase Extraction (SPE) , Supelclean ENVI and Supelclean SPE Cartridges , Supelclean HISEP SPE , 分析/色谱 |  | pk of 54,3 mL,Hisep phase,Reversed phase | , |  |  | pk of 54,3 mL,Hisep phase,Reversed phase,bed wt., 500 mg
Supelclean ™ LC-18 SPE Bulk Packing,pkg of 100 g,,,,, | 57202 |  | Supelco | Supelclean ™ LC-18 固相萃取散装填料 |  | ,,,, | Reversed-Phase Supelclean SPE Products , Sample Preparation & Purification , Solid Phase Extraction (SPE) , Supelclean ENVI and Supelclean SPE Cartridges , Supelclean LC-18 SPE , 分析/色谱 |  | 60 Å pore size,475 m 2 /g,Reversed phase,silica gel base material (irregularly shaped),C18 (octadecyl) bonding,endcapped,0.8 cm 3 /g pore volume,pkg of 100 g,~11.5% C,45 μm | , |  |  | 60 Å pore size,475 m 2 /g,Reversed phase,silica gel base material (irregularly shaped),C18 (octadecyl) bonding,endcapped,0.8 cm 3 /g pore volume,pkg of 100 g,~11.5% C,45 μm
Supelclean ™ LC-18 SPE Tube,bed wt. 100 mg, volume 1 mL, pk of 108,,,,, | 504270 |  | Supelco | Supelclean ™ LC-18 固相萃取管 |  | ,,,bed wt., 100 mg, | Reversed-Phase Supelclean SPE Products , Sample Preparation & Purification , Solid Phase Extraction (SPE) , Supelclean ENVI and Supelclean SPE Cartridges , Supelclean LC-18 SPE , 分析/色谱 |  | 60 Å pore size,pk of 108,C18 (octadecyl) bonding, monomerically bonded,Reversed phase,silica gel base material (irregularly shaped),PE frit (20 μm porosity),endcapped,0.8 cm 3 /g pore volume,1 mL,475 m 2 /g,~11.5% C loading,45 μm | , |  |  | 60 Å pore size,pk of 108,C18 (octadecyl) bonding, monomerically bonded,Reversed phase,silica gel base material (irregularly shaped),PE frit (20 μm porosity),endcapped,0.8 cm 3 /g pore volume,1 mL,475 m 2 /g,~11.5% C loading,bed wt., 100 mg,45 μm
Supelclean ™ LC-18 SPE Tube,bed wt. 500 mg, volume 3 mL, pkg of 54 ea,,,,, | 57012 |  | Supelco | Supelclean ™ LC-18 固相萃取管 |  | ,,,bed wt., 500 mg, | Reversed-Phase Supelclean SPE Products , Sample Preparation & Purification , Solid Phase Extraction (SPE) , Supelclean ENVI and Supelclean SPE Cartridges , Supelclean LC-18 SPE , 分析/色谱 |  | 60 Å pore size,pkg of 54 ea,C18 (octadecyl) bonding, monomerically bonded,Reversed phase,silica gel base material (irregularly shaped),PE frit (20 μm porosity),endcapped,0.8 cm 3 /g pore volume,3 mL,475 m 2 /g,~11.5% C loading,45 μm | , |  |  | 60 Å pore size,pkg of 54 ea,C18 (octadecyl) bonding, monomerically bonded,Reversed phase,silica gel base material (irregularly shaped),PE frit (20 μm porosity),endcapped,0.8 cm 3 /g pore volume,3 mL,475 m 2 /g,~11.5% C loading,bed wt., 500 mg,45 μm
Supelclean ™ LC-18 SPE Tube,bed wt. 500 mg, volume 6 mL, pkg of 30 ea,,,,, | 57054 |  | Supelco | Supelclean ™ LC-18 固相萃取管 |  | ,,,bed wt., 500 mg, | Reversed-Phase Supelclean SPE Products , Sample Preparation & Purification , Solid Phase Extraction (SPE) , Supelclean ENVI and Supelclean SPE Cartridges , Supelclean LC-18 SPE , 分析/色谱 |  | 60 Å pore size,pkg of 30 ea,C18 (octadecyl) bonding, monomerically bonded,Reversed phase,silica gel base material (irregularly shaped),PE frit (20 μm porosity),endcapped,0.8 cm 3 /g pore volume,6 mL,475 m 2 /g,~11.5% C loading,45 μm | , |  |  | 60 Å pore size,pkg of 30 ea,C18 (octadecyl) bonding, monomerically bonded,Reversed phase,silica gel base material (irregularly shaped),PE frit (20 μm porosity),endcapped,0.8 cm 3 /g pore volume,6 mL,475 m 2 /g,~11.5% C loading,bed wt., 500 mg,45 μm
Supelclean ™ LC-18 SPE Tube,bed wt. 1 g, volume 6 mL, pk of 30,,,,, | 505471 |  | Supelco | Supelclean ™ LC-18 固相萃取管 |  | ,,,bed wt., 1 g, | Reversed-Phase Supelclean SPE Products , Sample Preparation & Purification , Solid Phase Extraction (SPE) , Supelclean ENVI and Supelclean SPE Cartridges , Supelclean LC-18 SPE , 分析/色谱 |  | 60 Å pore size,pk of 30,C18 (octadecyl) bonding, monomerically bonded,Reversed phase,silica gel base material (irregularly shaped),PE frit (20 μm porosity),endcapped,0.8 cm 3 /g pore volume,6 mL,475 m 2 /g,~11.5% C loading,45 μm | , |  |  | 60 Å pore size,pk of 30,C18 (octadecyl) bonding, monomerically bonded,Reversed phase,silica gel base material (irregularly shaped),PE frit (20 μm porosity),endcapped,0.8 cm 3 /g pore volume,6 mL,475 m 2 /g,~11.5% C loading,bed wt., 1 g,45 μm
Supelclean ™ LC-18 SPE Tube,bed wt. 2 g, volume 12 mL, pk of 20,,,,, | 57117 |  | Supelco | Supelclean ™ LC-18 固相萃取管 |  | ,,,bed wt., 2 g, | Reversed-Phase Supelclean SPE Products , Sample Preparation & Purification , Solid Phase Extraction (SPE) , Supelclean ENVI and Supelclean SPE Cartridges , Supelclean LC-18 SPE , 分析/色谱 |  | 60 Å pore size,pk of 20,C18 (octadecyl) bonding, monomerically bonded,Reversed phase,silica gel base material (irregularly shaped),PE frit (20 μm porosity),endcapped,0.8 cm 3 /g pore volume,12 mL,475 m 2 /g,~11.5% C loading,45 μm | , |  |  | 60 Å pore size,pk of 20,C18 (octadecyl) bonding, monomerically bonded,Reversed phase,silica gel base material (irregularly shaped),PE frit (20 μm porosity),endcapped,0.8 cm 3 /g pore volume,12 mL,475 m 2 /g,~11.5% C loading,bed wt., 2 g,45 μm
Supelclean ™ LC-18 SPE Tube,bed wt. 5 g, volume 20 mL, pk of 20,,,,, | 57135-U |  | Supelco | Supelclean ™ LC-18 固相萃取管 |  | ,,,bed wt., 5 g, | Reversed-Phase Supelclean SPE Products , Sample Preparation & Purification , Solid Phase Extraction (SPE) , Supelclean ENVI and Supelclean SPE Cartridges , Supelclean LC-18 SPE , 分析/色谱 |  | 60 Å pore size,pk of 20,C18 (octadecyl) bonding, monomerically bonded,Reversed phase,silica gel base material (irregularly shaped),PE frit (20 μm porosity),endcapped,0.8 cm 3 /g pore volume,20 mL,475 m 2 /g,~11.5% C loading,45 μm | , |  |  | 60 Å pore size,pk of 20,C18 (octadecyl) bonding, monomerically bonded,Reversed phase,silica gel base material (irregularly shaped),PE frit (20 μm porosity),endcapped,0.8 cm 3 /g pore volume,20 mL,475 m 2 /g,~11.5% C loading,bed wt., 5 g,45 μm
Supelclean ™ LC-18 SPE Tube,bed wt. 10 g, volume 60 mL, pk of 16,,,,, | 57136 |  | Supelco | Supelclean ™ LC-18 固相萃取管 |  | ,,,bed wt., 10 g, | Reversed-Phase Supelclean SPE Products , Sample Preparation & Purification , Solid Phase Extraction (SPE) , Supelclean ENVI and Supelclean SPE Cartridges , Supelclean LC-18 SPE , 分析/色谱 |  | 60 Å pore size,pk of 16,C18 (octadecyl) bonding, monomerically bonded,Reversed phase,silica gel base material (irregularly shaped),PE frit (20 μm porosity),endcapped,0.8 cm 3 /g pore volume,60 mL,475 m 2 /g,~11.5% C loading,45 μm | , |  |  | 60 Å pore size,pk of 16,C18 (octadecyl) bonding, monomerically bonded,Reversed phase,silica gel base material (irregularly shaped),PE frit (20 μm porosity),endcapped,0.8 cm 3 /g pore volume,60 mL,475 m 2 /g,~11.5% C loading,bed wt., 10 g,45 μm
Supelclean ™ LC-4 SPE Tube,Wide Pore, bed wt. 500 mg, volume 3 mL, pk of 54,,,,, | 57089 |  | Supelco | Supelclean ™ LC-4 固相萃取管 |  | ,,,bed wt., 500 mg, | Reversed-Phase Supelclean SPE Products , Sample Preparation & Purification , Solid Phase Extraction (SPE) , Supelclean ENVI and Supelclean SPE Cartridges , Supelclean LC-4 (Wide Pore) SPE , 分析/色谱 |  | polypropylene hardware,pk of 54,C4 (butyl) bonding,Reversed phase,silica gel base material (irregularly shaped),PE frit (20 μm porosity),endcapped,500 Å pore size,3 mL,45 μm | , |  |  | polypropylene hardware,pk of 54,C4 (butyl) bonding,Reversed phase,silica gel base material (irregularly shaped),PE frit (20 μm porosity),endcapped,500 Å pore size,3 mL,bed wt., 500 mg,45 μm
Supelclean ™ LC-8 SPE Tube,bed wt. 100 mg, volume 1 mL, pk of 108,,,,, | 504157 |  | Supelco | Supelclean ™ LC-8 固相萃取管 |  | ,,,bed wt., 100 mg, | Reversed-Phase Supelclean SPE Products , Sample Preparation & Purification , Solid Phase Extraction (SPE) , Supelclean ENVI and Supelclean SPE Cartridges , Supelclean LC-8 SPE , 分析/色谱 |  | 60 Å pore size,pk of 108,C8 (octyl) bonding,Reversed phase,PE frit (20 μm porosity),endcapped,0.8 cm 3 /g pore volume,1 mL,475 m 2 /g,7% C loading,45 μm | , |  |  | 60 Å pore size,pk of 108,C8 (octyl) bonding,Reversed phase,PE frit (20 μm porosity),endcapped,0.8 cm 3 /g pore volume,1 mL,475 m 2 /g,7% C loading,bed wt., 100 mg,45 μm
Supelclean ™ LC-8 SPE Tube,bed wt. 500 mg, volume 3 mL, pk of 54,,,,, | 505145 |  | Supelco | Supelclean ™ LC-8 固相萃取管 |  | ,,,bed wt., 500 mg, | Reversed-Phase Supelclean SPE Products , Sample Preparation & Purification , Solid Phase Extraction (SPE) , Supelclean ENVI and Supelclean SPE Cartridges , Supelclean LC-8 SPE , 分析/色谱 |  | 60 Å pore size,pk of 54,C8 (octyl) bonding,Reversed phase,PE frit (20 μm porosity),endcapped,0.8 cm 3 /g pore volume,3 mL,475 m 2 /g,7% C loading,45 μm | , |  |  | 60 Å pore size,pk of 54,C8 (octyl) bonding,Reversed phase,PE frit (20 μm porosity),endcapped,0.8 cm 3 /g pore volume,3 mL,475 m 2 /g,7% C loading,bed wt., 500 mg,45 μm
Supelclean ™ LC-8 SPE Tube,bed wt. 500 mg, volume 6 mL, pkg of 30 ea,,,,, | 57052 |  | Supelco | Supelclean ™ LC-8 固相萃取管 |  | ,,,bed wt., 500 mg, | Reversed-Phase Supelclean SPE Products , Sample Preparation & Purification , Solid Phase Extraction (SPE) , Supelclean ENVI and Supelclean SPE Cartridges , Supelclean LC-8 SPE , 分析/色谱 |  | 60 Å pore size,pkg of 30 ea,C8 (octyl) bonding,Reversed phase,PE frit (20 μm porosity),endcapped,0.8 cm 3 /g pore volume,6 mL,475 m 2 /g,7% C loading,45 μm | , |  |  | 60 Å pore size,pkg of 30 ea,C8 (octyl) bonding,Reversed phase,PE frit (20 μm porosity),endcapped,0.8 cm 3 /g pore volume,6 mL,475 m 2 /g,7% C loading,bed wt., 500 mg,45 μm
Supelclean ™ LC-Ph SPE Tube,bed wt. 100 mg, volume 1 mL, pk of 108,,,,, | 504599 |  | Supelco | Supelclean ™ LC-Ph 固相萃取管 |  | ,,,bed wt., 100 mg, | Reversed-Phase Supelclean SPE Products , Sample Preparation & Purification , Solid Phase Extraction (SPE) , Supelclean ENVI and Supelclean SPE Cartridges , Supelclean LC-Ph SPE , 分析/色谱 |  | 60 Å pore size,pk of 108,phenyl bonding,Reversed phase,silica gel base material (irregularly shaped),PE frit (20 μm porosity),endcapped,0.8 cm 3 /g pore volume,1 mL,475 m 2 /g,5.5% C,45 μm | , |  |  | 60 Å pore size,pk of 108,phenyl bonding,Reversed phase,silica gel base material (irregularly shaped),PE frit (20 μm porosity),endcapped,0.8 cm 3 /g pore volume,1 mL,475 m 2 /g,5.5% C,bed wt., 100 mg,45 μm
Supelclean ™ LC-Ph SPE Tube,bed wt. 500 mg, volume 3 mL, pk of 54,,,,, | 505269 |  | Supelco | Supelclean ™ LC-Ph 固相萃取管 |  | ,,,bed wt., 500 mg, | Reversed-Phase Supelclean SPE Products , Sample Preparation & Purification , Solid Phase Extraction (SPE) , Supelclean ENVI and Supelclean SPE Cartridges , Supelclean LC-Ph SPE , 分析/色谱 |  | 60 Å pore size,pk of 54,phenyl bonding,Reversed phase,silica gel base material (irregularly shaped),PE frit (20 μm porosity),endcapped,0.8 cm 3 /g pore volume,3 mL,475 m 2 /g,5.5% C,45 μm | , |  |  | 60 Å pore size,pk of 54,phenyl bonding,Reversed phase,silica gel base material (irregularly shaped),PE frit (20 μm porosity),endcapped,0.8 cm 3 /g pore volume,3 mL,475 m 2 /g,5.5% C,bed wt., 500 mg,45 μm
Supelclean ™ LC-CN, 100g,,,,,, | 57218 |  | Supelco | Supelclean ™ LC-CN，100g |  | ,,,, | Normal-Phase Supelclean SPE Products , Sample Preparation & Purification , Solid Phase Extraction (SPE) , Supelclean ENVI and Supelclean SPE Cartridges , Supelclean LC-CN SPE , 分析/色谱 |  | pkg of 100 g,cyanopropyl, endcapped,Normal phase,7% carbon | , |  |  | pkg of 100 g,cyanopropyl, endcapped,Normal phase,7% carbon
Supelclean ™ LC-CN SPE Tube,bed wt. 100 mg, volume 1 mL, pk of 108,,,,, | 504386 |  | Supelco | Supelclean ™ LC-CN 固相萃取管 |  | ,,,bed wt., 100 mg, | Normal-Phase Supelclean SPE Products , Sample Preparation & Purification , Solid Phase Extraction (SPE) , Supelclean ENVI and Supelclean SPE Cartridges , Supelclean LC-CN SPE , 分析/色谱 |  | 60 Å pore size,pk of 108,cyano bonding,Normal phase,silica gel base material (irregularly shaped),PE frit (20 μm porosity),endcapped,0.8 cm 3 /g pore volume,1 mL,475 m 2 /g,7% C loading,45 μm | , |  |  | 60 Å pore size,pk of 108,cyano bonding,Normal phase,silica gel base material (irregularly shaped),PE frit (20 μm porosity),endcapped,0.8 cm 3 /g pore volume,1 mL,475 m 2 /g,7% C loading,bed wt., 100 mg,45 μm
Supelclean ™ LC-CN SPE Tube,bed wt. 500 mg, volume 3 mL, pkg of 54 ea,,,,, | 57013 |  | Supelco | Supelclean ™ LC-CN 固相萃取管 |  | ,,,bed wt., 500 mg, | Normal-Phase Supelclean SPE Products , Sample Preparation & Purification , Solid Phase Extraction (SPE) , Supelclean ENVI and Supelclean SPE Cartridges , Supelclean LC-CN SPE , 分析/色谱 |  | 60 Å pore size,pkg of 54 ea,cyano bonding,Normal phase,silica gel base material (irregularly shaped),PE frit (20 μm porosity),endcapped,0.8 cm 3 /g pore volume,3 mL,475 m 2 /g,7% C loading,45 μm | , |  |  | 60 Å pore size,pkg of 54 ea,cyano bonding,Normal phase,silica gel base material (irregularly shaped),PE frit (20 μm porosity),endcapped,0.8 cm 3 /g pore volume,3 mL,475 m 2 /g,7% C loading,bed wt., 500 mg,45 μm
Supelclean ™ LC-CN SPE Tube,bed wt. 500 mg, volume 6 mL, pkg of 30 ea,,,,, | 57056 |  | Supelco | Supelclean ™ LC-CN 固相萃取管 |  | ,,,bed wt., 500 mg, | Normal-Phase Supelclean SPE Products , Sample Preparation & Purification , Solid Phase Extraction (SPE) , Supelclean ENVI and Supelclean SPE Cartridges , Supelclean LC-CN SPE , 分析/色谱 |  | 60 Å pore size,pkg of 30 ea,cyano bonding,Normal phase,silica gel base material (irregularly shaped),PE frit (20 μm porosity),endcapped,0.8 cm 3 /g pore volume,6 mL,475 m 2 /g,7% C loading,45 μm | , |  |  | 60 Å pore size,pkg of 30 ea,cyano bonding,Normal phase,silica gel base material (irregularly shaped),PE frit (20 μm porosity),endcapped,0.8 cm 3 /g pore volume,6 mL,475 m 2 /g,7% C loading,bed wt., 500 mg,45 μm
Supelclean ™ LC-CN SPE Tube,bed wt. 5 g, volume 20 mL, pk of 20,,,,, | 57141 |  | Supelco | Supelclean ™ LC-CN 固相萃取管 |  | ,,,bed wt., 5 g, | Normal-Phase Supelclean SPE Products , Sample Preparation & Purification , Solid Phase Extraction (SPE) , Supelclean ENVI and Supelclean SPE Cartridges , Supelclean LC-CN SPE , 分析/色谱 |  | 60 Å pore size,pk of 20,cyano bonding,Normal phase,silica gel base material (irregularly shaped),PE frit (20 μm porosity),endcapped,0.8 cm 3 /g pore volume,20 mL,475 m 2 /g,7% C loading,45 μm | , |  |  | 60 Å pore size,pk of 20,cyano bonding,Normal phase,silica gel base material (irregularly shaped),PE frit (20 μm porosity),endcapped,0.8 cm 3 /g pore volume,20 mL,475 m 2 /g,7% C loading,bed wt., 5 g,45 μm
Supelclean ™ LC-Diol SPE Tube,bed wt. 100 mg, volume 1 mL, pk of 108,,,,, | 504718 |  | Supelco | Supelclean ™ LC-Diol 固相萃取管 |  | ,,,bed wt., 100 mg, | Normal-Phase Supelclean SPE Products , Sample Preparation & Purification , Solid Phase Extraction (SPE) , Supelclean ENVI and Supelclean SPE Cartridges , Supelclean LC-Diol SPE , 分析/色谱 |  | 60 Å pore size,pk of 108,diol bonding,Normal phase,silica gel base material (irregularly shaped),PE frit (20 μm porosity),0.8 cm 3 /g pore volume,1 mL,450 m 2 /g,7% C loading,45 μm | , |  |  | 60 Å pore size,pk of 108,diol bonding,Normal phase,silica gel base material (irregularly shaped),PE frit (20 μm porosity),0.8 cm 3 /g pore volume,1 mL,450 m 2 /g,7% C loading,bed wt., 100 mg,45 μm
Supelclean ™ LC-Diol SPE Tube,bed wt. 500 mg, volume 3 mL, pkg of 54 ea,,,,, | 57016 |  | Supelco | Supelclean ™ LC-Diol 固相萃取管 |  | ,,,bed wt., 500 mg, | Normal-Phase Supelclean SPE Products , Sample Preparation & Purification , Solid Phase Extraction (SPE) , Supelclean ENVI and Supelclean SPE Cartridges , Supelclean LC-Diol SPE , 分析/色谱 |  | 60 Å pore size,pkg of 54 ea,diol bonding,Normal phase,silica gel base material (irregularly shaped),PE frit (20 μm porosity),0.8 cm 3 /g pore volume,3 mL,450 m 2 /g,7% C loading,45 μm | , |  |  | 60 Å pore size,pkg of 54 ea,diol bonding,Normal phase,silica gel base material (irregularly shaped),PE frit (20 μm porosity),0.8 cm 3 /g pore volume,3 mL,450 m 2 /g,7% C loading,bed wt., 500 mg,45 μm
Supelclean ™ LC-NH 2 SPE Bulk Packing,pkg of 100 g,,,276-161-8,, | 57205 |  | Supelco | Supelclean ™ LC-NH 2 固相萃取散装填料 |  | ,,,, | Normal-Phase Supelclean SPE Products , Sample Preparation & Purification , Solid Phase Extraction (SPE) , Supelclean ENVI and Supelclean SPE Cartridges , Supelclean LC-NH 2 SPE , 分析/色谱 |  | 60 Å pore size,475 m 2 /g,Normal phase,silica gel base material (irregularly shaped),amino bonding,0.8 cm 3 /g pore volume,pkg of 100 g,9.8,5% C loading,45 μm | , |  |  | 60 Å pore size,475 m 2 /g,Normal phase,silica gel base material (irregularly shaped),amino bonding,0.8 cm 3 /g pore volume,pkg of 100 g,9.8,5% C loading,45 μm
Supelclean ™ LC-NH 2 SPE Tube,bed wt. 100 mg, volume 1 mL, pk of 108,,,,, | 504483 |  | Supelco | Supelclean ™ LC-NH 2 固相萃取管 |  | ,,,bed wt., 100 mg, | Normal-Phase Supelclean SPE Products , Sample Preparation & Purification , Solid Phase Extraction (SPE) , Supelclean ENVI and Supelclean SPE Cartridges , Supelclean LC-NH 2 SPE , 分析/色谱 |  | 60 Å pore size,pk of 108,amino bonding,Normal phase,silica gel base material (irregularly shaped),polypropylene hardware,0.8 cm 3 /g pore volume,1 mL,475 m 2 /g,9.8,5% C loading,45 μm | , |  |  | 60 Å pore size,pk of 108,amino bonding,Normal phase,silica gel base material (irregularly shaped),polypropylene hardware,0.8 cm 3 /g pore volume,1 mL,475 m 2 /g,9.8,5% C loading,bed wt., 100 mg,45 μm
Supelclean ™ LC-NH 2 SPE Tube,bed wt. 500 mg, volume 3 mL, pk of 54,,,,, | 57014 |  | Supelco | Supelclean ™ LC-NH 2 固相萃取管 |  | ,,,bed wt., 500 mg, | Normal-Phase Supelclean SPE Products , Sample Preparation & Purification , Solid Phase Extraction (SPE) , Supelclean ENVI and Supelclean SPE Cartridges , Supelclean LC-NH 2 SPE , 分析/色谱 |  | 60 Å pore size,pk of 54,amino bonding,Normal phase,silica gel base material (irregularly shaped),polypropylene hardware,0.8 cm 3 /g pore volume,3 mL,475 m 2 /g,9.8,5% C loading,45 μm | , |  |  | 60 Å pore size,pk of 54,amino bonding,Normal phase,silica gel base material (irregularly shaped),polypropylene hardware,0.8 cm 3 /g pore volume,3 mL,475 m 2 /g,9.8,5% C loading,bed wt., 500 mg,45 μm
Supelclean ™ LC-NH 2 SPE Tube,bed wt. 500 mg, volume 6 mL, pk of 30,,,,, | 54059-U |  | Supelco | Supelclean ™ LC-NH 2 固相萃取管 |  | ,,,bed wt., 500 mg, | Normal-Phase Supelclean SPE Products , Sample Preparation & Purification , Solid Phase Extraction (SPE) , Supelclean ENVI and Supelclean SPE Cartridges , Supelclean LC-NH 2 SPE , 分析/色谱 |  | 60 Å pore size,pk of 30,amino bonding,Normal phase,silica gel base material (irregularly shaped),polypropylene hardware,0.8 cm 3 /g pore volume,6 mL,475 m 2 /g,9.8,5% C loading,45 μm | , |  |  | 60 Å pore size,pk of 30,amino bonding,Normal phase,silica gel base material (irregularly shaped),polypropylene hardware,0.8 cm 3 /g pore volume,6 mL,475 m 2 /g,9.8,5% C loading,bed wt., 500 mg,45 μm
Supelclean ™ LC-Alumina A SPE Bulk Packing,pkg of 100 g,,,215-691-6,, | 57206 |  | Supelco | Supelclean ™ LC-Alumina A 固相萃取散装填料 |  | ,,,, | Adsorption Supelclean SPE Products , Sample Preparation & Purification , Solid Phase Extraction (SPE) , Supelclean ENVI and Supelclean SPE Cartridges , Supelclean LC-Alumina A SPE , 分析/色谱 |  | pkg of 100 g,60-325 mesh,Alumina phase,Normal phase,LC-Alumina-A Alumina for acidic pH (~5); Brockman Act. I | , |  |  | pkg of 100 g,60-325 mesh,Alumina phase,Normal phase,LC-Alumina-A Alumina for acidic pH (~5); Brockman Act. I
Supelclean ™ LC-Alumina-A SPE Tube,bed wt. 1 g, volume 3 mL, pk of 54,,,,, | 57082-U |  | Supelco | Supelclean ™ LC-Alumina-A 固相萃取管 |  | ,,,bed wt., 1 g, | Adsorption Supelclean SPE Products , Sample Preparation & Purification , Solid Phase Extraction (SPE) , Supelclean ENVI and Supelclean SPE Cartridges , Supelclean LC-Alumina A SPE , 分析/色谱 |  | pk of 54,3 mL,Normal phase,Alumina for acidic pH (~5); Brockmann Act. I base material,60-325 mesh | , |  |  | pk of 54,Normal phase,Alumina for acidic pH (~5); Brockmann Act. I base material,3 mL,bed wt., 1 g,60-325 mesh
Supelclean ™ LC-Alumina-A SPE Tube,bed wt. 2 g, volume 6 mL, pk of 30,,,,, | 57083-U |  | Supelco | Supelclean ™ LC-Alumina-A 固相萃取管 |  | ,,,bed wt., 2 g, | Adsorption Supelclean SPE Products , Sample Preparation & Purification , Solid Phase Extraction (SPE) , Supelclean ENVI and Supelclean SPE Cartridges , Supelclean LC-Alumina A SPE , 分析/色谱 |  | pk of 30,6 mL,Normal phase,Alumina for acidic pH (~5); Brockmann Act. I base material,60-325 mesh | , |  |  | pk of 30,Normal phase,Alumina for acidic pH (~5); Brockmann Act. I base material,6 mL,bed wt., 2 g,60-325 mesh
Supelclean ™ LC-Alumina-B SPE Bulk Packing,pkg of 100 g,,,215-691-6,, | 57207 |  | Supelco | Supelclean ™ LC-Alumina-B 固相萃取散装填料 |  | ,,,for use with Basic pH (8.5), | Adsorption Supelclean SPE Products , Sample Preparation & Purification , Solid Phase Extraction (SPE) , Supelclean ENVI and Supelclean SPE Cartridges , Supelclean LC-Alumina B SPE , 分析/色谱 |  | pkg of 100 g,60-325 mesh,Alumina phase,Normal phase,LC-Alumina-B | , |  |  | 60-325 mesh,Normal phase,LC-Alumina-B,Alumina phase,pkg of 100 g,for use with Basic pH (8.5)
Supelclean ™ LC-Alumina-B SPE Tube,bed wt. 1 g, volume 3 mL, pkg of 54 ea,,,215-691-6,, | 57084 |  | Supelco | Supelclean ™ LC-Alumina-B 固相萃取管 |  | ,,,bed wt., 1 g, | Adsorption Supelclean SPE Products , Sample Preparation & Purification , Solid Phase Extraction (SPE) , Supelclean ENVI and Supelclean SPE Cartridges , Supelclean LC-Alumina B SPE , 分析/色谱 |  | pkg of 54 ea,3 mL,Normal phase,Alumina for Basic pH (~8.5); Brockman Act I base material,60-325 mesh | , |  |  | pkg of 54 ea,Normal phase,Alumina for Basic pH (~8.5); Brockman Act I base material,3 mL,bed wt., 1 g,60-325 mesh
Supelclean ™ LC-Alumina-B SPE Tube,bed wt. 2 g, volume 6 mL, pk of 30,,,,, | 57085 |  | Supelco | Supelclean ™ LC-Alumina-B 固相萃取管 |  | ,,,bed wt., 2 g, | Adsorption Supelclean SPE Products , Sample Preparation & Purification , Solid Phase Extraction (SPE) , Supelclean ENVI and Supelclean SPE Cartridges , Supelclean LC-Alumina B SPE , 分析/色谱 |  | pk of 30,6 mL,Normal phase,Alumina for Basic pH (~8.5); Brockman Act I base material,60-325 mesh | , |  |  | pk of 30,Normal phase,Alumina for Basic pH (~8.5); Brockman Act I base material,6 mL,bed wt., 2 g,60-325 mesh
Supelclean ™ LC-Alumina SPE Bulk Packing,pkg of 100 g,,,215-691-6,, | 57208 |  | Supelco | Supelclean ™ LC-Alumina 固相萃取散装填料 |  | ,,,, | Adsorption Supelclean SPE Products , Sample Preparation & Purification , Solid Phase Extraction (SPE) , Supelclean ENVI and Supelclean SPE Cartridges , Supelclean LC-Alumina-N SPE , 分析/色谱 |  | pkg of 100 g,60-325 mesh,Alumina phase,Normal phase,Alumina for Neutral pH (∼6.5) Brockman Act I base material | , |  |  | pkg of 100 g,60-325 mesh,Alumina phase,Normal phase,Alumina for Neutral pH (∼6.5) Brockman Act I base material
Supelclean ™ LC-Alumina-N SPE Tube,bed wt. 1 g, volume 3 mL, pkg of 54 ea,,,,, | 57086 |  | Supelco | Supelclean ™ LC-Alumina-N 固相萃取管 |  | ,,,bed wt., 1 g, | Adsorption Supelclean SPE Products , Sample Preparation & Purification , Solid Phase Extraction (SPE) , Supelclean ENVI and Supelclean SPE Cartridges , Supelclean LC-Alumina-N SPE , 分析/色谱 |  | pkg of 54 ea,3 mL,Normal phase,Alumina for Neutral pH (∼6.5) Brockman Act I base material,60-325 mesh | , |  |  | pkg of 54 ea,Normal phase,Alumina for Neutral pH (∼6.5) Brockman Act I base material,3 mL,bed wt., 1 g,60-325 mesh
Supelclean ™ LC-Alumina-N SPE Tube,bed wt. 2 g, volume 6 mL, pk of 30,,,215-691-6,, | 57087 |  | Supelco | Supelclean ™ LC-Alumina-N 固相萃取管 |  | ,,,bed wt., 2 g, | Adsorption Supelclean SPE Products , Sample Preparation & Purification , Solid Phase Extraction (SPE) , Supelclean ENVI and Supelclean SPE Cartridges , Supelclean LC-Alumina-N SPE , 分析/色谱 |  | pk of 30,6 mL,Normal phase,Alumina for Neutral pH (∼6.5) Brockman Act I base material,60-325 mesh | , |  |  | pk of 30,Normal phase,Alumina for Neutral pH (∼6.5) Brockman Act I base material,6 mL,bed wt., 2 g,60-325 mesh
Supelclean ™ LC-Florisil ® SPE Bulk Packing,pkg of 100 g,,,215-681-1,, | 57209 |  | Supelco | Supelclean ™ LC-Florisil ® 固相萃取散装填料 |  | ,,,, | Adsorption Supelclean SPE Products , Sample Preparation & Purification , Solid Phase Extraction (SPE) , Supelclean ENVI and Supelclean SPE Cartridges , Supelclean LC-Florisil SPE , 分析/色谱 |  | pkg of 100 g,100-120 mesh,Florisil phase,Normal phase,magnesium silicate | , |  |  | pkg of 100 g,100-120 mesh,Florisil phase,Normal phase,magnesium silicate
Supelclean ™ LC-Florisil ® SPE Tube,bed wt. 1 g, volume 6 mL, pkg of 30 ea,,,,, | 57057 |  | Supelco | Supelclean ™ LC-Florisil ® 固相萃取管 |  | ,,,bed wt., 1 g, | Adsorption Supelclean SPE Products , Sample Preparation & Purification , Solid Phase Extraction (SPE) , Supelclean ENVI and Supelclean SPE Cartridges , Supelclean LC-Florisil SPE , 分析/色谱 |  | polypropylene hardware,pkg of 30 ea,Normal phase,magnesium silicate base material,PE frit,6 mL,100-200 mesh | , |  |  | polypropylene hardware,pkg of 30 ea,Normal phase,magnesium silicate base material,PE frit,6 mL,bed wt., 1 g,100-200 mesh
Supelclean ™ LC-Florisil ® SPE Tube,bed wt. 2 g, volume 12 mL, pk of 20,,,215-681-1,, | 57115 |  | Supelco | Supelclean ™ LC-Florisil ® 固相萃取管 |  | ,,,bed wt., 2 g, | Adsorption Supelclean SPE Products , Sample Preparation & Purification , Solid Phase Extraction (SPE) , Supelclean ENVI and Supelclean SPE Cartridges , Supelclean LC-Florisil SPE , 分析/色谱 |  | polypropylene hardware,pk of 20,Normal phase,magnesium silicate base material,PE frit,12 mL,100-200 mesh | , |  |  | polypropylene hardware,pk of 20,Normal phase,magnesium silicate base material,PE frit,12 mL,bed wt., 2 g,100-200 mesh
Supelclean ™ LC-Florisil ® SPE Tube,bed wt. 5 g, volume 20 mL, pk of 20,,,,, | 57131 |  | Supelco | Supelclean ™ LC-Florisil ® 固相萃取管 |  | ,,,bed wt., 5 g, | Adsorption Supelclean SPE Products , Sample Preparation & Purification , Solid Phase Extraction (SPE) , Supelclean ENVI and Supelclean SPE Cartridges , Supelclean LC-Florisil SPE , 分析/色谱 |  | polypropylene hardware,pk of 20,Normal phase,magnesium silicate base material,PE frit,20 mL,100-200 mesh | , |  |  | polypropylene hardware,pk of 20,Normal phase,magnesium silicate base material,PE frit,20 mL,bed wt., 5 g,100-200 mesh
Supelclean ™ LC-Florisil ® SPE Tube,bed wt. 10 g, volume 60 mL, pk of 16,,,,, | 57132 |  | Supelco | Supelclean ™ LC-Florisil ® 固相萃取管 |  | ,,,bed wt., 10 g, | Adsorption Supelclean SPE Products , Sample Preparation & Purification , Solid Phase Extraction (SPE) , Supelclean ENVI and Supelclean SPE Cartridges , Supelclean LC-Florisil SPE , 分析/色谱 |  | polypropylene hardware,pk of 16,Normal phase,magnesium silicate base material,PE frit,60 mL,100-200 mesh | , |  |  | polypropylene hardware,pk of 16,Normal phase,magnesium silicate base material,PE frit,60 mL,bed wt., 10 g,100-200 mesh
Supelclean ™ LC-Florisil ® SPE Tube,bed wt. 1 g, volume 6 mL, pkg of 30 ea (shipped in one polybag),,,,, | 54005-U |  | Supelco | Supelclean ™ LC-Florisil ® 固相萃取管 |  | ,,,bed wt., 1 g, | Adsorption Supelclean SPE Products , Sample Preparation & Purification , Solid Phase Extraction (SPE) , Supelclean ENVI and Supelclean SPE Cartridges , Supelclean LC-Florisil SPE , 分析/色谱 |  | polypropylene hardware,pkg of 30 ea (shipped in one polybag),magnesium silicate base material,PE frit,6 mL,100-200 mesh | , |  |  | polypropylene hardware,pkg of 30 ea (shipped in one polybag),magnesium silicate base material,PE frit,6 mL,bed wt., 1 g,100-200 mesh
Supelclean ™ LC-Si Bulk Packing,pkg of 100 g,,,,, | 57200 |  | Supelco | Supelclean ™ LC-Si 散装填料 |  | ,,,, | Adsorption Supelclean SPE Products , Sample Preparation & Purification , Solid Phase Extraction (SPE) , Supelclean ENVI and Supelclean SPE Cartridges , Supelclean LC-Si SPE , 分析/色谱 |  | 60 Å pore size,475 m 2 /g,Normal phase,Silica Gel (irregularly shaped),silica bonding,0.8 cm 3 /g pore volume,pkg of 100 g,45 μm | , |  |  | 60 Å pore size,475 m 2 /g,Normal phase,Silica Gel (irregularly shaped),silica bonding,0.8 cm 3 /g pore volume,pkg of 100 g,45 μm
Supelclean ™ LC-Si SPE Tube,bed wt. 100 mg, volume 1 mL, pk of 108,,,,, | 504041 |  | Supelco | Supelclean ™ LC-Si 固相萃取管 |  | ,,,bed wt., 100 mg, | Adsorption Supelclean SPE Products , Sample Preparation & Purification , Solid Phase Extraction (SPE) , Supelclean ENVI and Supelclean SPE Cartridges , Supelclean LC-Si SPE , 分析/色谱 |  | 60 Å pore size,pk of 108,silica bonding,Normal phase,silica gel base material (irregularly shaped),PE frit,0.8 cm 3 /g pore volume,1 mL,475 m 2 /g,45 μm | , |  |  | 60 Å pore size,pk of 108,silica bonding,Normal phase,silica gel base material (irregularly shaped),PE frit,0.8 cm 3 /g pore volume,1 mL,475 m 2 /g,bed wt., 100 mg,45 μm
Supelclean ™ LC-Si SPE Tube,bed wt. 500 mg, volume 3 mL, pk of 54,,,,, | 505048 |  | Supelco | Supelclean ™ LC-Si 固相萃取管 |  | ,,,bed wt., 500 mg, | Adsorption Supelclean SPE Products , Sample Preparation & Purification , Solid Phase Extraction (SPE) , Supelclean ENVI and Supelclean SPE Cartridges , Supelclean LC-Si SPE , 分析/色谱 |  | 60 Å pore size,pk of 54,silica bonding,Normal phase,silica gel base material (irregularly shaped),PE frit,0.8 cm 3 /g pore volume,3 mL,475 m 2 /g,45 μm | , |  |  | 60 Å pore size,pk of 54,silica bonding,Normal phase,silica gel base material (irregularly shaped),PE frit,0.8 cm 3 /g pore volume,3 mL,475 m 2 /g,bed wt., 500 mg,45 μm
Supelclean ™ LC-Si SPE Tube,bed wt. 500 mg, volume 6 mL, pk of 30,,,,, | 505374 |  | Supelco | Supelclean ™ LC-Si 固相萃取管 |  | ,,,bed wt., 500 mg, | Adsorption Supelclean SPE Products , Sample Preparation & Purification , Solid Phase Extraction (SPE) , Supelclean ENVI and Supelclean SPE Cartridges , Supelclean LC-Si SPE , 分析/色谱 |  | 60 Å pore size,pk of 30,silica bonding,Normal phase,silica gel base material (irregularly shaped),PE frit,0.8 cm 3 /g pore volume,6 mL,475 m 2 /g,45 μm | , |  |  | 60 Å pore size,pk of 30,silica bonding,Normal phase,silica gel base material (irregularly shaped),PE frit,0.8 cm 3 /g pore volume,6 mL,475 m 2 /g,bed wt., 500 mg,45 μm
Supelclean ™ LC-Si SPE Tube,bed wt. 1 g, volume 6 mL, pkg of 30 ea,,,,, | 57051 |  | Supelco | Supelclean ™ LC-Si 固相萃取管 |  | ,,,bed wt., 1 g, | Adsorption Supelclean SPE Products , Sample Preparation & Purification , Solid Phase Extraction (SPE) , Supelclean ENVI and Supelclean SPE Cartridges , Supelclean LC-Si SPE , 分析/色谱 |  | 60 Å pore size,pkg of 30 ea,silica bonding,Normal phase,silica gel base material (irregularly shaped),PE frit,0.8 cm 3 /g pore volume,6 mL,475 m 2 /g,45 μm | , |  |  | 60 Å pore size,pkg of 30 ea,silica bonding,Normal phase,silica gel base material (irregularly shaped),PE frit,0.8 cm 3 /g pore volume,6 mL,475 m 2 /g,bed wt., 1 g,45 μm
Supelclean ™ LC-Si SPE Tube,bed wt. 2 g, volume 12 mL, pk of 20,,,,, | 57116 |  | Supelco | Supelclean ™ LC-Si 固相萃取管 |  | ,,,bed wt., 2 g, | Adsorption Supelclean SPE Products , Sample Preparation & Purification , Solid Phase Extraction (SPE) , Supelclean ENVI and Supelclean SPE Cartridges , Supelclean LC-Si SPE , 分析/色谱 |  | 60 Å pore size,pk of 20,silica bonding,Normal phase,silica gel base material (irregularly shaped),PE frit,0.8 cm 3 /g pore volume,12 mL,475 m 2 /g,45 μm | , |  |  | 60 Å pore size,pk of 20,silica bonding,Normal phase,silica gel base material (irregularly shaped),PE frit,0.8 cm 3 /g pore volume,12 mL,475 m 2 /g,bed wt., 2 g,45 μm
Supelclean ™ LC-Si SPE Tube,bed wt. 5 g, volume 20 mL, pk of 20,,,,, | 57133 |  | Supelco | Supelclean ™ LC-Si 固相萃取管 |  | ,,,bed wt., 5 g, | Adsorption Supelclean SPE Products , Sample Preparation & Purification , Solid Phase Extraction (SPE) , Supelclean ENVI and Supelclean SPE Cartridges , Supelclean LC-Si SPE , 分析/色谱 |  | 60 Å pore size,pk of 20,silica bonding,Normal phase,silica gel base material (irregularly shaped),PE frit,0.8 cm 3 /g pore volume,20 mL,475 m 2 /g,45 μm | , |  |  | 60 Å pore size,pk of 20,silica bonding,Normal phase,silica gel base material (irregularly shaped),PE frit,0.8 cm 3 /g pore volume,20 mL,475 m 2 /g,bed wt., 5 g,45 μm
Supelclean ™ LC-Si SPE Tube,packing 10 g, volume 60 mL, pk of 16,,,,, | 57134 |  | Supelco | Supelclean ™ LC-Si 固相萃取管 |  | ,,,packing, 10 g, | Adsorption Supelclean SPE Products , Sample Preparation & Purification , Solid Phase Extraction (SPE) , Supelclean ENVI and Supelclean SPE Cartridges , Supelclean LC-Si SPE , 分析/色谱 |  | 60 Å pore size,pk of 16,silica bonding,Normal phase,silica gel base material (irregularly shaped),PE frit,0.8 cm 3 /g pore volume,60 mL,475 m 2 /g,45 μm | , |  |  | 60 Å pore size,pk of 16,silica bonding,Normal phase,silica gel base material (irregularly shaped),PE frit,0.8 cm 3 /g pore volume,60 mL,475 m 2 /g,packing, 10 g,45 μm
Supelclean ™ LC-SAX SPE Bulk Packing,pkg of 100 g,,,,, | 57203 |  | Supelco | Supelclean ™ LC-SAX 固相萃取散装填料 |  | ,,,, | Ion-Exchange Supelclean SPE Products , Sample Preparation & Purification , Solid Phase Extraction (SPE) , Supelclean ENVI and Supelclean SPE Cartridges , Supelclean LC-SAX SPE , 分析/色谱 |  | pkg of 100 g,Ion exchange,SAX phase,Ion exchange | , |  |  | pkg of 100 g,Ion exchange,SAX phase,Ion exchange
Supelclean ™ LC-SAX SPE Tube,bed wt. 100 mg, volume 1 mL, pk of 108,,,,, | 504815 |  | Supelco | Supelclean ™ LC-SAX 固相萃取管 |  | ,,,bed wt., 100 mg, | Ion-Exchange Supelclean SPE Products , Sample Preparation & Purification , Solid Phase Extraction (SPE) , Supelclean ENVI and Supelclean SPE Cartridges , Supelclean LC-SAX SPE , 分析/色谱 |  | Ion exchange,40-45 μm,Ion exchange,silica gel,SAX phase,60 Å,pk of 108,1 mL | , |  |  | Ion exchange,40-45 μm,Ion exchange,silica gel,SAX phase,60 Å,pk of 108,1 mL,bed wt., 100 mg
Supelclean ™ LC-SAX SPE Tube,bed wt. 500 mg, volume 3 mL, pkg of 54 ea,,,,, | 57017 |  | Supelco | Supelclean ™ LC-SAX 固相萃取管 |  | ,,,bed wt., 500 mg, | Ion-Exchange Supelclean SPE Products , Sample Preparation & Purification , Solid Phase Extraction (SPE) , Supelclean ENVI and Supelclean SPE Cartridges , Supelclean LC-SAX SPE , 分析/色谱 |  | Ion exchange,40-45 μm,Ion exchange,silica gel,SAX phase,60 Å,pkg of 54 ea,3 mL | , |  |  | Ion exchange,40-45 μm,Ion exchange,silica gel,SAX phase,60 Å,pkg of 54 ea,3 mL,bed wt., 500 mg
Supelclean ™ LC-SCX SPE Bulk Packing,pkg of 100 g,,,,, | 57204 |  | Supelco | Supelclean ™ LC-SCX 固相萃取散装填料 |  | ,,,, | Ion-Exchange Supelclean SPE Products , Sample Preparation & Purification , Solid Phase Extraction (SPE) , Supelclean ENVI and Supelclean SPE Cartridges , Supelclean LC-SCX SPE , 分析/色谱 |  | pkg of 100 g,Ion exchange,SCX phase,Ion exchange | , |  |  | pkg of 100 g,Ion exchange,SCX phase,Ion exchange
Supelclean ™ LC-SCX SPE Tube,bed wt. 100 mg, volume 1 mL, pk of 108,,,,, | 504920 |  | Supelco | Supelclean ™ LC-SCX 固相萃取管 |  | ,,,bed wt., 100 mg, | Ion-Exchange Supelclean SPE Products , Sample Preparation & Purification , Solid Phase Extraction (SPE) , Supelclean ENVI and Supelclean SPE Cartridges , Supelclean LC-SCX SPE , 分析/色谱 |  | Ion exchange,40-45 μm,Ion exchange,SCX phase,endcapped,pk of 108,60 Å,1 mL | , |  |  | Ion exchange,40-45 μm,Ion exchange,SCX phase,endcapped,pk of 108,60 Å,1 mL,bed wt., 100 mg
Supelclean ™ LC-SCX SPE Tube,bed wt. 500 mg, volume 3 mL, pkg of 54 ea,,,,, | 57018 |  | Supelco | Supelclean ™ LC-SCX 固相萃取管 |  | ,,,bed wt., 500 mg, | Ion-Exchange Supelclean SPE Products , Sample Preparation & Purification , Solid Phase Extraction (SPE) , Supelclean ENVI and Supelclean SPE Cartridges , Supelclean LC-SCX SPE , 分析/色谱 |  | Ion exchange,40-45 μm,Ion exchange,SCX phase,endcapped,pkg of 54 ea,60 Å,3 mL | , |  |  | Ion exchange,40-45 μm,Ion exchange,SCX phase,endcapped,pkg of 54 ea,60 Å,3 mL,bed wt., 500 mg
Supelclean ™ LC-WCX SPE Tube,bed wt. 100 mg, volume 1 mL, pk of 108,,,,, | 505595 |  | Supelco | Supelclean ™ LC-WCX 固相萃取管 |  | ,,,bed wt., 100 mg, | Ion-Exchange Supelclean SPE Products , Sample Preparation & Purification , Solid Phase Extraction (SPE) , Supelclean ENVI and Supelclean SPE Cartridges , Supelclean LC-WCX SPE , 分析/色谱 |  | Ion exchange,40-45 μm,Ion exchange,silica gel,WCX phase,60 Å,pk of 108,1 mL | , |  |  | Ion exchange,40-45 μm,Ion exchange,silica gel,WCX phase,60 Å,pk of 108,1 mL,bed wt., 100 mg
Supelclean ™ LC-WCX SPE Tube,bed wt. 500 mg, volume 3 mL, pkg of 54 ea,,,231-545-4,, | 57061 |  | Supelco | Supelclean ™ LC-WCX 固相萃取管 |  | ,,,bed wt., 500 mg, | Ion-Exchange Supelclean SPE Products , Sample Preparation & Purification , Solid Phase Extraction (SPE) , Supelclean ENVI and Supelclean SPE Cartridges , Supelclean LC-WCX SPE , 分析/色谱 |  | Ion exchange,40-45 μm,Ion exchange,silica gel,WCX phase,60 Å,pkg of 54 ea,3 mL | , |  |  | Ion exchange,40-45 μm,Ion exchange,silica gel,WCX phase,60 Å,pkg of 54 ea,3 mL,bed wt., 500 mg
2-(2-Pyridyl)ethyl Silica Gel,bed wt 100 mg, volume 1 mL, pk of 108,,,,, | 54127-U |  | Supelco | 2-(2-吡啶基)乙基硅胶 |  | ,,,bed wt, 100 mg, | Ion-Exchange Supelclean SPE Products , Sample Preparation & Purification , Solid Phase Extraction (SPE) , Supelclean ENVI and Supelclean SPE Cartridges , Weak Anion Exchange , 分析/色谱 |  | pk of 108,1 mL,WAX phase,Ion exchange | , |  |  | pk of 108,1 mL,WAX phase,Ion exchange,bed wt, 100 mg
Disposable Reservoir / Waste Tray,configured for collecing eluate waste during PlatePrep SPE processing, PVC, pk of 25,,,,, | 575654-U |  | Supelco | 一次性贮液器/废液盘 |  | ,,,configured for collecing eluate waste during PlatePrep SPE processing, | PlatePrep 96-Well SPE Accessory Items , SPE Vacuum Manifolds & Replacement Parts , Sample Preparation & Purification , Solid Phase Extraction (SPE) , Solid Phase Extraction (SPE) Accessories , 分析/色谱 |  | pk of 25,PVC | , |  |  | pk of 25,PVC,configured for collecing eluate waste during PlatePrep SPE processing
SPE 96-Deep Square Well Collection Plate,well volume 0.35 mL, polypropylene, pk of 50,,,,, | 575651-U |  | Supelco | 固相萃取 96 深方孔的收集板 |  | ,,,, | PlatePrep 96-Well SPE Accessory Items , SPE Vacuum Manifolds & Replacement Parts , Sample Preparation & Purification , Solid Phase Extraction (SPE) , Solid Phase Extraction (SPE) Accessories , 分析/色谱 |  | pk of 50,polypropylene,0.35 mL | , |  |  | pk of 50,polypropylene,0.35 mL
SPE 96-Deep Square Well Collection Plate,well volume 1 mL, polypropylene, pk of 50,,,,, | 575652-U |  | Supelco | 固相萃取 96 深方孔的收集板 |  | ,,,, | PlatePrep 96-Well SPE Accessory Items , SPE Vacuum Manifolds & Replacement Parts , Sample Preparation & Purification , Solid Phase Extraction (SPE) , Solid Phase Extraction (SPE) Accessories , 分析/色谱 |  | pk of 50,polypropylene,1 mL | , |  |  | pk of 50,polypropylene,1 mL
SPE 96-Deep Square Well Collection Plate,well volume 2 mL, polypropylene, pk of 50,,,,, | 575653-U |  | Supelco | 固相萃取 96 深方孔的收集板 |  | ,,,, | PlatePrep 96-Well SPE Accessory Items , SPE Vacuum Manifolds & Replacement Parts , Sample Preparation & Purification , Solid Phase Extraction (SPE) , Solid Phase Extraction (SPE) Accessories , 分析/色谱 |  | pk of 50,polypropylene,2 mL | , |  |  | pk of 50,polypropylene,2 mL
96 Square Well Pierceable Cap Mats,configured for sealing Discovery SPE and square well collection plates, pk of 50,,,,, | 575655-U |  | Supelco | 96 方孔可穿刺盖垫 |  | ,,,configured for sealing Discovery SPE and square well collection plates, | PlatePrep 96-Well SPE Accessory Items , SPE Vacuum Manifolds & Replacement Parts , Sample Preparation & Purification , Solid Phase Extraction (SPE) , Solid Phase Extraction (SPE) Accessories , 分析/色谱 |  | pk of 50 | , |  |  | pk of 50,configured for sealing Discovery SPE and square well collection plates
,without lid, non-sterile, pack of 10 × 10,,,,, | R9259 |  | Sigma | Texan ™ reagent reservoir for multichannel pipettes |  | ,,,, | Antibody/Immuno Supplies and Accessories , Antibody/Immunology Supplies , Excel Scientific , Excel Scientific Texan Reagent Reservoirs , Labware , Liquid Handling Equipment , Manufacturer Browser , Pipettes, Pipettors and Tips , Pipetting Reservoirs , Pipettor Accessories , Pipettors , PlatePrep 96-Well SPE Accessory Items , SPE Vacuum Manifolds & Replacement Parts , Sample Preparation & Purification , Solid Phase Extraction (SPE) , Solid Phase Extraction (SPE) Accessories , 分析/色谱 |  | pack of 10 × 10,Excel Scientific RSV-0175-N10,Clinical Testing,175 mL,non-sterile | , |  |  | pack of 10 × 10,Excel Scientific RSV-0175-N10,Clinical Testing,175 mL,non-sterile
PlatePrep 96-well Vacuum Manifold,Starter kit,,,,, | 575650-U |  | Supelco | PlatePrep 96 孔真空萃取装置 |  | ,,,, | PlatePrep 96-well Vacuum Manifold and Replacement Parts , SPE Vacuum Manifolds & Replacement Parts , Sample Preparation & Purification , Solid Phase Extraction (SPE) , Solid Phase Extraction (SPE) Accessories , 分析/色谱 |  |  | ,
Replacement Gaskets, Connectors and Tubing,for use with Supelco Plateprep Vacuum Manifold,,,,, | 57195-U |  | Supelco | 连接头和管路的衬垫备件 |  | ,,,for use with Supelco Plateprep Vacuum Manifold, | PlatePrep 96-well Vacuum Manifold and Replacement Parts , SPE Vacuum Manifolds & Replacement Parts , Sample Preparation & Purification , Solid Phase Extraction (SPE) , Solid Phase Extraction (SPE) Accessories , 分析/色谱 |  |  | , |  |  | for use with Supelco Plateprep Vacuum Manifold
Preppy ™ 12-Port Vacuum Manifold,,,,,, | 57160-U |  | Supelco | Preppy ™ 12 位真空固相萃取装置 | (PDF) | ,,,, | Preppy 12-Port Vacuum Manifold and Replacement Parts , SPE Vacuum Manifolds & Replacement Parts , Sample Preparation & Purification , Solid Phase Extraction (SPE) , Solid Phase Extraction (SPE) Accessories , 分析/色谱 |  |  | ,
Preppy ™ Vacuum Manifold Collection Rack,for use with 2 mL (12 mm OD x 32 mm H) or 4 mL (15 mm OD x 45 mm H) vials,,,,, | 57159-U |  | Supelco | Preppy ™ 真空固相萃取装置收集支架 |  | ,,,for use with 2 mL (12 mm OD x 32 mm H) or 4 mL (15 mm OD x 45 mm H) vials, | Preppy 12-Port Vacuum Manifold and Replacement Parts , SPE Vacuum Manifolds & Replacement Parts , Sample Preparation & Purification , Solid Phase Extraction (SPE) , Solid Phase Extraction (SPE) Accessories , 分析/色谱 |  |  | , |  |  | for use with 2 mL (12 mm OD x 32 mm H) or 4 mL (15 mm OD x 45 mm H) vials
Preppy ™ Vacuum Manifold Collection Rack,for use with 15 mL (21 mm OD x 70 mm H) or 20 mL (28 mm OD x 61 mm H) vials.,,,,, | 57162-U |  | Supelco | Preppy ™ 真空固相萃取装置收集支架 |  | ,,,for use with 15 mL (21 mm OD x 70 mm H) or 20 mL (28 mm OD x 61 mm H) vials., | Preppy 12-Port Vacuum Manifold and Replacement Parts , SPE Vacuum Manifolds & Replacement Parts , Sample Preparation & Purification , Solid Phase Extraction (SPE) , Solid Phase Extraction (SPE) Accessories , 分析/色谱 |  |  | , |  |  | for use with 15 mL (21 mm OD x 70 mm H) or 20 mL (28 mm OD x 61 mm H) vials.
Preppy ™ Vacuum Manifold Replacement Cover,polypropylene, includes solvent needle guides,,,,, | 57158-U |  | Supelco | Preppy ™ 真空固相萃取装置盖子 | (PDF) | ,,,, | Preppy 12-Port Vacuum Manifold and Replacement Parts , SPE Vacuum Manifolds & Replacement Parts , Sample Preparation & Purification , Solid Phase Extraction (SPE) , Solid Phase Extraction (SPE) Accessories , 分析/色谱 |  | polypropylene | , |  |  | polypropylene
Visprep SPE Manifold Test Tubes, 10 x 75 mm,pk of 12,,,,, | 57042 |  | Supelco | Visprep 固相萃取装置，10×75mm |  | ,,,, | SPE Vacuum Manifolds & Replacement Parts , Sample Preparation & Purification , Solid Phase Extraction (SPE) , Solid Phase Extraction (SPE) Accessories , Visiprep 12- and 24- Port Vacuum Manifolds , 分析/色谱 |  | pk of 12,10 mm × 75 mm | , |  |  | pk of 12,10 mm × 75 mm
Visiprep ™ 5-port Flask Vacuum Manifold,DL (Disposable Liner),,,,, | 57101-U |  | Supelco | Visiprep ™ 5 位烧瓶真空固相萃取装置 |  | ,,,, | SPE Vacuum Manifolds & Replacement Parts , Sample Preparation & Purification , Solid Phase Extraction (SPE) , Solid Phase Extraction (SPE) Accessories , Visiprep 5-Port Vacuum Manifold and Conversion Kits , 分析/色谱 |  |  | ,
Visiprep ™ 5-port Flask Vacuum Manifold,standard,,,,, | 57103-U |  | Supelco | Visiprep ™ 5 位烧瓶真空固相萃取装置 |  | ,,,, | SPE Vacuum Manifolds & Replacement Parts , Sample Preparation & Purification , Solid Phase Extraction (SPE) , Solid Phase Extraction (SPE) Accessories , Visiprep 5-Port Vacuum Manifold and Conversion Kits , 分析/色谱 |  |  | ,
Visiprep ™ 5-Port Vacuum Manifold Conversion Kit,for converting 24-port model into DL 5-port flask model, includes DL 5-port lid and flask base plate,,,,, | 57104-U |  | Supelco | Visiprep ™ 5 位真空固相萃取装置转接套件 |  | ,,,, | SPE Vacuum Manifolds & Replacement Parts , Sample Preparation & Purification , Solid Phase Extraction (SPE) , Solid Phase Extraction (SPE) Accessories , Visiprep 5-Port Vacuum Manifold and Conversion Kits , 分析/色谱 |  |  | ,
Visiprep ™ 5-Port Vacuum Manifold Conversion Kit,for converting 24-port model into standard 5-port flask model, includes standard 5-port lid and flask base plate,,,,, | 57105-U |  | Supelco | Visiprep ™ 5 位真空固相萃取装置转接套件 |  | ,,,, | SPE Vacuum Manifolds & Replacement Parts , Sample Preparation & Purification , Solid Phase Extraction (SPE) , Solid Phase Extraction (SPE) Accessories , Visiprep 5-Port Vacuum Manifold and Conversion Kits , 分析/色谱 |  |  | ,
,tubing I.D. × O.D. 1/4 in. × 1 in.,,,,, | Z255998 |  | Aldrich | Gum rubber laboratory tubing |  | ,,,, | Gum rubber laboratory tubing , SPE Vacuum Manifolds & Replacement Parts , Sample Preparation & Purification , Solid Phase Extraction (SPE) , Solid Phase Extraction (SPE) Accessories , Visiprep Manifold Replacement Parts and Optional Components , 分析/色谱 |  | pkg of 10 feet,1/4 in. × 1 in.,heavy wall,3/8 in. | , |  |  | pkg of 10 feet,1/4 in. × 1 in.,heavy wall,3/8 in.
Retaining Clips For Visiprep ™ SPE Manifold Collection Racks,included with standard and DL, 12- and 24-port models, pk of 12,,,,, | 57041 |  | Supelco | 固定夹，用于 Visiprep ™ 固相萃取装置收集架 |  | ,,,, | Retaining Clips for Visiprep SPE Manifold Collection Racks , SPE Vacuum Manifolds & Replacement Parts , Sample Preparation & Purification , Solid Phase Extraction (SPE) , Solid Phase Extraction (SPE) Accessories , Visiprep Manifold Replacement Parts and Optional Components , 分析/色谱 |  | pk of 12 | , |  |  | pk of 12
SPE Manifold Gauge/Bleed Valve,for use with Visiprep 12-port and 24-port models,,,,, | 57035-U |  | Supelco | 固相萃取装置真空表/真空调节阀 |  | ,,,for use with Visiprep 12-port and 24-port models, | SPE Manifold Gauge/Bleed Valve , SPE Vacuum Manifolds & Replacement Parts , Sample Preparation & Purification , Solid Phase Extraction (SPE) , Solid Phase Extraction (SPE) Accessories , Visiprep Manifold Replacement Parts and Optional Components , 分析/色谱 |  |  | , |  |  | for use with Visiprep 12-port and 24-port models
Visiprep ™ DL (Disposable Liner) Replacement Liner Guide Needles (included with 57044 and 57265),for use with DL (Disposable Liner), 12- and 24-port models, stainless steel, pk of 12,,,,, | 57027 |  | Supelco | Visiprep ™ DL 衬管导向针备件（包括在 57044 和 57265 中） |  | ,,,for use with DL (Disposable Liner), 12- and 24-port models, | SPE Vacuum Manifolds & Replacement Parts , Sample Preparation & Purification , Solid Phase Extraction (SPE) , Solid Phase Extraction (SPE) Accessories , Visiprep DL (Disposable Liner) Replacement Liner Guide Needles (included with 57044 and 57265) , Visiprep Manifold Replacement Parts and Optional Components , 分析/色谱 |  | pk of 12,stainless steel | , |  |  | pk of 12,stainless steel,for use with DL (Disposable Liner), 12- and 24-port models
Visiprep ™ Manifold Collection Rack (included with standard and DL models),for use with 12-port model, includes base, 3 support rods, center plate, plate for 10 mm test tubes, 12 retaining clips,,,,, | 57037 |  | Supelco | Visiprep ™ 固相萃取装置收集架（包括在标准和 DL 型号中） |  | ,,,for use with 12-port model, | SPE Vacuum Manifolds & Replacement Parts , Sample Preparation & Purification , Solid Phase Extraction (SPE) , Solid Phase Extraction (SPE) Accessories , Visiprep Manifold Collection Rack (included with standard and DL models) , Visiprep Manifold Replacement Parts and Optional Components , 分析/色谱 |  |  | , |  |  | for use with 12-port model
Visiprep ™ Manifold Collection Rack (included with standard and DL models),for use with 24-port model, includes base, 2 support rods, center plate, plate for 10 mm test tubes, 8 retaining clips,,,,, | 57255 |  | Supelco | Visiprep ™ 固相萃取装置收集架（包括在标准和 DL 型号中） |  | ,,,for use with 24-port model, | SPE Vacuum Manifolds & Replacement Parts , Sample Preparation & Purification , Solid Phase Extraction (SPE) , Solid Phase Extraction (SPE) Accessories , Visiprep Manifold Collection Rack (included with standard and DL models) , Visiprep Manifold Replacement Parts and Optional Components , 分析/色谱 |  |  | , |  |  | for use with 24-port model
Visiprep ™ Manifold Cover (flow control valves and gasket included),for use with standard, 12-port model,,,,, | 57031-U |  | Supelco | Visiprep ™ 固相萃取装置盖（包括流量控制阀和盖垫） |  | ,,,for use with standard, 12-port model, | SPE Vacuum Manifolds & Replacement Parts , Sample Preparation & Purification , Solid Phase Extraction (SPE) , Solid Phase Extraction (SPE) Accessories , Visiprep Manifold Cover (flow control valves and gasket included) , Visiprep Manifold Replacement Parts and Optional Components , 分析/色谱 |  |  | , |  |  | for use with standard, 12-port model
Visiprep ™ Manifold Cover (flow control valves and gasket included),for use with DL (Disposable Liner), 12-port model,,,,, | 57029 |  | Supelco | Visiprep ™ 固相萃取装置盖（包括流量控制阀和盖垫） |  | ,,,for use with DL (Disposable Liner), 12-port model, | SPE Vacuum Manifolds & Replacement Parts , Sample Preparation & Purification , Solid Phase Extraction (SPE) , Solid Phase Extraction (SPE) Accessories , Visiprep Manifold Cover (flow control valves and gasket included) , Visiprep Manifold Replacement Parts and Optional Components , 分析/色谱 |  |  | , |  |  | for use with DL (Disposable Liner), 12-port model
Visiprep ™ Manifold Cover (flow control valves and gasket included),for use with standard, 24-port model,,,,, | 57251 |  | Supelco | Visiprep ™ 固相萃取装置盖（包括流量控制阀和盖垫） |  | ,,,for use with standard, 24-port model, | SPE Vacuum Manifolds & Replacement Parts , Sample Preparation & Purification , Solid Phase Extraction (SPE) , Solid Phase Extraction (SPE) Accessories , Visiprep Manifold Cover (flow control valves and gasket included) , Visiprep Manifold Replacement Parts and Optional Components , 分析/色谱 |  |  | , |  |  | for use with standard, 24-port model
Visiprep ™ Manifold Cover (flow control valves and gasket included),for use with DL (Disposable Liner), 24-port model,,,,, | 57266 |  | Supelco | Visiprep ™ 固相萃取装置盖（包括流量控制阀和盖垫） |  | ,,,for use with DL (Disposable Liner), 24-port model, | SPE Vacuum Manifolds & Replacement Parts , Sample Preparation & Purification , Solid Phase Extraction (SPE) , Solid Phase Extraction (SPE) Accessories , Visiprep Manifold Cover (flow control valves and gasket included) , Visiprep Manifold Replacement Parts and Optional Components , 分析/色谱 |  |  | , |  |  | for use with DL (Disposable Liner), 24-port model
Long Stem Flow Control Valves,pk of 6,,,,, | 57048 |  | Supelco | 长阀杆流量控制阀 |  | ,,,, | SPE Vacuum Manifolds & Replacement Parts , Sample Preparation & Purification , Solid Phase Extraction (SPE) , Solid Phase Extraction (SPE) Accessories , Visiprep Manifold Flow Control Valve , Visiprep Manifold Replacement Parts and Optional Components , 分析/色谱 |  | pk of 6 | , |  |  | pk of 6
Visiprep ™ Manifold Flow Control Valve,for use with standard 12- and 24-port models, pk of 2,,,,, | 57032 |  | Supelco | Visiprep ™ 固相萃取装置流量控制阀 |  | ,,,for use with standard 12- and 24-port models, | SPE Vacuum Manifolds & Replacement Parts , Sample Preparation & Purification , Solid Phase Extraction (SPE) , Solid Phase Extraction (SPE) Accessories , Visiprep Manifold Flow Control Valve , Visiprep Manifold Replacement Parts and Optional Components , 分析/色谱 |  | pk of 2 | , |  |  | pk of 2,for use with standard 12- and 24-port models
Visiprep ™ Manifold Flow Control Valve,for use with DL (Disposable Liner) 12- and 24-port models, pk of 2,,,,, | 57028 |  | Supelco | Visiprep ™ 固相萃取装置流量控制阀 |  | ,,,for use with DL (Disposable Liner) 12- and 24-port models, | SPE Vacuum Manifolds & Replacement Parts , Sample Preparation & Purification , Solid Phase Extraction (SPE) , Solid Phase Extraction (SPE) Accessories , Visiprep Manifold Flow Control Valve , Visiprep Manifold Replacement Parts and Optional Components , 分析/色谱 |  | pk of 2 | , |  |  | pk of 2,for use with DL (Disposable Liner) 12- and 24-port models
Visiprep ™ Manifold Plate (included with standard and DL models unless otherwise noted),for use with 12-port model (standard and DL), 16 mm test tubes,,,,, | 57039 |  | Supelco | Visiprep ™ 固相萃取装置收集板（除非另外注明，否则已包括在标准和 DL 型号中） |  | ,,,for use with 12-port model (standard and DL), 16 mm test tubes, | SPE Vacuum Manifolds & Replacement Parts , Sample Preparation & Purification , Solid Phase Extraction (SPE) , Solid Phase Extraction (SPE) Accessories , Visiprep Manifold Replacement Parts and Optional Components , Visiprep Manifold plate (included with standard and DL models, unless otherwise noted) , 分析/色谱 |  |  | , |  |  | for use with 12-port model (standard and DL), 16 mm test tubes
Visiprep ™ Manifold Plate (included with standard and DL models unless otherwise noted),for use with 12-port model, 2 mL autosampler vials,,,,, | 57040-U |  | Supelco | Visiprep ™ 固相萃取装置收集板（除非另外注明，否则已包括在标准和 DL 型号中） |  | ,,,for use with 12-port model, 2 mL autosampler vials, | SPE Vacuum Manifolds & Replacement Parts , Sample Preparation & Purification , Solid Phase Extraction (SPE) , Solid Phase Extraction (SPE) Accessories , Visiprep Manifold Replacement Parts and Optional Components , Visiprep Manifold plate (included with standard and DL models, unless otherwise noted) , 分析/色谱 |  |  | , |  |  | for use with 12-port model, 2 mL autosampler vials
Visiprep ™ Manifold Plate (included with standard and DL models unless otherwise noted),for use with 12-port model, 20 mL scintillation vials, not included with standard and DL models,,,,, | 57043 |  | Supelco | Visiprep ™ 固相萃取装置收集板（除非另外注明，否则已包括在标准和 DL 型号中） |  | ,,,for use with 12-port model, 20 mL scintillation vials, not included with standard and DL models, | SPE Vacuum Manifolds & Replacement Parts , Sample Preparation & Purification , Solid Phase Extraction (SPE) , Solid Phase Extraction (SPE) Accessories , Visiprep Manifold Replacement Parts and Optional Components , Visiprep Manifold plate (included with standard and DL models, unless otherwise noted) , 分析/色谱 |  |  | , |  |  | for use with 12-port model, 20 mL scintillation vials, not included with standard and DL models
Visiprep ™ Manifold Plate (included with standard and DL models unless otherwise noted),for use with 24-port model, 16 mm test tubes,,,,, | 57257 |  | Supelco | Visiprep ™ 固相萃取装置收集板（除非另外注明，否则已包括在标准和 DL 型号中） |  | ,,,for use with 24-port model, 16 mm test tubes, | SPE Vacuum Manifolds & Replacement Parts , Sample Preparation & Purification , Solid Phase Extraction (SPE) , Solid Phase Extraction (SPE) Accessories , Visiprep Manifold Replacement Parts and Optional Components , Visiprep Manifold plate (included with standard and DL models, unless otherwise noted) , 分析/色谱 |  |  | , |  |  | for use with 24-port model, 16 mm test tubes
Visiprep ™ Manifold Plate (included with standard and DL models unless otherwise noted),for use with 24-port model, 2 mL autosampler vials,,,,, | 57258 |  | Supelco | Visiprep ™ 固相萃取装置收集板（除非另外注明，否则已包括在标准和 DL 型号中） |  | ,,,for use with 24-port model, 2 mL autosampler vials, | SPE Vacuum Manifolds & Replacement Parts , Sample Preparation & Purification , Solid Phase Extraction (SPE) , Solid Phase Extraction (SPE) Accessories , Visiprep Manifold Replacement Parts and Optional Components , Visiprep Manifold plate (included with standard and DL models, unless otherwise noted) , 分析/色谱 |  |  | , |  |  | for use with 24-port model, 2 mL autosampler vials
Visiprep ™ Manifold Replacement Flow Control Valve Stem,for use with DL (Disposable Liner) 12- and 24-port models, pk of 24,,,,, | 57146-U |  | Supelco | Visiprep ™ 固相萃取装置流量控制阀杆备件 |  | ,,,for use with DL (Disposable Liner) 12- and 24-port models, | SPE Vacuum Manifolds & Replacement Parts , Sample Preparation & Purification , Solid Phase Extraction (SPE) , Solid Phase Extraction (SPE) Accessories , Visiprep Manifold Replacement Flow Control Valve Stem , Visiprep Manifold Replacement Parts and Optional Components , 分析/色谱 |  | pk of 24 | , |  |  | pk of 24,for use with DL (Disposable Liner) 12- and 24-port models
Visiprep ™ Manifold Replacement Flow Control Valve Stem,for use with standard 12- and 24-port models, pk of 24,,,,, | 57147-U |  | Supelco | Visiprep ™ 固相萃取装置流量控制阀杆备件 |  | ,,,for use with standard 12- and 24-port models, | SPE Vacuum Manifolds & Replacement Parts , Sample Preparation & Purification , Solid Phase Extraction (SPE) , Solid Phase Extraction (SPE) Accessories , Visiprep Manifold Replacement Flow Control Valve Stem , Visiprep Manifold Replacement Parts and Optional Components , 分析/色谱 |  | pk of 24 | , |  |  | pk of 24,for use with standard 12- and 24-port models
Visiprep ™ Manifold Replacement Gasket,for use with 12-port model (standard and DL), pk of 2,,,,, | 57033 |  | Supelco | Visiprep ™ 固相萃取装置盖垫备件 |  | ,,,for use with 12-port model (standard and DL), | SPE Vacuum Manifolds & Replacement Parts , Sample Preparation & Purification , Solid Phase Extraction (SPE) , Solid Phase Extraction (SPE) Accessories , Visiprep Manifold Replacement Gasket , Visiprep Manifold Replacement Parts and Optional Components , 分析/色谱 |  | pk of 2 | , |  |  | pk of 2,for use with 12-port model (standard and DL)
Visiprep ™ Manifold Replacement Gasket,for use with 24-port model (standard and DL), pk of 2,,,,, | 57254 |  | Supelco | Visiprep ™ 固相萃取装置盖垫备件 |  | ,,,for use with 24-port model (standard and DL), | SPE Vacuum Manifolds & Replacement Parts , Sample Preparation & Purification , Solid Phase Extraction (SPE) , Solid Phase Extraction (SPE) Accessories , Visiprep Manifold Replacement Gasket , Visiprep Manifold Replacement Parts and Optional Components , 分析/色谱 |  | pk of 2 | , |  |  | pk of 2,for use with 24-port model (standard and DL)
VisIprep ™ Manifold Splash Guard (not included with standard and DL models),for use with standard and DL, 12-port model,,,,, | 57045-U |  | Supelco | Visprep 固相萃取装置防溅罩（标准和 DL 型中不包含） |  | ,,,for use with standard and DL, 12-port model, | SPE Vacuum Manifolds & Replacement Parts , Sample Preparation & Purification , Solid Phase Extraction (SPE) , Solid Phase Extraction (SPE) Accessories , Visiprep Manifold Replacement Parts and Optional Components , Visiprep Manifold Splash Guard (not included iwth standard and DL Models) , 分析/色谱 |  |  | , |  |  | for use with standard and DL, 12-port model
Visiprep ™ SPE Manifold Replacement Solvent Guide Needles,for use with standard, 12- and 24-port models (included with 57030-U & 57250-U)), PTFE, pk of 12,,,,, | 57047 |  | Supelco | Visiprep ™ 固相萃取装置溶剂导向针套件 |  | ,,,for use with standard, 12- and 24-port models (included with 57030-U & 57250-U)), | SPE Vacuum Manifolds & Replacement Parts , Sample Preparation & Purification , Solid Phase Extraction (SPE) , Solid Phase Extraction (SPE) Accessories , Visiprep Manifold Replacement Parts and Optional Components , Visiprep SPE Manifold Replacement Solvent Guide Needles , 分析/色谱 |  | pk of 12,PTFE | , |  |  | pk of 12,PTFE,for use with standard, 12- and 24-port models (included with 57030-U & 57250-U))
Visiprep ™ SPE Manifold Replacement Solvent Guide Needles,for use with standard, 12- and 24-port models (optional use with 57030-U & 57250-U), stainless steel, pk of 12,,,,, | 57036 |  | Supelco | Visiprep ™ 固相萃取装置溶剂导向针套件 |  | ,,,for use with standard, 12- and 24-port models (optional use with 57030-U & 57250-U), | SPE Vacuum Manifolds & Replacement Parts , Sample Preparation & Purification , Solid Phase Extraction (SPE) , Solid Phase Extraction (SPE) Accessories , Visiprep Manifold Replacement Parts and Optional Components , Visiprep SPE Manifold Replacement Solvent Guide Needles , 分析/色谱 |  | pk of 12,stainless steel | , |  |  | pk of 12,stainless steel,for use with standard, 12- and 24-port models (optional use with 57030-U & 57250-U)
Control Knobs For Visidry ™ Drying Attachment,,,,,, | 57095 |  | Supelco | Visidry ™ 干燥装置的控制旋钮 |  | ,,,, | Sample Preparation & Purification , Solid Phase Extraction (SPE) , Solid Phase Extraction (SPE) Accessories , Vacuum Manifold Accessories , Visidry Drying Attachment and Replacement Parts , 分析/色谱 |  | pk of 2 | , |  |  | pk of 2
Visidry ™ Drying Attachment,for use with Visiprep 12-port model,,,,, | 57100-U |  | Supelco | Visidry ™ 干燥装置 | (PDF) | ,,,for use with Visiprep 12-port model, | Sample Preparation & Purification , Solid Phase Extraction (SPE) , Solid Phase Extraction (SPE) Accessories , Vacuum Manifold Accessories , Visidry Drying Attachment and Replacement Parts , 分析/色谱 |  |  | , |  |  | for use with Visiprep 12-port model
Visidry ™ Drying Attachment,for use with Visiprep 24-port model,,,,, | 57124 |  | Supelco | Visidry ™ 干燥装置 | (PDF) | ,,,for use with Visiprep 24-port model, | Sample Preparation & Purification , Solid Phase Extraction (SPE) , Solid Phase Extraction (SPE) Accessories , Vacuum Manifold Accessories , Visidry Drying Attachment and Replacement Parts , 分析/色谱 |  |  | , |  |  | for use with Visiprep 24-port model
Visidry ™ Long Stem Flow Control Knob,pk of 6,,,,, | 57093 |  | Supelco | Visidry ™ 长杆流量控制旋钮 | (PDF) | ,,,, | Sample Preparation & Purification , Solid Phase Extraction (SPE) , Solid Phase Extraction (SPE) Accessories , Vacuum Manifold Accessories , Visidry Drying Attachment and Replacement Parts , 分析/色谱 |  | pk of 6 | , |  |  | pk of 6
Visidry ™ Retaining C-clips,pk of 2,,,,, | 57096 |  | Supelco | Visidry ™ C 形固定夹 |  | ,,,for use with Supelco Visidry Drying Attachment, | Sample Preparation & Purification , Solid Phase Extraction (SPE) , Solid Phase Extraction (SPE) Accessories , Vacuum Manifold Accessories , Visidry Drying Attachment and Replacement Parts , 分析/色谱 |  | pk of 2 | , |  |  | pk of 2,for use with Supelco Visidry Drying Attachment
Ferrules/Nuts for Visiprep ™ Large Volume Sampler,color-coded, pk of 4,,,,, | 57277 |  | Supelco | 用于 Visiprep ™ 大容量取样器的密封垫/螺母 |  | ,,,, | Sample Preparation & Purification , Solid Phase Extraction (SPE) , Solid Phase Extraction (SPE) Accessories , Vacuum Manifold Accessories , Visiprep Large Volume Sampler and Replacement Parts , 分析/色谱 |  | pk of 4,fittings 1/4-28 male UNF,color-coded | , |  |  | pk of 4,fittings 1/4-28 male UNF,color-coded
1/8" PTFE tubes, Color Coded,for use with Supelco Visiprep Large Volume Sampler, pk of 4,,,,, | 57276 |  | Supelco | 1/8" PTFE 管，采用颜色编码 |  | ,,,for use with Supelco Visiprep Large Volume Sampler, | Sample Preparation & Purification , Solid Phase Extraction (SPE) , Solid Phase Extraction (SPE) Accessories , Vacuum Manifold Accessories , Visiprep Large Volume Sampler and Replacement Parts , 分析/色谱 |  | pk of 4,1/8 in.,color-coded | , |  |  | pk of 4,1/8 in.,color-coded,for use with Supelco Visiprep Large Volume Sampler
Stainless Steel Weights For Visiprep ™ Large Volume Sampler,weight fitting for tubing 1/8 in. O.D., pk of 4,,,,, | 57278 |  | Supelco | Visiprep ™ 大容量采样器的不锈钢沉子 |  | ,,,, | Sample Preparation & Purification , Solid Phase Extraction (SPE) , Solid Phase Extraction (SPE) Accessories , Vacuum Manifold Accessories , Visiprep Large Volume Sampler and Replacement Parts , 分析/色谱 |  | pk of 4,weight fitting for tubing 1/8 in. O.D.,stainless steel weights | , |  |  | pk of 4,weight fitting for tubing 1/8 in. O.D.,stainless steel weights
Visiprep ™ Large Volume Sampler,for use with 3 or 6 mL SPE tubes (includes 4 adapters),,,,, | 57275 |  | Supelco | Visiprep ™ 大容量采样器 | (PDF) | ,,,for use with 3 or 6 mL SPE tubes (includes 4 adapters), | Sample Preparation & Purification , Solid Phase Extraction (SPE) , Solid Phase Extraction (SPE) Accessories , Vacuum Manifold Accessories , Visiprep Large Volume Sampler and Replacement Parts , 分析/色谱 |  | technique used for transfers 4 large volume samples | , |  |  | technique used for transfers 4 large volume samples,for use with 3 or 6 mL SPE tubes (includes 4 adapters)
Visiprep ™ Large Volume Sampler,for use with 12, 20, or 60mL SPE tubes (includes 3 adapters),,,,, | 57272 |  | Supelco | Visiprep ™ 大容量采样器 | (PDF) | ,,,for use with 12, 20, or 60mL SPE tubes (includes 3 adapters), | Sample Preparation & Purification , Solid Phase Extraction (SPE) , Solid Phase Extraction (SPE) Accessories , Vacuum Manifold Accessories , Visiprep Large Volume Sampler and Replacement Parts , 分析/色谱 |  | technique used for transfers 3 large volume samples | , |  |  | technique used for transfers 3 large volume samples,for use with 12, 20, or 60mL SPE tubes (includes 3 adapters)
Visiprep ™ Large Volume Sampler Tube Adapters, 1/4-28 Threads,for use with 3 or 6 mL SPE tubes, pk of 4,,,,, | 57273-U |  | Supelco | Visiprep ™ 大容量采样器管接头，1/4-28 螺纹 |  | ,,,for use with 3 or 6 mL SPE tubes, | Sample Preparation & Purification , Solid Phase Extraction (SPE) , Solid Phase Extraction (SPE) Accessories , Vacuum Manifold Accessories , Visiprep Large Volume Sampler and Replacement Parts , 分析/色谱 |  | pk of 4,bore 1/4-28 female UNF,adapter male for SPE tube 3 or 6 mL | , |  |  | pk of 4,bore 1/4-28 female UNF,adapter male for SPE tube 3 or 6 mL,for use with 3 or 6 mL SPE tubes
Visiprep ™ Large Volume Sampler Tube Adapters, 1/4-28 Threads,for use with 12, 20, or 60mL SPE tubes, pk of 3,,,,, | 57274-U |  | Supelco | Visiprep ™ 大容量采样器管接头，1/4-28 螺纹 |  | ,,,for use with 12, 20, or 60mL SPE tubes, | Sample Preparation & Purification , Solid Phase Extraction (SPE) , Solid Phase Extraction (SPE) Accessories , Vacuum Manifold Accessories , Visiprep Large Volume Sampler and Replacement Parts , 分析/色谱 |  | pk of 3,bore 1/4-28 female UNF,adapter male for SPE tube 12, 20, or 60 mL | , |  |  | pk of 3,bore 1/4-28 female UNF,adapter male for SPE tube 12, 20, or 60 mL,for use with 12, 20, or 60mL SPE tubes
SPME fiber assembly Carboxen/ Polydimethylsiloxane (CAR/PDMS),d f 85 μm(bonded phase, for use with autosampler, needle size 23 ga, metal alloy fiber,,,,, | 57906-U |  | Supelco | Carboxen ® /聚二甲基硅氧烷 (CAR/PDMS) 固相微萃取萃取头 |  | ,,,for analyte group Gases and low moleculr weight compounds (MW 30-225), | Carboxen/Polydimethylsilo xane (CAR/PDMS) fibers , SPME Fiber Assemblies , SPME Fibers and Holders , SPME Metal Alloy Fiber Assemblies , Sample Preparation & Purification , Solid Phase Microextraction (SPME) , 分析/色谱 |  | for use with autosampler,Carboxen/Polydimethylsilo xane (CAR/PDMS) coating,metal alloy fiber,1 cm,pkg of 1 ea,23 ga,85 μm (bonded phase) | , |  |  | for use with autosampler,Carboxen/Polydimethylsilo xane (CAR/PDMS) coating,metal alloy fiber,1 cm,pkg of 1 ea,23 ga,85 μm (bonded phase),for analyte group Gases and low moleculr weight compounds (MW 30-225)
SPME fiber assembly Divinylbenzene/ Carboxen/ Polydimethylsiloxane (DVB/CAR/PDMS),for use with autosampler, needle size 23 ga, metal alloy fiber, fiber L 1 cm,,,,, | 57912-U |  | Supelco | 二乙烯基苯/ Carboxen/ 聚二甲基硅氧烷 (DVB/CAR/PDMS) 固相微萃取萃取头 |  | ,,,for analyte group flavors (volatiles and semivolatiles, C3-20) (MW 40-275), | Divinylbenzene/Carboxen/P olydimethylsiloxane (DVB/CAR/PDMS) fibers , SPME Fiber Assemblies , SPME Fibers and Holders , SPME Metal Alloy Fiber Assemblies , Sample Preparation & Purification , Solid Phase Microextraction (SPME) , 分析/色谱 |  | for use with autosampler,Divinylbenzene/Carboxen/P olydimethylsiloxane (DVB/CAR/PDMS) coating,metal alloy fiber,1 cm,pkg of 1 × ea,23 ga,50/30 μm | , |  |  | for use with autosampler,Divinylbenzene/Carboxen/P olydimethylsiloxane (DVB/CAR/PDMS) coating,metal alloy fiber,1 cm,pkg of 1 × ea,23 ga,50/30 μm,for analyte group flavors (volatiles and semivolatiles, C3-20) (MW 40-275)
SPME fiber assembly Divinylbenzene/ Carboxen/ Polydimethylsiloxane (DVB/CAR/PDMS),for use with autosampler, needle size 23 ga, metal alloy fiber, fiber L 2 cm,,,,, | 57914-U |  | Supelco | 二乙烯基苯/ Carboxen/ 聚二甲基硅氧烷 (DVB/CAR/PDMS) 固相微萃取萃取头 |  | ,,,for analyte group flavors (volatiles and semivolatiles, C3-20) (MW 40-275), | Divinylbenzene/Carboxen/P olydimethylsiloxane (DVB/CAR/PDMS) fibers , SPME Fiber Assemblies , SPME Fibers and Holders , SPME Metal Alloy Fiber Assemblies , Sample Preparation & Purification , Solid Phase Microextraction (SPME) , 分析/色谱 |  | for use with autosampler,Divinylbenzene/Carboxen/P olydimethylsiloxane (DVB/CAR/PDMS) coating,metal alloy fiber,2 cm,pkg of 1 × ea,23 ga,50/30 μm | , |  |  | for use with autosampler,Divinylbenzene/Carboxen/P olydimethylsiloxane (DVB/CAR/PDMS) coating,metal alloy fiber,2 cm,pkg of 1 × ea,23 ga,50/30 μm,for analyte group flavors (volatiles and semivolatiles, C3-20) (MW 40-275)
SPME fiber assembly Polydimethylsiloxane/ Divinylbenzene (PDMS/DVB),d f 65 μm(bonded phase, for use with autosampler, needle size 23 ga, metal alloy fiber,,,,, | 57902-U |  | Supelco | 聚二甲基硅氧烷/二乙烯基苯 (PDMS/DVB) 固相微萃取萃取头 |  | ,,,for analyte group volatiles, amines, and nitroaromatic compounds (MW 50-300), | Polydimethylsiloxane/Divi nylbenzene (PDMS/DVB) fibers , SPME Fiber Assemblies , SPME Fibers and Holders , SPME Metal Alloy Fiber Assemblies , Sample Preparation & Purification , Solid Phase Microextraction (SPME) , 分析/色谱 |  | for use with autosampler,Polydimethylsiloxane/Divi nylbenzene (PDMS/DVB) coating,metal alloy fiber,1 cm,pkg of 1 ea,23 ga,65 μm (bonded phase) | , |  |  | for use with autosampler,Polydimethylsiloxane/Divi nylbenzene (PDMS/DVB) coating,metal alloy fiber,1 cm,pkg of 1 ea,23 ga,65 μm (bonded phase),for analyte group volatiles, amines, and nitroaromatic compounds (MW 50-300)
SPME fiber assembly Polydimethylsiloxane (PDMS),metal alloy, d f 30 μm(bonded phase, needle size 23 ga, for use with autosampler,,,,, | 57922-U |  | Supelco | 聚二甲基硅氧烷 (PDMS) 固相微萃取萃取头 |  | ,,,for analyte group volatiles (MW 60-275), | Polydimethylsiloxane (PDMS) fibers, non-polar , SPME Fiber Assemblies , SPME Fibers and Holders , SPME Metal Alloy Fiber Assemblies , Sample Preparation & Purification , Solid Phase Microextraction (SPME) , 分析/色谱 |  | for use with autosampler,Polydimethylsiloxane (PDMS) coating,metal alloy,1 cm,pkg of 1 × ea,23 ga,30 μm (bonded phase) | , |  |  | for use with autosampler,Polydimethylsiloxane (PDMS) coating,metal alloy,1 cm,pkg of 1 × ea,23 ga,30 μm (bonded phase),for analyte group volatiles (MW 60-275)
SPME fiber assembly Polydimethylsiloxane (PDMS),metal alloy fiber, d f 100 μm(bonded phase, needle size 23 ga, for use with autosampler,,,,, | 57928-U |  | Supelco | 聚二甲基硅氧烷 (PDMS) 固相微萃取萃取头 |  | ,,,for analyte group volatiles (MW 60-275), | Polydimethylsiloxane (PDMS) fibers, non-polar , SPME Fiber Assemblies , SPME Fibers and Holders , SPME Metal Alloy Fiber Assemblies , Sample Preparation & Purification , Solid Phase Microextraction (SPME) , 分析/色谱 |  | for use with autosampler,1 cm,Polydimethylsiloxane (PDMS) coating,metal alloy fiber,pkg of 1 × ea,23 ga,100 μm (bonded phase) | , |  |  | for use with autosampler,1 cm,Polydimethylsiloxane (PDMS) coating,metal alloy fiber,pkg of 1 × ea,23 ga,100 μm (bonded phase),for analyte group volatiles (MW 60-275)
SPME fiber assembly Carboxen/ Polydimethylsiloxane (CAR/PDMS),d f 75 μm, for use with manual holder, needle size 24 ga,,,,, | 57318 |  | Supelco | Carboxen ® /聚二甲基硅氧烷 (CAR/PDMS) 固相微萃取萃取头 |  | ,,,for analyte group Gases and low moleculr weight compounds (MW 30-225), | Carboxen/Polydimethylsilo xane (CAR/PDMS) fibers , SPME Fiber Assemblies , SPME Fibers and Holders , Sample Preparation & Purification , Solid Phase Microextraction (SPME) , 分析/色谱 |  | for use with manual holder,Carboxen/Polydimethylsilo xane (CAR/PDMS) coating,fused silica fiber,1 cm,pkg of 3 ea,24 ga,75 μm | , |  |  | for use with manual holder,Carboxen/Polydimethylsilo xane (CAR/PDMS) coating,fused silica fiber,1 cm,pkg of 3 ea,24 ga,75 μm,for analyte group Gases and low moleculr weight compounds (MW 30-225)
SPME fiber assembly Carboxen/ Polydimethylsiloxane (CAR/PDMS),d f 75 μm(partially crosslinked phase, needle size 23 ga, for use with manual holder,,,,, | 57344-U |  | Supelco | Carboxen ® /聚二甲基硅氧烷 (CAR/PDMS) 固相微萃取萃取头 |  | ,,,for analyte group Gases and low moleculr weight compounds (MW 30-225), | Carboxen/Polydimethylsilo xane (CAR/PDMS) fibers , SPME Fiber Assemblies , SPME Fibers and Holders , Sample Preparation & Purification , Solid Phase Microextraction (SPME) , 分析/色谱 |  | for use with manual holder,Carboxen/Polydimethylsilo xane (CAR/PDMS) coating,fused silica fiber,1 cm,pkg of 3 ea,23 ga,75 μm (partially crosslinked phase) | , |  |  | for use with manual holder,Carboxen/Polydimethylsilo xane (CAR/PDMS) coating,fused silica fiber,1 cm,pkg of 3 ea,23 ga,75 μm (partially crosslinked phase),for analyte group Gases and low moleculr weight compounds (MW 30-225)
SPME fiber assembly Carboxen/ Polydimethylsiloxane (CAR/PDMS),d f 75 μm(partially crosslinked, needle size 24 ga, for use with autosampler,,,,, | 57319 |  | Supelco | Carboxen ® /聚二甲基硅氧烷 (CAR/PDMS) 固相微萃取萃取头 |  | ,,,for analyte group Gases and low moleculr weight compounds (MW 30-225), | Carboxen/Polydimethylsilo xane (CAR/PDMS) fibers , SPME Fiber Assemblies , SPME Fibers and Holders , Sample Preparation & Purification , Solid Phase Microextraction (SPME) , 分析/色谱 |  | for use with autosampler,Carboxen/Polydimethylsilo xane (CAR/PDMS) coating,fused silica fiber,1 cm,pkg of 3 ea,24 ga,75 μm (partially crosslinked) | , |  |  | for use with autosampler,Carboxen/Polydimethylsilo xane (CAR/PDMS) coating,fused silica fiber,1 cm,pkg of 3 ea,24 ga,75 μm (partially crosslinked),for analyte group Gases and low moleculr weight compounds (MW 30-225)
SPME fiber assembly Carboxen/ Polydimethylsiloxane (CAR/PDMS),d f 75 μm(partially crosslinked phase, needle size 23 ga, for use with autosampler,,,,, | 57343-U |  | Supelco | Carboxen ® /聚二甲基硅氧烷 (CAR/PDMS) 固相微萃取萃取头 |  | ,,,for analyte group Gases and low moleculr weight compounds (MW 30-225), | Carboxen/Polydimethylsilo xane (CAR/PDMS) fibers , SPME Fiber Assemblies , SPME Fibers and Holders , Sample Preparation & Purification , Solid Phase Microextraction (SPME) , 分析/色谱 |  | for use with autosampler,Carboxen/Polydimethylsilo xane (CAR/PDMS) coating,fused silica fiber,1 cm,pkg of 3 ea,23 ga,75 μm (partially crosslinked phase) | , |  |  | for use with autosampler,Carboxen/Polydimethylsilo xane (CAR/PDMS) coating,fused silica fiber,1 cm,pkg of 3 ea,23 ga,75 μm (partially crosslinked phase),for analyte group Gases and low moleculr weight compounds (MW 30-225)
SPME fiber assembly Carboxen/ Polydimethylsiloxane (CAR/PDMS),d f 85 μm, needle size 24 ga, for use with manual holder, StableFlex fiber,,,,, | 57334-U |  | Supelco | Carboxen ® /聚二甲基硅氧烷 (CAR/PDMS) 固相微萃取萃取头 |  | ,,,for analyte group Gases and low moleculr weight compounds (MW 30-225), | Carboxen/Polydimethylsilo xane (CAR/PDMS) fibers , SPME Fiber Assemblies , SPME Fibers and Holders , Sample Preparation & Purification , Solid Phase Microextraction (SPME) , 分析/色谱 |  | for use with manual holder,Carboxen/Polydimethylsilo xane (CAR/PDMS) coating,StableFlex fiber,1 cm,pkg of 3 ea,24 ga,85 μm | , |  |  | for use with manual holder,Carboxen/Polydimethylsilo xane (CAR/PDMS) coating,StableFlex fiber,1 cm,pkg of 3 ea,24 ga,85 μm,for analyte group Gases and low moleculr weight compounds (MW 30-225)
SPME fiber assembly Carboxen/ Polydimethylsiloxane (CAR/PDMS),d f 85 μm, needle size 24 ga, StableFlex, for use with autosampler,,,,, | 57335-U |  | Supelco | Carboxen ® /聚二甲基硅氧烷 (CAR/PDMS) 固相微萃取萃取头 |  | ,,,for analyte group Gases and low moleculr weight compounds (MW 30-225), | Carboxen/Polydimethylsilo xane (CAR/PDMS) fibers , SPME Fiber Assemblies , SPME Fibers and Holders , Sample Preparation & Purification , Solid Phase Microextraction (SPME) , 分析/色谱 |  | for use with autosampler,Carboxen/Polydimethylsilo xane (CAR/PDMS) coating,StableFlex fiber,1 cm,pkg of 3 ea,24 ga,85 μm | , |  |  | for use with autosampler,Carboxen/Polydimethylsilo xane (CAR/PDMS) coating,StableFlex fiber,1 cm,pkg of 3 ea,24 ga,85 μm,for analyte group Gases and low moleculr weight compounds (MW 30-225)
SPME fiber assembly Carboxen/ Polydimethylsiloxane (CAR/PDMS),d f 85 μm, needle size 23 ga, StableFlex, for use with autosampler,,,,, | 57295-U |  | Supelco | Carboxen ® /聚二甲基硅氧烷 (CAR/PDMS) 固相微萃取萃取头 |  | ,,,for analyte group Gases and low moleculr weight compounds (MW 30-225), | Carboxen/Polydimethylsilo xane (CAR/PDMS) fibers , SPME Fiber Assemblies , SPME Fibers and Holders , Sample Preparation & Purification , Solid Phase Microextraction (SPME) , 分析/色谱 |  | for use with autosampler,Carboxen/Polydimethylsilo xane (CAR/PDMS) coating,StableFlex fiber,pkg of 3 ea,23 ga,85 μm | , |  |  | for use with autosampler,Carboxen/Polydimethylsilo xane (CAR/PDMS) coating,StableFlex fiber,pkg of 3 ea,23 ga,85 μm,for analyte group Gases and low moleculr weight compounds (MW 30-225)
SPME fiber assembly Polydimethylsiloxane/ Divinylbenzene (PDMS/DVB),d f 65 μm(partially crosslinked phase, needle size 24 ga, for use with manual holder,,,,, | 57310-U |  | Supelco | 聚二甲基硅氧烷/二乙烯基苯 (PDMS/DVB) 固相微萃取萃取头 |  | ,,,for analyte group volatiles, amines, and nitroaromatic compounds (MW 50-300), | Polydimethylsiloxane/Divi nylbenzene (PDMS/DVB) fibers , SPME Fiber Assemblies , SPME Fibers and Holders , Sample Preparation & Purification , Solid Phase Microextraction (SPME) , 分析/色谱 |  | for use with manual holder,Polydimethylsiloxane/Divi nylbenzene (PDMS/DVB) coating,fused silica fiber,1 cm,pkg of 3 ea,24 ga,65 μm (partially crosslinked phase) | , |  |  | for use with manual holder,Polydimethylsiloxane/Divi nylbenzene (PDMS/DVB) coating,fused silica fiber,1 cm,pkg of 3 ea,24 ga,65 μm (partially crosslinked phase),for analyte group volatiles, amines, and nitroaromatic compounds (MW 50-300)
SPME fiber assembly Polydimethylsiloxane/ Divinylbenzene (PDMS/DVB),fused silica fiber, d f 65 μm(partially crosslinked phase, for use with manual holder, needle size 23 ga,,,,, | 57346-U |  | Supelco | 聚二甲基硅氧烷/二乙烯基苯 (PDMS/DVB) 固相微萃取萃取头 |  | ,,,for analyte group volatiles, amines, and nitroaromatic compounds (MW 50-300), | Polydimethylsiloxane/Divi nylbenzene (PDMS/DVB) fibers , SPME Fiber Assemblies , SPME Fibers and Holders , Sample Preparation & Purification , Solid Phase Microextraction (SPME) , 分析/色谱 |  | for use with manual holder,Polydimethylsiloxane/Divi nylbenzene (PDMS/DVB) coating,fused silica fiber,1 cm,pkg of 3 ea,23 ga,65 μm (partially crosslinked phase) | , |  |  | for use with manual holder,Polydimethylsiloxane/Divi nylbenzene (PDMS/DVB) coating,fused silica fiber,1 cm,pkg of 3 ea,23 ga,65 μm (partially crosslinked phase),for analyte group volatiles, amines, and nitroaromatic compounds (MW 50-300)
SPME fiber assembly Polydimethylsiloxane/ Divinylbenzene (PDMS/DVB),d f 65 μm(partially crosslinked phase, needle size 24 ga, for use with autosampler,,,,, | 57311 |  | Supelco | 聚二甲基硅氧烷/二乙烯基苯 (PDMS/DVB) 固相微萃取萃取头 |  | ,,,for analyte group volatiles, amines, and nitroaromatic compounds (MW 50-300), | Polydimethylsiloxane/Divi nylbenzene (PDMS/DVB) fibers , SPME Fiber Assemblies , SPME Fibers and Holders , Sample Preparation & Purification , Solid Phase Microextraction (SPME) , 分析/色谱 |  | for use with autosampler,Polydimethylsiloxane/Divi nylbenzene (PDMS/DVB) coating,fused silica fiber,1 cm,pkg of 3 ea,24 ga,65 μm (partially crosslinked phase) | , |  |  | for use with autosampler,Polydimethylsiloxane/Divi nylbenzene (PDMS/DVB) coating,fused silica fiber,1 cm,pkg of 3 ea,24 ga,65 μm (partially crosslinked phase),for analyte group volatiles, amines, and nitroaromatic compounds (MW 50-300)
SPME fiber assembly Polydimethylsiloxane/ Divinylbenzene (PDMS/DVB),d f 65 μm(partially crosslinked phase, for use with autosampler, needle size 23 ga,,,,, | 57345-U |  | Supelco | 聚二甲基硅氧烷/二乙烯基苯 (PDMS/DVB) 固相微萃取萃取头 |  | ,,,for analyte group volatiles, amines, and nitroaromatic compounds (MW 50-300), | Polydimethylsiloxane/Divi nylbenzene (PDMS/DVB) fibers , SPME Fiber Assemblies , SPME Fibers and Holders , Sample Preparation & Purification , Solid Phase Microextraction (SPME) , 分析/色谱 |  | for use with autosampler,Polydimethylsiloxane/Divi nylbenzene (PDMS/DVB) coating,fused silica fiber,1 cm,pkg of 3 ea,23 ga,65 μm (partially crosslinked phase) | , |  |  | for use with autosampler,Polydimethylsiloxane/Divi nylbenzene (PDMS/DVB) coating,fused silica fiber,1 cm,pkg of 3 ea,23 ga,65 μm (partially crosslinked phase),for analyte group volatiles, amines, and nitroaromatic compounds (MW 50-300)
SPME fiber assembly Polydimethylsiloxane/ Divinylbenzene (PDMS/DVB),d f 65 μm, needle size 24 ga, StableFlex, for use with manual holder,,,,, | 57326-U |  | Supelco | 聚二甲基硅氧烷/二乙烯基苯 (PDMS/DVB) 固相微萃取萃取头 |  | ,,,for analyte group volatiles, amines, and nitroaromatic compounds (MW 50-300), | Polydimethylsiloxane/Divi nylbenzene (PDMS/DVB) fibers , SPME Fiber Assemblies , SPME Fibers and Holders , Sample Preparation & Purification , Solid Phase Microextraction (SPME) , 分析/色谱 |  | for use with manual holder,Polydimethylsiloxane/Divi nylbenzene (PDMS/DVB) coating,StableFlex fiber,1 cm,pkg of 3 ea,24 ga,65 μm | , |  |  | for use with manual holder,Polydimethylsiloxane/Divi nylbenzene (PDMS/DVB) coating,StableFlex fiber,1 cm,pkg of 3 ea,24 ga,65 μm,for analyte group volatiles, amines, and nitroaromatic compounds (MW 50-300)
SPME fiber assembly Polydimethylsiloxane/ Divinylbenzene (PDMS/DVB),d f 65 μm, needle size 24 ga, StableFlex, for use with autosampler,,,,, | 57327-U |  | Supelco | 聚二甲基硅氧烷/二乙烯基苯 (PDMS/DVB) 固相微萃取萃取头 |  | ,,,for analyte group volatiles, amines, and nitroaromatic compounds (MW 50-300), | Polydimethylsiloxane/Divi nylbenzene (PDMS/DVB) fibers , SPME Fiber Assemblies , SPME Fibers and Holders , Sample Preparation & Purification , Solid Phase Microextraction (SPME) , 分析/色谱 |  | for use with autosampler,Polydimethylsiloxane/Divi nylbenzene (PDMS/DVB) coating,StableFlex fiber,1 cm,pkg of 3 ea,24 ga,65 μm | , |  |  | for use with autosampler,Polydimethylsiloxane/Divi nylbenzene (PDMS/DVB) coating,StableFlex fiber,1 cm,pkg of 3 ea,24 ga,65 μm,for analyte group volatiles, amines, and nitroaromatic compounds (MW 50-300)
SPME fiber assembly Polydimethylsiloxane/ Divinylbenzene (PDMS/DVB),d f 65 μm, needle size 23 ga, StableFlex, for use with autosampler,,,,, | 57293-U |  | Supelco | 聚二甲基硅氧烷/二乙烯基苯 (PDMS/DVB) 固相微萃取萃取头 |  | ,,,for analyte group volatiles, amines, and nitroaromatic compounds (MW 50-300), | Polydimethylsiloxane/Divi nylbenzene (PDMS/DVB) fibers , SPME Fiber Assemblies , SPME Fibers and Holders , Sample Preparation & Purification , Solid Phase Microextraction (SPME) , 分析/色谱 |  | for use with autosampler,Polydimethylsiloxane/Divi nylbenzene (PDMS/DVB) coating,StableFlex fiber,1 cm,pkg of 3 ea,23 ga,65 μm | , |  |  | for use with autosampler,Polydimethylsiloxane/Divi nylbenzene (PDMS/DVB) coating,StableFlex fiber,1 cm,pkg of 3 ea,23 ga,65 μm,for analyte group volatiles, amines, and nitroaromatic compounds (MW 50-300)
SPME fiber assembly Divinylbenzene/ Carboxen/ Polydimethylsiloxane (DVB/CAR/PDMS),needle size 24 ga, for use with manual holder,,,,, | 57328-U |  | Supelco | 二乙烯基苯/ Carboxen/ 聚二甲基硅氧烷 (DVB/CAR/PDMS) 固相微萃取萃取头 |  | ,,,for analyte group flavors (volatiles and semivolatiles, C3-20) (MW 40-275), | Divinylbenzene/Carboxen/P olydimethylsiloxane (DVB/CAR/PDMS) fibers , SPME Fiber Assemblies , SPME Fibers and Holders , Sample Preparation & Purification , Solid Phase Microextraction (SPME) , 分析/色谱 |  | for use with manual holder,Divinylbenzene/Carboxen/P olydimethylsiloxane (DVB/CAR/PDMS) coating,StableFlex fiber,1 cm,pk of 3,24 ga,50/30 μm | , |  |  | for use with manual holder,Divinylbenzene/Carboxen/P olydimethylsiloxane (DVB/CAR/PDMS) coating,StableFlex fiber,1 cm,pk of 3,24 ga,50/30 μm,for analyte group flavors (volatiles and semivolatiles, C3-20) (MW 40-275)
SPME fiber assembly Divinylbenzene/ Carboxen/ Polydimethylsiloxane (DVB/CAR/PDMS),needle size 24 ga, StableFlex, for use with manual holder/autosampler,,,,, | 57348-U |  | Supelco | 二乙烯基苯/ Carboxen/ 聚二甲基硅氧烷 (DVB/CAR/PDMS) 固相微萃取萃取头 |  | ,,,for analyte group flavors (volatiles and semivolatiles, C3-20) (MW 40-275), | Divinylbenzene/Carboxen/P olydimethylsiloxane (DVB/CAR/PDMS) fibers , SPME Fiber Assemblies , SPME Fibers and Holders , Sample Preparation & Purification , Solid Phase Microextraction (SPME) , 分析/色谱 |  | for use with manual holder/autosampler,Divinylbenzene/Carboxen/P olydimethylsiloxane (DVB/CAR/PDMS) coating,StableFlex fiber,2 cm,pk of 3,24 ga,50/30 μm | , |  |  | for use with manual holder/autosampler,Divinylbenzene/Carboxen/P olydimethylsiloxane (DVB/CAR/PDMS) coating,StableFlex fiber,2 cm,pk of 3,24 ga,50/30 μm,for analyte group flavors (volatiles and semivolatiles, C3-20) (MW 40-275)
SPME fiber assembly Divinylbenzene/ Carboxen/ Polydimethylsiloxane (DVB/CAR/PDMS),needle size 24 ga, StableFlex, for use with autosampler,,,,, | 57329-U |  | Supelco | 二乙烯基苯/ Carboxen/ 聚二甲基硅氧烷 (DVB/CAR/PDMS) 固相微萃取萃取头 |  | ,,,for analyte group flavors (volatiles and semivolatiles, C3-20) (MW 40-275), | Divinylbenzene/Carboxen/P olydimethylsiloxane (DVB/CAR/PDMS) fibers , SPME Fiber Assemblies , SPME Fibers and Holders , Sample Preparation & Purification , Solid Phase Microextraction (SPME) , 分析/色谱 |  | for use with autosampler,Divinylbenzene/Carboxen/P olydimethylsiloxane (DVB/CAR/PDMS) coating,Carboxen ® carbon molecular sieve,StableFlex fiber,1 cm,pk of 3,24 ga,50/30 μm | , |  |  | for use with autosampler,Divinylbenzene/Carboxen/P olydimethylsiloxane (DVB/CAR/PDMS) coating,Carboxen ® carbon molecular sieve,StableFlex fiber,1 cm,pk of 3,24 ga,50/30 μm,for analyte group flavors (volatiles and semivolatiles, C3-20) (MW 40-275)
SPME fiber assembly Divinylbenzene/ Carboxen/ Polydimethylsiloxane (DVB/CAR/PDMS),needle size 23 ga, StableFlex, for use with manual holder/autosampler, fiber L 2 cm,,,,, | 57299-U |  | Supelco | 二乙烯基苯/ Carboxen/ 聚二甲基硅氧烷 (DVB/CAR/PDMS) 固相微萃取萃取头 |  | ,,,for analyte group flavors (volatiles and semivolatiles, C3-20) (MW 40-275), | Divinylbenzene/Carboxen/P olydimethylsiloxane (DVB/CAR/PDMS) fibers , SPME Fiber Assemblies , SPME Fibers and Holders , Sample Preparation & Purification , Solid Phase Microextraction (SPME) , 分析/色谱 |  | for use with manual holder/autosampler,Divinylbenzene/Carboxen/P olydimethylsiloxane (DVB/CAR/PDMS) coating,StableFlex fiber,2 cm,pk of 3,23 ga,50/30 μm | , |  |  | for use with manual holder/autosampler,Divinylbenzene/Carboxen/P olydimethylsiloxane (DVB/CAR/PDMS) coating,StableFlex fiber,2 cm,pk of 3,23 ga,50/30 μm,for analyte group flavors (volatiles and semivolatiles, C3-20) (MW 40-275)
SPME fiber assembly Divinylbenzene/ Carboxen/ Polydimethylsiloxane (DVB/CAR/PDMS),needle size 23 ga, StableFlex, for use with autosampler,,,,, | 57298-U |  | Supelco | 二乙烯基苯/ Carboxen/ 聚二甲基硅氧烷 (DVB/CAR/PDMS) 固相微萃取萃取头 |  | ,,,for analyte group flavors (volatiles and semivolatiles, C3-20) (MW 40-275), | Divinylbenzene/Carboxen/P olydimethylsiloxane (DVB/CAR/PDMS) fibers , SPME Fiber Assemblies , SPME Fibers and Holders , Sample Preparation & Purification , Solid Phase Microextraction (SPME) , 分析/色谱 |  | for use with autosampler,Divinylbenzene/Carboxen/P olydimethylsiloxane (DVB/CAR/PDMS) coating,StableFlex fiber,1 cm,pk of 3,23 ga,50/30 μm | , |  |  | for use with autosampler,Divinylbenzene/Carboxen/P olydimethylsiloxane (DVB/CAR/PDMS) coating,StableFlex fiber,1 cm,pk of 3,23 ga,50/30 μm,for analyte group flavors (volatiles and semivolatiles, C3-20) (MW 40-275)
SPME fiber assembly Polydimethylsiloxane (PDMS),d f 7 μm(bonded phase, needle size 24 ga, for use with manual holder,,,,, | 57302 |  | Supelco | 聚二甲基硅氧烷 (PDMS) 固相微萃取萃取头 |  | ,,,for analyte group volatiles (MW 60-275), | Polydimethylsiloxane (PDMS) fibers, non-polar , SPME Fiber Assemblies , SPME Fibers and Holders , Sample Preparation & Purification , Solid Phase Microextraction (SPME) , 分析/色谱 |  | for use with manual holder,Polydimethylsiloxane (PDMS) coating,fused silica fiber,1 cm,pkg of 3 × ea,24 ga,7 μm (bonded phase) | , |  |  | for use with manual holder,Polydimethylsiloxane (PDMS) coating,fused silica fiber,1 cm,pkg of 3 × ea,24 ga,7 μm (bonded phase),for analyte group volatiles (MW 60-275)
SPME fiber assembly Polydimethylsiloxane (PDMS),d f 7 μm(bonded phase, needle size 24 ga, for use with autosampler,,,,, | 57303 |  | Supelco | 聚二甲基硅氧烷 (PDMS) 固相微萃取萃取头 |  | ,,,for analyte group volatiles (MW 60-275), | Polydimethylsiloxane (PDMS) fibers, non-polar , SPME Fiber Assemblies , SPME Fibers and Holders , Sample Preparation & Purification , Solid Phase Microextraction (SPME) , 分析/色谱 |  | for use with autosampler,Polydimethylsiloxane (PDMS) coating,fused silica fiber,1 cm,pkg of 3 × ea,24 ga,7 μm (bonded phase) | , |  |  | for use with autosampler,Polydimethylsiloxane (PDMS) coating,fused silica fiber,1 cm,pkg of 3 × ea,24 ga,7 μm (bonded phase),for analyte group volatiles (MW 60-275)
SPME fiber assembly Polydimethylsiloxane (PDMS),d f 7 μm(bonded, needle size 23 ga, for use with autosampler,,,,, | 57291-U |  | Supelco | 聚二甲基硅氧烷 (PDMS) 固相微萃取萃取头 |  | ,,,for analyte group volatiles (MW 60-275), | Polydimethylsiloxane (PDMS) fibers, non-polar , SPME Fiber Assemblies , SPME Fibers and Holders , Sample Preparation & Purification , Solid Phase Microextraction (SPME) , 分析/色谱 |  | for use with autosampler,Polydimethylsiloxane (PDMS) coating,fused silica fiber,1 cm,pkg of 3 × ea,23 ga,7 μm (bonded) | , |  |  | for use with autosampler,Polydimethylsiloxane (PDMS) coating,fused silica fiber,1 cm,pkg of 3 × ea,23 ga,7 μm (bonded),for analyte group volatiles (MW 60-275)
SPME fiber assembly Polydimethylsiloxane (PDMS),d f 30 μm(nonbonded, needle size 23 ga, for use with autosampler,,,,, | 57289-U |  | Supelco | 聚二甲基硅氧烷 (PDMS) 固相微萃取萃取头 |  | ,,,for analyte group volatiles (MW 60-275), | Polydimethylsiloxane (PDMS) fibers, non-polar , SPME Fiber Assemblies , SPME Fibers and Holders , Sample Preparation & Purification , Solid Phase Microextraction (SPME) , 分析/色谱 |  | for use with autosampler,Polydimethylsiloxane (PDMS) coating,fused silica fiber,pkg of 3 × ea,23 ga,30 μm (nonbonded) | , |  |  | for use with autosampler,Polydimethylsiloxane (PDMS) coating,fused silica fiber,pkg of 3 × ea,23 ga,30 μm (nonbonded),for analyte group volatiles (MW 60-275)
SPME fiber assembly Polydimethylsiloxane (PDMS),d f 30 μm(nonbonded phase, needle size 24 ga, for use with manual holder,,,,, | 57308 |  | Supelco | 聚二甲基硅氧烷 (PDMS) 固相微萃取萃取头 |  | ,,,for analyte group volatiles (MW 60-275), | Polydimethylsiloxane (PDMS) fibers, non-polar , SPME Fiber Assemblies , SPME Fibers and Holders , Sample Preparation & Purification , Solid Phase Microextraction (SPME) , 分析/色谱 |  | for use with manual holder,Polydimethylsiloxane (PDMS) coating,fused silica fiber,1 cm,pkg of 3 × ea,24 ga,30 μm (nonbonded phase) | , |  |  | for use with manual holder,Polydimethylsiloxane (PDMS) coating,fused silica fiber,1 cm,pkg of 3 × ea,24 ga,30 μm (nonbonded phase),for analyte group volatiles (MW 60-275)
SPME fiber assembly Polydimethylsiloxane (PDMS),d f 30 μm(nonbonded phase, needle size 24 ga, for use with autosampler,,,,, | 57309 |  | Supelco | 聚二甲基硅氧烷 (PDMS) 固相微萃取萃取头 |  | ,,,for analyte group volatiles (MW 60-275), | Polydimethylsiloxane (PDMS) fibers, non-polar , SPME Fiber Assemblies , SPME Fibers and Holders , Sample Preparation & Purification , Solid Phase Microextraction (SPME) , 分析/色谱 |  | for use with autosampler,Polydimethylsiloxane (PDMS) coating,fused silica fiber,1 cm,pkg of 3 × ea,24 ga,30 μm (nonbonded phase) | , |  |  | for use with autosampler,Polydimethylsiloxane (PDMS) coating,fused silica fiber,1 cm,pkg of 3 × ea,24 ga,30 μm (nonbonded phase),for analyte group volatiles (MW 60-275)
SPME fiber assembly Polydimethylsiloxane (PDMS),d f 100 μm(nonbonded phase, needle size 24 ga, for use with manual holder,,,,, | 57300-U |  | Supelco | 聚二甲基硅氧烷 (PDMS) 固相微萃取萃取头 |  | ,,,for analyte group volatiles (MW 60-275), | Polydimethylsiloxane (PDMS) fibers, non-polar , SPME Fiber Assemblies , SPME Fibers and Holders , Sample Preparation & Purification , Solid Phase Microextraction (SPME) , 分析/色谱 |  | for use with manual holder,Polydimethylsiloxane (PDMS) coating,fused silica fiber,1 cm,pkg of 3 × ea,24 ga,100 μm (nonbonded phase) | , |  |  | for use with manual holder,Polydimethylsiloxane (PDMS) coating,fused silica fiber,1 cm,pkg of 3 × ea,24 ga,100 μm (nonbonded phase),for analyte group volatiles (MW 60-275)
SPME fiber assembly Polydimethylsiloxane (PDMS),d f 100 μm(nonbonded phase, for use with manual holder, needle size 23 ga,,,,, | 57342-U |  | Supelco | 聚二甲基硅氧烷 (PDMS) 固相微萃取萃取头 |  | ,,,for analyte group volatiles (MW 60-275), | Polydimethylsiloxane (PDMS) fibers, non-polar , SPME Fiber Assemblies , SPME Fibers and Holders , Sample Preparation & Purification , Solid Phase Microextraction (SPME) , 分析/色谱 |  | for use with manual holder,Polydimethylsiloxane (PDMS) coating,fused silica fiber,1 cm,pkg of 3 × ea,23 ga,100 μm (nonbonded phase) | , |  |  | for use with manual holder,Polydimethylsiloxane (PDMS) coating,fused silica fiber,1 cm,pkg of 3 × ea,23 ga,100 μm (nonbonded phase),for analyte group volatiles (MW 60-275)
SPME fiber assembly Polydimethylsiloxane (PDMS),d f 100 μm(nonbonded phase, for use with autosampler, needle size 23 ga,,,,, | 57341-U |  | Supelco | 聚二甲基硅氧烷 (PDMS) 固相微萃取萃取头 |  | ,,,for analyte group volatiles (MW 60-275), | Polydimethylsiloxane (PDMS) fibers, non-polar , SPME Fiber Assemblies , SPME Fibers and Holders , Sample Preparation & Purification , Solid Phase Microextraction (SPME) , 分析/色谱 |  | for use with autosampler,Polydimethylsiloxane (PDMS) coating,fused silica fiber,1 cm,pkg of 3 × ea,23 ga,100 μm (nonbonded phase) | , |  |  | for use with autosampler,Polydimethylsiloxane (PDMS) coating,fused silica fiber,1 cm,pkg of 3 × ea,23 ga,100 μm (nonbonded phase),for analyte group volatiles (MW 60-275)
SPME fiber assembly polyacrylate (PA),d f 85 μm(partially crosslinked phase, for use with manual holder, needle size 24 ga,,,,, | 57304 |  | Supelco | 聚丙烯酸酯 (PA) 固相微萃取萃取头 |  | ,,,for analyte group polar semivolatiles (MW 80-300), | Biodiesel , Biodiesel: Testing for Methanol Contamination , Biofuels Manufacturing and Testing , Polyacrylate (PA) fibers, polar , SPME Fiber Assemblies , SPME Fibers , SPME Fibers and Holders , Sample Preparation & Purification , Solid Phase Microextraction (SPME) , Solid Phase Microextraction (SPME) Fibers and Holders , 分析/色谱 , 应用 |  | for use with manual holder,Polyacrylate (PA) coating,fused silica fiber,1 cm,pack of 3,24 ga,85 μm (partially crosslinked phase) | , |  |  | for use with manual holder,Polyacrylate (PA) coating,fused silica fiber,1 cm,pack of 3,24 ga,85 μm (partially crosslinked phase),for analyte group polar semivolatiles (MW 80-300)
SPME fiber assembly polyacrylate (PA),d f 85 μm, for use with autosampler, needle size 23 ga,,,,, | 57294-U |  | Supelco | 聚丙烯酸酯 (PA) 固相微萃取萃取头 |  | ,,,for analyte group polar semivolatiles (MW 80-300), | Biodiesel , Biodiesel: Testing for Methanol Contamination , Biofuels Manufacturing and Testing , Polyacrylate (PA) fibers, polar , SPME Fiber Assemblies , SPME Fibers , SPME Fibers and Holders , Sample Preparation & Purification , Solid Phase Microextraction (SPME) , Solid Phase Microextraction (SPME) Fibers and Holders , 分析/色谱 , 应用 |  | for use with autosampler,Polyacrylate (PA) coating,fused silica fiber,pack of 3,23 ga,85 μm | , |  |  | for use with autosampler,Polyacrylate (PA) coating,fused silica fiber,pack of 3,23 ga,85 μm,for analyte group polar semivolatiles (MW 80-300)
SPME fiber assembly, Carbowax- Polyethylene Glycol (PEG) Coating,needle size 23 ga, d f 60 μm, metal alloy fiber, for use with manual holder,,,,, | 57355-U |  | Supelco | Carbowax-聚乙二醇 (PEG) 固相微萃取萃取头 |  | ,,,for use with manual holder, | Carbowax-Polyethylene Glycol (PEG) fibers, polar , SPME Fiber Assemblies , SPME Fibers and Holders , Sample Preparation & Purification , Solid Phase Microextraction (SPME) , 分析/色谱 |  | purple hub plain,Carbowax-Polyethylene Glycol (PEG) coating,metal alloy fiber,1 cm,pkg of 3 × ea,23 ga,60 μm | , |  |  | purple hub plain,Carbowax-Polyethylene Glycol (PEG) coating,metal alloy fiber,1 cm,pkg of 3 × ea,23 ga,60 μm,for use with manual holder
SPME fiber assembly, Carbowax- Polyethylene Glycol (PEG) Coating,needle size 23 ga, d f 60 μm, for use with autosampler,,,,, | 57354-U |  | Supelco | Carbowax-聚乙二醇 (PEG) 固相微萃取萃取头 |  | ,,,for use with autosampler, | Carbowax-Polyethylene Glycol (PEG) fibers, polar , SPME Fiber Assemblies , SPME Fibers and Holders , Sample Preparation & Purification , Solid Phase Microextraction (SPME) , 分析/色谱 |  | purple hub plain,Carbowax-Polyethylene Glycol (PEG) coating,metal alloy fiber,1 cm,pkg of 3 × ea,23 ga,60 μm | , |  |  | purple hub plain,Carbowax-Polyethylene Glycol (PEG) coating,metal alloy fiber,1 cm,pkg of 3 × ea,23 ga,60 μm,for use with autosampler
Cyclohexane,Laboratory Reagent, ≥99.8%,C,1900225,203-806-2,MFCD00003814, | C100307 | 110-82-7 | Sigma-Aldrich | 环己烷 | (PDF) | ≥99.8%,500 °F,80.7 °C(lit.),4-7 °C(lit.),0.779 g/mL at 25 °C(lit.) | ReagentPlus , ReagentPlus Solvent Grade Products , ACS and Reagent Grade Solvents , Amber Glass Bottles , Carbon Steel Cans with NPT Threads , Reagent , Semi-Bulk Solvents , Solvent Bottles , Solvent Packaging Options , Solvent by Application , Solvents | 168.8 mmHg ( 37.7 °C) | Laboratory Reagent,77 mmHg ( 20 °C),9 %,n 20/D 1.426(lit.),≤0.005% | , |  |  | 77 mmHg ( 20 °C),≥99.8%,≤0.005%,0.779 g/mL at 25 °C(lit.),Laboratory Reagent,80.7 °C(lit.),4-7 °C(lit.),2.9 (vs air),500 °F,168.8 mmHg ( 37.7 °C),n 20/D 1.426(lit.),9 %
1,2,3,4- Tetrahydronaphthalene,ReagentPlus ® , 99%,C,1446407,204-340-2,MFCD00001733,24866849 | 429325 | 119-64-2 | Sigma-Aldrich | 1,2,3,4-四氢萘 | (PDF) | 99%,723 °F,207 °C(lit.),−35 °C(lit.),0.973 g/mL at 25 °C(lit.) | ReagentPlus , ReagentPlus Solvent Grade Products , ACS and Reagent Grade Solvents , Amber Glass Bottles , Solvent Bottles , Solvent Packaging Options , Solvent by Application , Solvents | 0.18 mmHg ( 20 °C) | ReagentPlus ®,5 %, 150 °F,0.8 %, 100 °F,n 20/D 1.541(lit.) | , |  |  | 5 %, 150 °F,99%,0.973 g/mL at 25 °C(lit.),ReagentPlus ®,207 °C(lit.),−35 °C(lit.),4.55 (vs air),723 °F,0.18 mmHg ( 20 °C),n 20/D 1.541(lit.),0.8 %, 100 °F
1,2,4- Trichlorobenzene,ReagentPlus ® , ≥99%,C,956819,204-428-0,MFCD00000547,24847543 | 132047 | 120-82-1 | Sigma-Aldrich | 1,2,4-三氯苯 | (PDF),39050227 | ≥99%,1060 °F,214 °C(lit.),16 °C(lit.),1.454 g/mL at 25 °C(lit.) | ReagentPlus , ReagentPlus Solvent Grade Products , ACS and Reagent Grade Solvents , Amber Glass Bottles , Carbon Steel Cans with NPT Threads , Semi-Bulk Solvents , Solvent Bottles , Solvent Packaging Options , Solvent by Application , Solvents | 1 mmHg ( 40 °C) | ReagentPlus ®,6.6 %, 150 °F,n 20/D 1.571(lit.) | , |  |  | ≥99%,1.454 g/mL at 25 °C(lit.),ReagentPlus ®,214 °C(lit.),16 °C(lit.),>6 (vs air),1060 °F,1 mmHg ( 40 °C),n 20/D 1.571(lit.),6.6 %, 150 °F
1,2-Dichlorobenzene,ReagentPlus ® , 99%,C,606078,202-425-9,MFCD00000535,24893959 | D56802 | 95-50-1 | Sigma-Aldrich | 1,2-二氯苯 | (PDF) | 99%,1198 °F,178-180 °C(lit.),−18-−17 °C(lit.),1.306 g/mL at 25 °C(lit.) | ReagentPlus , ReagentPlus Solvent Grade Products , ACS and Reagent Grade Solvents , Amber Glass Bottles , Carbon Steel Cans with NPT Threads , Semi-Bulk Solvents , Solvent Bottles , Solvent Packaging Options , Solvent by Application , Solvents | 1.2 mmHg ( 20 °C) | ReagentPlus ®,1.6 mmHg ( 35 °C),9.2 %,n 20/D 1.551(lit.) | , |  |  | 1.6 mmHg ( 35 °C),99%,1.306 g/mL at 25 °C(lit.),ReagentPlus ®,178-180 °C(lit.),−18-−17 °C(lit.),5.1 (vs air),1198 °F,1.2 mmHg ( 20 °C),n 20/D 1.551(lit.),9.2 %
1,2-Dimethoxyethane,ReagentPlus ® , ≥99%,CH,1209237,203-794-9,MFCD00008502,24894481 | E27408 | 110-71-4 | Sigma-Aldrich | 1,2-二甲氧基乙烷 | (PDF) | ≥99%,396 °F,85 °C(lit.),−58 °C(lit.),0.867 g/mL at 25 °C(lit.) | ReagentPlus , ReagentPlus Solvent Grade Products , ACS and Reagent Grade Solvents , Amber Glass Bottles , Carbon Steel Cans with NPT Threads , Semi-Bulk Solvents , Solvent Bottles , Solvent Packaging Options , Solvent by Application , Solvents | 48 mmHg ( 20 °C) | ReagentPlus ®,10.4 %,n 20/D 1.379(lit.) | , |  |  | ≥99%,0.867 g/mL at 25 °C(lit.),ReagentPlus ®,85 °C(lit.),−58 °C(lit.),3.1 (20 °C, vs air),396 °F,48 mmHg ( 20 °C),n 20/D 1.379(lit.),10.4 %
1,3-Dioxolane,ReagentPlus ® , contains ~75 ppm BHT as inhibitor, 99%,C,102453,211-463-5,MFCD00003207,24851119 | 184497 | 646-06-0 | Sigma-Aldrich | 1,3-二氧戊环 | (PDF) | 99%,525 °F,75-76 °C/1.013 hPa,−95 °C(lit.),1.06 g/mL at 25 °C(lit.) | ReagentPlus , ReagentPlus Solvent Grade Products , ACS and Reagent Grade Solvents , Alternative Energy , Amber Glass Bottles , Electrolytes , Organic Solvents , Solvent Bottles , Solvent Packaging Options , Solvent by Application , Solvents , 材料科学 | 70 mmHg ( 20 °C) | ReagentPlus ®,~75 ppm BHT as inhibitor,n 20/D 1.401(lit.) | , |  |  | 99%,1.06 g/mL at 25 °C(lit.),ReagentPlus ®,~75 ppm BHT as inhibitor,75-76 °C/1.013 hPa,−95 °C(lit.),2.6 (vs air),525 °F,70 mmHg ( 20 °C),n 20/D 1.401(lit.)
1,4-Dioxane,ReagentPlus ® , ≥99%,C,102551,204-661-8,MFCD00006571,24893598 | D201863 | 123-91-1 | Sigma-Aldrich | 1,4-二氧六环 | (PDF) | ≥99%,356 °F,100-102 °C(lit.),10-12 °C(lit.),1.034 g/mL at 25 °C(lit.) | ReagentPlus , ReagentPlus Solvent Grade Products , ACS and Reagent Grade Solvents , Amber Glass Bottles , Carbon Steel Cans with NPT Threads , Semi-Bulk Solvents , Solvent Bottles , Solvent Packaging Options , Solvent by Application , Solvents | 27 mmHg ( 20 °C) | ReagentPlus ®,40 mmHg ( 25 °C),22 %,n 20/D 1.422(lit.) | , |  |  | 40 mmHg ( 25 °C),≥99%,1.034 g/mL at 25 °C(lit.),ReagentPlus ®,100-102 °C(lit.),10-12 °C(lit.),3 (vs air),356 °F,27 mmHg ( 20 °C),n 20/D 1.422(lit.),22 %
1-Butanol,99.9%,CH,969148,200-751-6,MFCD00002964,24878258 | 537993 | 71-36-3 | Sigma-Aldrich | 1-丁醇 | (PDF) | 99.9%,649 °F,116-118 °C(lit.),−90 °C(lit.),0.81 g/mL at 25 °C(lit.) | ReagentPlus , ReagentPlus Solvent Grade Products , ACS and Reagent Grade Solvents , Amber Glass Bottles , Carbon Steel Flex-Spout Cans , Chamaemelum nobile (Chamomile tea) , Citrus aurantium (Seville orange) , Ephedra sinica , Phytochemicals by Plant (Food/Spice/Herb) , Reagent , Semi-Bulk Solvents , Solvent Bottles , Solvent Packaging Options , Solvent by Application , Solvents , Vaccinium myrtillus (Bilberry) , 细胞生物学 , 营养研究 |  | ≤0.100% Isobutyl alcohol,APHA: ≤10,11.2 %,n 20/D 1.399(lit.),Fe: ≤0.3 ppm | , |  |  | ≤0.100% Isobutyl alcohol,99.9%,0.81 g/mL at 25 °C(lit.),APHA: ≤10,Fe: ≤0.3 ppm,≤0.005% Acidity (as Acetic acid),116-118 °C(lit.),−90 °C(lit.),2.55 (vs air),649 °F,11.2 %,n 20/D 1.399(lit.)
1-Chlorobutane,ReagentPlus ® , 99%,CH,1730909,203-696-6,MFCD00001009,24847640 | 125008 | 109-69-3 | Sigma-Aldrich | 1-氯丁烷 | (PDF) | 99%,860 °F,77-78 °C(lit.),−123 °C(lit.),0.886 g/mL at 25 °C(lit.) | ReagentPlus , ReagentPlus Solvent Grade Products , ACS and Reagent Grade Solvents , Alkyl , Amber Glass Bottles , Building Blocks , Chemical Synthesis , Halogenated Hydrocarbons , Organic Building Blocks , Solvent Bottles , Solvent Packaging Options , Solvent by Application , Solvents | 80.1 mmHg ( 78.4 °C) | ReagentPlus ®,10.1 %,n 20/D 1.402(lit.) | , |  |  | 99%,0.886 g/mL at 25 °C(lit.),ReagentPlus ®,77-78 °C(lit.),−123 °C(lit.),3.2 (vs air),860 °F,80.1 mmHg ( 78.4 °C),n 20/D 1.402(lit.),10.1 %
1-Methoxy-2-propanol,≥99.5%,CH,1731270,203-539-1,MFCD00004537,24871948 | 484407 | 107-98-2 | Sigma-Aldrich | 1-甲氧基-2-丙醇 | (PDF) | ≥99.5%,532 °F,118-119 °C(lit.),,0.922 g/mL at 25 °C(lit.) | ReagentPlus , ReagentPlus Solvent Grade Products , ACS and Reagent Grade Solvents , Amber Glass Bottles , Carbon Steel Cans with NPT Threads , Semi-Bulk Solvents , Solvent Bottles , Solvent Packaging Options , Solvent by Application , Solvents | 10.9 mmHg ( 25 °C) | 13.8 %,n 20/D 1.403(lit.) | , |  |  | ≥99.5%,0.922 g/mL at 25 °C(lit.),118-119 °C(lit.),3.12 (vs air),532 °F,10.9 mmHg ( 25 °C),n 20/D 1.403(lit.),13.8 %
1- Methyl- 2- pyrrolidinone,ReagentPlus ® , 99%,C,106420,212-828-1,MFCD00003193,24897206 | M79603 | 872-50-4 | Sigma-Aldrich | 1-甲基-2-吡咯烷酮 | (PDF) | 99%,518 °F,202 °C(lit.),−24 °C(lit.),1.028 g/mL at 25 °C(lit.) | ReagentPlus , ReagentPlus Solvent Grade Products , ACS and Reagent Grade Solvents , Amber Glass Bottles , Carbon Steel Cans with NPT Threads , Semi-Bulk Solvents , Solvent Bottles , Solvent Packaging Options , Solvent by Application , Solvents | 0.29 mmHg ( 20 °C) | ReagentPlus ®,81-82 °C/10 mmHg(lit.),9.5 %,n 20/D 1.47(lit.),APHA: ≤50 | , |  |  | 81-82 °C/10 mmHg(lit.),99%,1.028 g/mL at 25 °C(lit.),ReagentPlus ®,≤0.1% water (Karl Fischer),APHA: ≤50,202 °C(lit.),−24 °C(lit.),3.4 (vs air),518 °F,0.29 mmHg ( 20 °C),n 20/D 1.47(lit.),9.5 %
2,2,4- Trimethylpentane,ReagentPlus ® , ≥99%,(CH,1696876,208-759-1,MFCD00008943,24855659 | 258776 | 540-84-1 | Sigma-Aldrich | 2,2,4-三甲基戊烷 | (PDF) | ≥99%,745 °F,98-99 °C(lit.),−107 °C(lit.),0.692 g/mL at 25 °C(lit.) | ReagentPlus , ReagentPlus Solvent Grade Products , ACS and Reagent Grade Solvents , Amber Glass Bottles , Carbon Steel Cans with NPT Threads , Semi-Bulk Solvents , Solvent Bottles , Solvent Packaging Options , Solvent by Application , Solvents | 41 mmHg ( 21 °C) | ReagentPlus ®,6 %,n 20/D 1.391(lit.) | , |  |  | ≥99%,0.692 g/mL at 25 °C(lit.),ReagentPlus ®,98-99 °C(lit.),−107 °C(lit.),3.9 (vs air),745 °F,41 mmHg ( 21 °C),n 20/D 1.391(lit.),6 %
2- (2- Butoxyethoxy) ethyl acetate,≥99.2%,CH,1771533,204-685-9,MFCD00009458,24878231 | 537535 | 124-17-4 | Sigma-Aldrich | 2-(2-正丁氧基乙氧基)乙酸乙酯 | (PDF) | ≥99.2%,393 °F,245 °C(lit.),,0.978 g/mL at 25 °C(lit.) | ReagentPlus , ReagentPlus Solvent Grade Products , ACS and Reagent Grade Solvents , Amber Glass Bottles , Carbon Steel Flex-Spout Cans , Reagent , Semi-Bulk Solvents , Solvent Bottles , Solvent Packaging Options , Solvent by Application , Solvents |  | 10.7 %, 203 °F,0.76 %, 135 °F,n 20/D 1.423(lit.) | , |  |  | 10.7 %, 203 °F,≥99.2%,0.978 g/mL at 25 °C(lit.),245 °C(lit.),393 °F,0.76 %, 135 °F,n 20/D 1.423(lit.)
2-Butanol,ReagentPlus ® , ≥99%,CH,773649,201-158-5,MFCD00004569,24892080 | B85919 | 78-92-2 | Sigma-Aldrich | 2-丁醇 | (PDF) | ≥99%,761 °F,98 °C(lit.),−115 °C(lit.),0.808 g/mL at 25 °C(lit.) | ReagentPlus , ReagentPlus Solvent Grade Products , ACS and Reagent Grade Solvents , Amber Glass Bottles , Carbon Steel Flex-Spout Cans , Core Bioreagents , Life Science Reagents for Protein Electrophoresis , Phytochemicals by Plant (Food/Spice/Herb) , Research Essentials , Semi-Bulk Solvents , Solvent Bottles , Solvent Packaging Options , Solvent by Application , Solvents , Vaccinium myrtillus (Bilberry) , Zingiber officinale (Ginger) , 细胞生物学 , 营养研究 | 12.5 mmHg ( 20 °C) | ReagentPlus ®,9.8 %,n 20/D 1.397(lit.) | , |  |  | ≥99%,0.808 g/mL at 25 °C(lit.),ReagentPlus ®,98 °C(lit.),−115 °C(lit.),2.6 (vs air),761 °F,12.5 mmHg ( 20 °C),n 20/D 1.397(lit.),9.8 %
2-Butanone,ReagentPlus ® , ≥99%,C,741880,201-159-0,MFCD00011648,24846972 | 110264 | 78-93-3 | Sigma-Aldrich | 2-丁酮 | (PDF) | ≥99%,960 °F,80 °C(lit.),−87 °C(lit.),0.805 g/mL at 25 °C(lit.) | ReagentPlus , ReagentPlus Solvent Grade Products , ACS and Reagent Grade Solvents , Amber Glass Bottles , Carbon Steel Flex-Spout Cans , Semi-Bulk Solvents , Solvent Bottles , Solvent Packaging Options , Solvent by Application , Solvents | 71 mmHg ( 20 °C) | ReagentPlus ®,10.1 %,n 20/D 1.379(lit.) | , |  |  | ≥99%,0.805 g/mL at 25 °C(lit.),ReagentPlus ®,80 °C(lit.),−87 °C(lit.),2.49 (vs air),960 °F,71 mmHg ( 20 °C),n 20/D 1.379(lit.),10.1 %
2-Ethoxyethanol,ReagentPlus ® , 99%,C,1098271,203-804-1,MFCD00002869,24847824 | 128082 | 110-80-5 | Sigma-Aldrich | 2-乙氧基乙醇 | (PDF) | 99%,460 °F,135 °C(lit.),−90 °C(lit.),0.93 g/mL at 25 °C(lit.) | ReagentPlus , ReagentPlus Solvent Grade Products , ACS and Reagent Grade Solvents , Amber Glass Bottles , Carbon Steel Flex-Spout Cans , Semi-Bulk Solvents , Solvent Bottles , Solvent Packaging Options , Solvent by Application , Solvents | 3.8 mmHg ( 20 °C) | ReagentPlus ®,14 %,n 20/D 1.407(lit.) | , |  |  | 99%,0.93 g/mL at 25 °C(lit.),ReagentPlus ®,<0.10% water,135 °C(lit.),−90 °C(lit.),3.1 (vs air),460 °F,3.8 mmHg ( 20 °C),n 20/D 1.407(lit.),14 %
2-Ethylhexyl acetate,99%,H,,203-079-1,MFCD00027249,24878226 | 537497 | 103-09-3 | Sigma-Aldrich | 乙酸-2-乙基己酯 | (PDF) | 99%,,199 °C(lit.),−92 °C(lit.),0.87 g/mL at 25 °C(lit.) | ReagentPlus , ReagentPlus Solvent Grade Products , ACS and Reagent Grade Solvents , Amber Glass Bottles , Carbon Steel Flex-Spout Cans , Semi-Bulk Solvents , Solvent Bottles , Solvent Packaging Options , Solvent by Application , Solvents |  | n 20/D 1.418(lit.) | , |  |  | 99%,199 °C(lit.),n 20/D 1.418(lit.),−92 °C(lit.),0.87 g/mL at 25 °C(lit.)
2-Heptanone,99%,CH,1699063,203-767-1,MFCD00009513,24878242 | 537683 | 110-43-0 | Sigma-Aldrich | 2-庚酮 | (PDF) | 99%,739 °F,149-150 °C(lit.),−35 °C(lit.),0.82 g/mL at 25 °C(lit.) | ReagentPlus , ReagentPlus Solvent Grade Products , ACS and Reagent Grade Solvents , Amber Glass Bottles , Carbon Steel Flex-Spout Cans , Phytochemicals by Plant (Food/Spice/Herb) , Semi-Bulk Solvents , Solvent Bottles , Solvent Packaging Options , Solvent by Application , Solvents , Zingiber officinale (Ginger) , 细胞生物学 , 营养研究 | 2.14 mmHg ( 20 °C) | 7.9 %, 121 °F,1.11 %, 65 °F,n 20/D 1.408(lit.) | , |  |  | 7.9 %, 121 °F,99%,0.82 g/mL at 25 °C(lit.),149-150 °C(lit.),−35 °C(lit.),3.94 (vs air),739 °F,2.14 mmHg ( 20 °C),n 20/D 1.408(lit.),1.11 %, 65 °F
2-Methoxyethanol,ReagentPlus ® , ≥99.0%, contains 50 ppm BHT as stabilizer,CH,1731074,203-713-7,MFCD00002867,24851142 | 185469 | 109-86-4 | Sigma-Aldrich | 2-甲氧基乙醇 | (PDF) | ≥99.0%,548 °F,124-125 °C(lit.),−85 °C(lit.),0.965 g/mL at 25 °C(lit.) | ReagentPlus , ReagentPlus Solvent Grade Products , ACS and Reagent Grade Solvents , Amber Glass Bottles , Carbon Steel Flex-Spout Cans , Semi-Bulk Solvents , Solvent Bottles , Solvent Packaging Options , Solvent by Application , Solvents | 6.17 mmHg ( 20 °C) | ReagentPlus ®,24.5 %,50 ppm BHT as stabilizer,n 20/D 1.402(lit.) | , |  |  | ≥99.0%,0.965 g/mL at 25 °C(lit.),ReagentPlus ®,50 ppm BHT as stabilizer,124-125 °C(lit.),−85 °C(lit.),2.62 (vs air),548 °F,6.17 mmHg ( 20 °C),n 20/D 1.402(lit.),24.5 %
2-Methyl-1-propanol,99.5%,(CH,1730878,201-148-0,MFCD00004740,24878303 | 538132 | 78-83-1 | Sigma-Aldrich | 2-甲基-1-丙醇 | (PDF) | 99.5%,801 °F,108 °C(lit.),−108 °C(lit.),0.803 g/mL at 25 °C(lit.) | ReagentPlus , ReagentPlus Solvent Grade Products , ACS and Reagent Grade Solvents , Amber Glass Bottles , Carbon Steel Flex-Spout Cans , Carthamus tinctorius (Safflower oil) , Chamaemelum nobile (Chamomile tea) , Humulus lupulus (Hops) , Phytochemicals by Plant (Food/Spice/Herb) , Semi-Bulk Solvents , Solvent Bottles , Solvent Packaging Options , Solvent by Application , Solvents , 细胞生物学 , 营养研究 | 8 mmHg ( 20 °C) | 8.8 mmHg ( 0 °C),10.6 %,n 20/D 1.396(lit.) | , |  |  | 8.8 mmHg ( 0 °C),99.5%,0.803 g/mL at 25 °C(lit.),108 °C(lit.),−108 °C(lit.),2.55 (vs air),801 °F,8 mmHg ( 20 °C),n 20/D 1.396(lit.),10.6 %
2-Methylbutane,ReagentPlus ® , ≥99%,CH,1730723,201-142-8,MFCD00009338,24896824 | M32631 | 78-78-4 | Sigma-Aldrich | 2-甲基丁烷 | (PDF) | ≥99%,788 °F,30 °C(lit.),2-8°C,0.62 g/mL at 25 °C(lit.) | ReagentPlus , ReagentPlus Solvent Grade Products , ACS and Reagent Grade Solvents , Amber Glass Bottles , Solvent Bottles , Solvent Packaging Options , Solvent by Application , Solvents | 11.17 psi ( 20 °C) | ReagentPlus ®,8.3 %,n 20/D 1.354(lit.) | , |  |  | ≥99%,0.62 g/mL at 25 °C(lit.),ReagentPlus ®,2-8°C,30 °C(lit.),2.6 (vs air),788 °F,11.17 psi ( 20 °C),n 20/D 1.354(lit.),8.3 %
2-Methylbutane,ReagentPlus ® , ≥99%,CH,1730723,201-142-8,MFCD00009338, | 320404 | 78-78-4 | Sigma-Aldrich | 2-甲基丁烷 | (PDF) | ≥99%,788 °F,30 °C(lit.),2-8°C,0.62 g/mL at 25 °C(lit.) | ReagentPlus Solvent Grade Products , ACS and Reagent Grade Solvents , Solvent Bottles , Solvent Packaging Options , Solvent by Application , Solvents , Sure/Seal Bottles | 11.17 psi ( 20 °C) | ReagentPlus ®,8.3 %,n 20/D 1.354(lit.) | , |  |  | ≥99%,0.62 g/mL at 25 °C(lit.),ReagentPlus ®,2-8°C,30 °C(lit.),2.6 (vs air),788 °F,11.17 psi ( 20 °C),n 20/D 1.354(lit.),8.3 %
2-Pentanone,ReagentPlus ® , ≥99%, purified by redistillation,CH,506058,203-528-1,MFCD00009400, | 448516 | 107-87-9 | Sigma-Aldrich | 2-戊酮 |  | ≥99%,941 °F,101-105 °C(lit.),−78 °C(lit.),0.809 g/mL at 25 °C(lit.) | ReagentPlus Solvent Grade Products , ACS and Reagent Grade Solvents , Solvent Bottles , Solvent Packaging Options , Solvent by Application , Solvents , Sure/Seal Bottles | 27 mmHg ( 20 °C) | ReagentPlus ®,redistillation,8.2 %,n 20/D 1.39(lit.) | , |  |  | ≥99%,0.809 g/mL at 25 °C(lit.),ReagentPlus ®,101-105 °C(lit.),−78 °C(lit.),941 °F,redistillation,27 mmHg ( 20 °C),n 20/D 1.39(lit.),8.2 %
3-Pentanone,ReagentPlus ® , ≥99%,CH,635749,202-490-3,MFCD00009320,24861296 | 345121 | 96-22-0 | Sigma-Aldrich | 3-戊酮 |  | ≥99%,845 °F,101.5 °C(lit.),−42 °C(lit.),0.813 g/mL at 25 °C(lit.) | ReagentPlus , ReagentPlus Solvent Grade Products , ACS and Reagent Grade Solvents , Amber Glass Bottles , Solvent Bottles , Solvent Packaging Options , Solvent by Application , Solvents | 20 mmHg ( 28 °C) | ReagentPlus ®,28.1 mmHg ( 20 °C),n 20/D 1.392(lit.) | , |  |  | 28.1 mmHg ( 20 °C),≥99%,0.813 g/mL at 25 °C(lit.),ReagentPlus ®,101.5 °C(lit.),−42 °C(lit.),3 (vs air),845 °F,20 mmHg ( 28 °C),n 20/D 1.392(lit.)
4-Methyl-2-pentanone,≥99%,(CH,605399,203-550-1,MFCD00008938,24878245 | 537713 | 108-10-1 | Sigma-Aldrich | 4-甲基-2-戊酮 | (PDF) | ≥99%,840 °F,117-118 °C,−80 °C(lit.),0.801 g/mL at 25 °C(lit.) | ReagentPlus , ReagentPlus Solvent Grade Products , ACS and Reagent Grade Solvents , Amber Glass Bottles , Carbon Steel Cans with NPT Threads , Phytochemicals by Plant (Food/Spice/Herb) , Semi-Bulk Solvents , Solvent Bottles , Solvent Packaging Options , Solvent by Application , Solvents , Zingiber officinale (Ginger) , 细胞生物学 , 营养研究 |  | 1.2-8 %, 93 °F,n 20/D 1.395(lit.) | , |  |  | ≥99%,0.801 g/mL at 25 °C(lit.),117-118 °C,−80 °C(lit.),3.5 (vs air),840 °F,1.2-8 %, 93 °F,n 20/D 1.395(lit.)
5-Methyl-2-hexanone,99%,(CH,506163,203-737-8,MFCD00008950,24878244 | 537705 | 110-12-3 | Sigma-Aldrich | 5-甲基-2-己酮 | (PDF) | 99%,797 °F,145 °C(lit.),,0.814 g/mL at 25 °C(lit.) | ReagentPlus , ReagentPlus Solvent Grade Products , ACS and Reagent Grade Solvents , Amber Glass Bottles , Carbon Steel Flex-Spout Cans , Semi-Bulk Solvents , Solvent Bottles , Solvent Packaging Options , Solvent by Application , Solvents | 4.5 mmHg ( 20 °C) | 1.35-8.2 %, 93 °F,n 20/D 1.406(lit.) | , |  |  | 99%,0.814 g/mL at 25 °C(lit.),145 °C(lit.),3.94 (vs air),797 °F,4.5 mmHg ( 20 °C),n 20/D 1.406(lit.),1.35-8.2 %, 93 °F
Anisole,ReagentPlus ® , 99%,CH,506892,202-876-1,MFCD00008354,24847529 | 123226 | 100-66-3 | Sigma-Aldrich | 苯甲醚 | (PDF),39023603 | 99%,887 °F,154 °C(lit.),−37 °C(lit.),0.995 g/mL at 25 °C(lit.) | ReagentPlus , ReagentPlus Solvent Grade Products , ACS and Reagent Grade Solvents , Amber Glass Bottles , Carbon Steel Cans with NPT Threads , Semi-Bulk Solvents , Solvent Bottles , Solvent Packaging Options , Solvent by Application , Solvents | 10 mmHg ( 42.2 °C) | ReagentPlus ®,n 20/D 1.516(lit.) | , |  |  | 99%,0.995 g/mL at 25 °C(lit.),ReagentPlus ®,154 °C(lit.),−37 °C(lit.),3.7 (vs air),887 °F,10 mmHg ( 42.2 °C),n 20/D 1.516(lit.)
Benzonitrile,ReagentPlus ® , 99%,C,506893,202-855-7,MFCD00001770,24892110 | B8959 | 100-47-0 | Sigma-Aldrich | 苯甲腈 | (PDF),39031505 | 99%,,191 °C(lit.),−13 °C(lit.), | ReagentPlus , ReagentPlus Solvent Grade Products , ACS and Reagent Grade Solvents , Carbon Steel Cans with NPT Threads , Semi-Bulk Solvents , Solvent Bottles , Solvent Packaging Options , Solvent by Application , Solvents , Sure/Seal Bottles |  | ReagentPlus ®,n 20/D 1.528(lit.) | , |  |  | ReagentPlus ®,191 °C(lit.),n 20/D 1.528(lit.),−13 °C(lit.),99%
Benzyl alcohol,ReagentPlus ® , ≥99%,C,878307,202-859-9,MFCD00004599,24846793 | 108006 | 100-51-6 | Sigma-Aldrich | 苄醇 | (PDF),39023110 | ≥99%,817 °F,203-205 °C(lit.),−16-−13 °C(lit.),1.045 g/mL at 25 °C(lit.) | ReagentPlus , ReagentPlus Solvent Grade Products , ACS and Reagent Grade Solvents , Amber Glass Bottles , Aspalathus linearis (Rooibos tea) , Carbon Steel Flex-Spout Cans , Ocimum basilicum (Basil) , Phytochemicals by Plant (Food/Spice/Herb) , Sambucus nigra (Elderberry) , Semi-Bulk Solvents , Solvent Bottles , Solvent Packaging Options , Solvent by Application , Solvents , Vaccinium macrocarpon (Cranberry) , Vaccinium myrtillus (Bilberry) , 细胞生物学 , 营养研究 | 13.3 mmHg ( 100 °C) | ReagentPlus ®,3.75 mmHg ( 77 °C),n 20/D 1.539(lit.) | , |  |  | 3.75 mmHg ( 77 °C),≥99%,1.045 g/mL at 25 °C(lit.),ReagentPlus ®,203-205 °C(lit.),−16-−13 °C(lit.),3.7 (vs air),817 °F,13.3 mmHg ( 100 °C),n 20/D 1.539(lit.)
Butyl acetate,ReagentPlus ® , 99.5%,CH,1741921,204-658-1,MFCD00009445,24878221 | 537454 | 123-86-4 | Sigma-Aldrich | 乙酸丁酯 | (PDF) | 99.5%,790 °F,124-126 °C(lit.),−78 °C(lit.),0.88 g/mL at 25 °C(lit.) | ReagentPlus , ReagentPlus Solvent Grade Products , ACS and Reagent Grade Solvents , Alcohol Acetates , Amber Glass Bottles , Carbon Steel Cans with NPT Threads , Fatty Acyls , Fatty Esters , Semi-Bulk Solvents , Solvent Bottles , Solvent Packaging Options , Solvent by Application , Solvents , 生化试剂 , 脂类 | 15 mmHg ( 25 °C) | ReagentPlus ®,8 mmHg ( 20 °C),7.6 %,n 20/D 1.394(lit.) | , |  |  | 8 mmHg ( 20 °C),99.5%,0.88 g/mL at 25 °C(lit.),ReagentPlus ®,124-126 °C(lit.),−78 °C(lit.),4 (vs air),790 °F,15 mmHg ( 25 °C),n 20/D 1.394(lit.),7.6 %
Carbon disulfide,ReagentPlus ® , low benzene, ≥99.9%,CS,1098293,200-843-6,MFCD00011321,24861045 | 342270 | 75-15-0 | Sigma-Aldrich | 二硫化碳 | (PDF) | ≥99.9%,212 °F,46 °C(lit.),−112-−111 °C(lit.),1.266 g/mL at 25 °C(lit.) | ReagentPlus Solvent Grade Products , ACS and Reagent Grade Solvents , Solvent Bottles , Solvent Packaging Options , Solvent by Application , Solvents , Sure/Seal Bottles |  | <1 ppm Benzene,<0.0003%,ReagentPlus ®,glass distillation,50 %,n 20/D 1.627(lit.) | , |  |  | <1 ppm Benzene,≥99.9%,<0.0003%,1.266 g/mL at 25 °C(lit.),ReagentPlus ®,<0.05% water,46 °C(lit.),−112-−111 °C(lit.),2.67 (vs air),212 °F,glass distillation,50 %,n 20/D 1.627(lit.)
Carbon disulfide,ReagentPlus ® , purified by redistillation, ≥99.9%,CS,1098293,200-843-6,MFCD00011321,24866582 | 424641 | 75-15-0 | Sigma-Aldrich | 二硫化碳 | (PDF) | ≥99.9%,212 °F,46 °C(lit.),−112-−111 °C(lit.),1.266 g/mL at 25 °C(lit.) | ReagentPlus , ReagentPlus Solvent Grade Products , ACS and Reagent Grade Solvents , Amber Glass Bottles , Solvent Bottles , Solvent Packaging Options , Solvent by Application , Solvents |  | <500 ppb total hydrocarbon content,ReagentPlus ®,APHA: ≤10,redistillation,50 %,n 20/D 1.627(lit.) | , |  |  | <500 ppb total hydrocarbon content,≥99.9%,1.266 g/mL at 25 °C(lit.),ReagentPlus ®,≤1.5 ppm hydrogen sulfide,APHA: ≤10,46 °C(lit.),−112-−111 °C(lit.),2.67 (vs air),212 °F,redistillation,50 %,n 20/D 1.627(lit.)
Chlorobenzene,ReagentPlus ® , 99%,C,605632,203-628-5,MFCD00000530,24846542 | 101389 | 108-90-7 | Sigma-Aldrich | 氯苯 | (PDF) | 99%,1178 °F,132 °C(lit.),−45 °C(lit.),1.106 g/mL at 25 °C(lit.) | ReagentPlus , ReagentPlus Solvent Grade Products , ACS and Reagent Grade Solvents , Amber Glass Bottles , Carbon Steel Cans with NPT Threads , Semi-Bulk Solvents , Solvent Bottles , Solvent Packaging Options , Solvent by Application , Solvents | 11.8 mmHg ( 25 °C) | ReagentPlus ®,7.1 %,n 20/D 1.524(lit.) | , |  |  | 99%,1.106 g/mL at 25 °C(lit.),ReagentPlus ®,132 °C(lit.),−45 °C(lit.),3.86 (vs air),1178 °F,11.8 mmHg ( 25 °C),n 20/D 1.524(lit.),7.1 %
Cyclopentane,reagent grade, 98%,C,1900195,206-016-6,MFCD00001356,24869595 | 459747 | 287-92-3 | Sigma-Aldrich | 环戊烷 | (PDF) | 98%,682 °F,50 °C(lit.),−94 °C(lit.),0.751 g/mL at 25 °C(lit.) | ReagentPlus , ReagentPlus Solvent Grade Products , ACS and Reagent Grade Solvents , Amber Glass Bottles , Solvent Bottles , Solvent Packaging Options , Solvent by Application , Solvents | 5.3 psi ( 21 °C) | reagent grade,9.9 psi ( 38 °C),8.7 %,n 20/D 1.405(lit.) | , |  |  | 9.9 psi ( 38 °C),98%,0.751 g/mL at 25 °C(lit.),reagent grade,50 °C(lit.),−94 °C(lit.),~2 (vs air),682 °F,5.3 psi ( 21 °C),n 20/D 1.405(lit.),8.7 %
Decane,ReagentPlus ® , ≥99%,CH,1696981,204-686-4,MFCD00008954,24894240 | D901 | 124-18-5 | Sigma-Aldrich | 癸烷 | (PDF) | ≥99%,410 °F,174 °C(lit.),−30 °C(lit.),0.73 g/mL at 25 °C(lit.) | ReagentPlus , ReagentPlus Solvent Grade Products , ACS and Reagent Grade Solvents , Amber Glass Bottles , Solvent Bottles , Solvent Packaging Options , Solvent by Application , Solvents | 1 mmHg ( 16.5 °C) | ReagentPlus ®,3.77 mmHg ( 37.7 °C),2.6 %,n 20/D 1.411(lit.) | , |  |  | 3.77 mmHg ( 37.7 °C),≥99%,0.73 g/mL at 25 °C(lit.),ReagentPlus ®,174 °C(lit.),−30 °C(lit.),4.9 (vs air),410 °F,1 mmHg ( 16.5 °C),n 20/D 1.411(lit.),2.6 %
Dibutyl ether,ReagentPlus ® , ≥99%,[CH,1732752,205-575-3,MFCD00009461,24846975 | 110280 | 142-96-1 | Sigma-Aldrich | 二丁醚 | (PDF) | ≥99%,365 °F,142-143 °C(lit.),−98 °C(lit.),0.764 g/mL at 25 °C(lit.) | ReagentPlus , ReagentPlus Solvent Grade Products , ACS and Reagent Grade Solvents , Amber Glass Bottles , Carbon Steel Cans with NPT Threads , Closed Head Drums , Drums Product Line , Semi-Bulk Solvents , Solvent Bottles , Solvent Packaging Options , Solvent by Application , Solvents | 4.8 mmHg ( 20 °C) | ReagentPlus ®,8.5 %,n 20/D 1.399(lit.) | , |  |  | ≥99%,0.764 g/mL at 25 °C(lit.),ReagentPlus ®,142-143 °C(lit.),−98 °C(lit.),4.48 (vs air),365 °F,4.8 mmHg ( 20 °C),n 20/D 1.399(lit.),8.5 %
Diethoxymethane,99.7%, contains 50-150 ppm BHT as stabilizer,CH,1697253,207-330-6,MFCD00009246,24878318 | 538280 | 462-95-3 | Sigma-Aldrich | 二乙氧基甲烷 |  | 99.7%,346 °F,87-88 °C(lit.),,0.831 g/mL at 25 °C(lit.) | ReagentPlus , ReagentPlus Solvent Grade Products , ACS and Reagent Grade Solvents , Amber Glass Bottles , Solvent Bottles , Solvent Packaging Options , Solvent by Application , Solvents | 60 mmHg ( 25 °C) | 50-150 ppm BHT as stabilizer,n 20/D 1.373(lit.) | , |  |  | 99.7%,0.831 g/mL at 25 °C(lit.),50-150 ppm BHT as stabilizer,87-88 °C(lit.),3.6 (vs air),346 °F,60 mmHg ( 25 °C),n 20/D 1.373(lit.)
Diethylene glycol dimethyl ether,ReagentPlus ® , 99%,(CH,1736101,203-924-4,MFCD00008503,24896645 | M14102 | 111-96-6 | Sigma-Aldrich | 二乙二醇二甲醚 | (PDF) | 99%,370 °F,162 °C(lit.),−64 °C(lit.),0.943 g/mL at 25 °C(lit.) | ReagentPlus , ReagentPlus Solvent Grade Products , ACS and Reagent Grade Solvents , Amber Glass Bottles , Carbon Steel Cans with NPT Threads , Semi-Bulk Solvents , Solvent Bottles , Solvent Packaging Options , Solvent by Application , Solvents | 3 mmHg ( 20 °C) | ReagentPlus ®,APHA: ≤10,17.4 %,n 20/D 1.408(lit.) | , |  |  | 99%,0.943 g/mL at 25 °C(lit.),ReagentPlus ®,APHA: ≤10,162 °C(lit.),−64 °C(lit.),4.6 (vs air),370 °F,3 mmHg ( 20 °C),n 20/D 1.408(lit.),17.4 %
Diethylene glycol monoethyl ether,ReagentPlus ® , 99%,C,1736441,203-919-7,MFCD00002872,24878237 | 537616 | 111-90-0 | Sigma-Aldrich | 二乙二醇单乙醚 |  | 99%,,202 °C(lit.),,0.999 g/mL at 25 °C(lit.) | ReagentPlus , ReagentPlus Solvent Grade Products , ACS and Reagent Grade Solvents , Amber Glass Bottles , Carbon Steel Cans with NPT Threads , Semi-Bulk Solvents , Solvent Bottles , Solvent Packaging Options , Solvent by Application , Solvents | 0.12 mmHg ( 20 °C) | ReagentPlus ®,23.5 %, 182 °F,1.2 %, 135 °F,n 20/D 1.427(lit.) | , |  |  | 23.5 %, 182 °F,99%,0.999 g/mL at 25 °C(lit.),ReagentPlus ®,202 °C(lit.),4.63 (vs air),0.12 mmHg ( 20 °C),n 20/D 1.427(lit.),1.2 %, 135 °F
Diethylene glycol monoethyl ether acetate,99%,C,1764643,203-940-1,MFCD00041928,24878230 | 537527 | 112-15-2 | Aldrich | 二乙二醇单乙基醚醋酸酯 | (PDF) | 99%,,218-219 °C(lit.),,1.011 g/mL at 25 °C(lit.) | ReagentPlus , ReagentPlus Solvent Grade Products , ACS and Reagent Grade Solvents , Amber Glass Bottles , Building Blocks , C8 to C9 , Carbon Steel Flex-Spout Cans , Carbonyl Compounds , Chemical Synthesis , Esters , Organic Building Blocks , Semi-Bulk Solvents , Solvent Bottles , Solvent Packaging Options , Solvent by Application , Solvents |  | n 20/D 1.421(lit.) | , |  |  | 99%,218-219 °C(lit.),n 20/D 1.421(lit.),1.011 g/mL at 25 °C(lit.)
Diisopropyl ether,ReagentPlus ® , 99%, contains either BHT or hydroquinone as stabilizer,(CH,1731256,203-560-6,MFCD00008880,24850682 | 185302 | 108-20-3 | Sigma-Aldrich | 二异丙基醚 | (PDF) | 99%,827 °F,68-69 °C(lit.),−85 °C(lit.),0.725 g/mL at 25 °C(lit.) | ReagentPlus , ReagentPlus Solvent Grade Products , ACS and Reagent Grade Solvents , Amber Glass Bottles , Carbon Steel Cans with NPT Threads , Semi-Bulk Solvents , Solvent Bottles , Solvent Packaging Options , Solvent by Application , Solvents | 120 mmHg ( 20 °C) | ReagentPlus ®,1-21 %, 100 °F,n 20/D 1.367(lit.) | , |  |  | 99%,0.725 g/mL at 25 °C(lit.),ReagentPlus ®,68-69 °C(lit.),−85 °C(lit.),3.5 (vs air),827 °F,120 mmHg ( 20 °C),n 20/D 1.367(lit.),1-21 %, 100 °F
Dodecane,ReagentPlus ® , ≥99%,CH,1697175,203-967-9,MFCD00008969,24893654 | D221104 | 112-40-3 | Sigma-Aldrich | 十二烷 | (PDF) | ≥99%,401 °F,215-217 °C(lit.),−9.6 °C(lit.),0.75 g/mL at 25 °C(lit.) | ReagentPlus , ReagentPlus Solvent Grade Products , ACS and Reagent Grade Solvents , Amber Glass Bottles , Solvent Bottles , Solvent Packaging Options , Solvent by Application , Solvents | 1 mmHg ( 47.8 °C) | ReagentPlus ®,n 20/D 1.421(lit.) | , |  |  | ≥99%,0.75 g/mL at 25 °C(lit.),ReagentPlus ®,215-217 °C(lit.),−9.6 °C(lit.),5.96 (vs air),401 °F,1 mmHg ( 47.8 °C),n 20/D 1.421(lit.)
Ethyl 3-ethoxypropionate,99%,C,,212-112-9,MFCD00051356,24878234 | 537586 | 763-69-9 | Sigma-Aldrich | 3-乙氧基丙酸乙酯 | (PDF) | 99%,,166 °C(lit.),,0.95 g/mL at 25 °C(lit.) | ReagentPlus , ReagentPlus Solvent Grade Products , ACS and Reagent Grade Solvents , Amber Glass Bottles , Carbon Steel Flex-Spout Cans , Semi-Bulk Solvents , Solvent Bottles , Solvent Packaging Options , Solvent by Application , Solvents |  | n 20/D 1.405(lit.) | , |  |  | 99%,166 °C(lit.),n 20/D 1.405(lit.),5.03 (vs air),0.95 g/mL at 25 °C(lit.)
Ethylbenzene,ReagentPlus ® , 99%,C,1901871,202-849-4,MFCD00011647,24894395 | E12508 | 100-41-4 | Sigma-Aldrich | 乙苯 | (PDF),39011201 | 99%,810 °F,136 °C(lit.),−95 °C(lit.),0.867 g/mL at 25 °C(lit.) | ReagentPlus , ReagentPlus Solvent Grade Products , ACS and Reagent Grade Solvents , Amber Glass Bottles , Carbon Steel Cans with NPT Threads , Panax ginseng , Phytochemicals by Plant (Food/Spice/Herb) , Semi-Bulk Solvents , Solvent Bottles , Solvent Packaging Options , Solvent by Application , Solvents , 细胞生物学 , 营养研究 | 10 mmHg ( 20 °C) | ReagentPlus ®,19 mmHg ( 37.7 °C),6.7 %,n 20/D 1.495(lit.) | , |  |  | 19 mmHg ( 37.7 °C),99%,0.867 g/mL at 25 °C(lit.),ReagentPlus ®,136 °C(lit.),−95 °C(lit.),3.7 (vs air),810 °F,10 mmHg ( 20 °C),n 20/D 1.495(lit.),6.7 %
Ethylene glycol,ReagentPlus ® , ≥99%,HOCH,505945,203-473-3,MFCD00002885,24846577 | 102466 | 107-21-1 | Sigma-Aldrich | 乙二醇 | (PDF),39020501 | ≥99%,752 °F,195-198 °C,−13 °C(lit.),1.113 g/mL at 25 °C(lit.) | ReagentPlus , ReagentPlus Solvent Grade Products , ACS and Reagent Grade Solvents , Amber Glass Bottles , Carbon Steel Flex-Spout Cans , Chemical Synthesis , Others , Plastic Bottles , Protecting and Derivatizing Reagents , Protection and Derivatization , Semi-Bulk Solvents , Solvent Bottles , Solvent Packaging Options , Solvent by Application , Solvents , Synthetic Reagents | 0.08 mmHg ( 20 °C) | ReagentPlus ®,15.3 %,n 20/D 1.431(lit.) | , |  |  | ≥99%,1.113 g/mL at 25 °C(lit.),ReagentPlus ®,195-198 °C,−13 °C(lit.),2.1 (vs air),752 °F,0.08 mmHg ( 20 °C),n 20/D 1.431(lit.),15.3 %
Ethylene glycol butyl ether,≥99%,CH,1732511,203-905-0,MFCD00002884,24878233 | 537551 | 111-76-2 | Sigma-Aldrich | 乙二醇丁醚 | (PDF) | ≥99%,473 °F,169-172.5 °C(lit.),−75 °C(lit.),0.902 g/mL at 25 °C(lit.) | ReagentPlus , ReagentPlus Solvent Grade Products , ACS and Reagent Grade Solvents , Amber Glass Bottles , Carbon Steel Flex-Spout Cans , Reagent , Semi-Bulk Solvents , Solvent Bottles , Solvent Packaging Options , Solvent by Application , Solvents | <1 mmHg ( 20 °C) | 10 mmHg ( 81 °C),10.6 %,n 20/D 1.419(lit.) | , |  |  | 10 mmHg ( 81 °C),≥99%,0.902 g/mL at 25 °C(lit.),169-172.5 °C(lit.),−75 °C(lit.),4.1 (vs air),473 °F,<1 mmHg ( 20 °C),n 20/D 1.419(lit.),10.6 %
Ethylene glycol monopropyl ether,ReagentPlus ® , 99.4%,CH,1731983,220-548-6,MFCD00072645,24878241 | 537675 | 2807-30-9 | Sigma-Aldrich | 乙二醇单正丙醚 | (PDF) | 99.4%,,150-153 °C(lit.),−75 °C(lit.),0.913 g/mL at 25 °C(lit.) | ReagentPlus , ReagentPlus Solvent Grade Products , ACS and Reagent Grade Solvents , Amber Glass Bottles , Carbon Steel Flex-Spout Cans , Semi-Bulk Solvents , Solvent Bottles , Solvent Packaging Options , Solvent by Application , Solvents | 1.3 mmHg ( 20 °C) | ReagentPlus ®,n 20/D 1.413(lit.) | , |  |  | 99.4%,0.913 g/mL at 25 °C(lit.),ReagentPlus ®,150-153 °C(lit.),−75 °C(lit.),1.3 mmHg ( 20 °C),n 20/D 1.413(lit.)
Glycerol,ReagentPlus ® , ≥99.0% (GC),HOCH,635685,200-289-5,MFCD00004722,24895320 | G7757 | 56-81-5 | Sigma-Aldrich | 甘油 | (PDF) | ≥99.0% (GC),698 °F,182 °C/20 mmHg(lit.),20 °C(lit.),1.25 g/mL(lit.) | ReagentPlus Solvent Grade Products , ACS and Reagent Grade Solvents , Aliphatic Compounds , Aloe Vera , Lipid , Lipid Library , Metabolic Libraries , Metabolic Pathways , Metabolites and Cofactors on the Metabolic Pathways Chart , Phytochemicals by Chemical Classification , Phytochemicals by Plant (Food/Spice/Herb) , Plastic Bottles , Solvent Bottles , Solvent Packaging Options , Solvent by Application , Solvents , 代谢组学 , 细胞生物学 , 营养研究 | <1 mmHg ( 20 °C) | ReagentPlus ®,≤1.0% water (Karl Fischer),n 20/D 1.474(lit.) | , |  |  | ≤1.0% water (Karl Fischer),≥99.0% (GC),1.25 g/mL(lit.),ReagentPlus ®,≤0.1% sulfated ash,182 °C/20 mmHg(lit.),20 °C(lit.),3.1 (vs air),698 °F,<1 mmHg ( 20 °C),n 20/D 1.474(lit.)
Hexadecane,ReagentPlus ® , 99%,CH,1736592,208-878-9,MFCD00008998,24895758 | H6703 | 544-76-3 | Sigma-Aldrich | 十六烷 | (PDF) | 99%,395 °F,287 °C(lit.),solidification point 17.5-18.5 °C,0.773 g/mL at 25 °C(lit.) | ReagentPlus , ReagentPlus Solvent Grade Products , ACS and Reagent Grade Solvents , Amber Glass Bottles , Solvent Bottles , Solvent Packaging Options , Solvent by Application , Solvents | 1 mmHg ( 105.3 °C) | ReagentPlus ®,n 20/D 1.434(lit.) | , |  |  | 99%,0.773 g/mL at 25 °C(lit.),ReagentPlus ®,287 °C(lit.),18 °C(lit.),7.8 (vs air),395 °F,solidification point 17.5-18.5 °C,1 mmHg ( 105.3 °C),n 20/D 1.434(lit.)
Isopropyl acetate,≥99.6%,CH,1740761,203-561-1,MFCD00008877,24878222 | 537462 | 108-21-4 | Sigma-Aldrich | 乙酸异丙酯 | (PDF) | ≥99.6%,894 °F,85-91 °C(lit.),−73 °C(lit.),0.872 g/mL at 25 °C(lit.) | ReagentPlus , ReagentPlus Solvent Grade Products , ACS and Reagent Grade Solvents , Amber Glass Bottles , Carbon Steel Flex-Spout Cans , Semi-Bulk Solvents , Solvent Bottles , Solvent Packaging Options , Solvent by Application , Solvents | 47 mmHg ( 20 °C) | 8 %,1.8 %, 37 °F,n 20/D 1.377(lit.) | , |  |  | 8 %,≥99.6%,0.872 g/mL at 25 °C(lit.),85-91 °C(lit.),−73 °C(lit.),3.5 (vs air),894 °F,47 mmHg ( 20 °C),n 20/D 1.377(lit.),1.8 %, 37 °F
m -Xylene,ReagentPlus ® , 99%,C,605441,203-576-3,MFCD00008536,24851149 | 185566 | 108-38-3 | Sigma-Aldrich | 间二甲苯 |  | 99%,982 °F,138-139 °C(lit.),−48 °C(lit.),0.868 g/mL at 25 °C(lit.) | ReagentPlus , ReagentPlus Solvent Grade Products , ACS and Reagent Grade Solvents , Amber Glass Bottles , Solvent Bottles , Solvent Packaging Options , Solvent by Application , Solvents | 16 mmHg ( 37.7 °C) | ReagentPlus ®,7 %,n 20/D 1.497(lit.) | , |  |  | 99%,0.868 g/mL at 25 °C(lit.),ReagentPlus ®,138-139 °C(lit.),−48 °C(lit.),3.7 (vs air),982 °F,16 mmHg ( 37.7 °C),n 20/D 1.497(lit.),7 %
Methyl acetate,ReagentPlus ® , 99%,CH,1736662,201-185-2,MFCD00008711,24851214 | 186325 | 79-20-9 | Sigma-Aldrich | 乙酸甲酯 | (PDF) | 99%,936 °F,57-58 °C(lit.),−98 °C(lit.),0.934 g/mL at 25 °C | ReagentPlus , ReagentPlus Solvent Grade Products , ACS and Reagent Grade Solvents , Amber Glass Bottles , Carbon Steel Cans with NPT Threads , Semi-Bulk Solvents , Solvent Bottles , Solvent Packaging Options , Solvent by Application , Solvents | 165 mmHg ( 20 °C) | ReagentPlus ®,16 %,n 20/D 1.361(lit.) | , |  |  | 99%,0.934 g/mL at 25 °C,ReagentPlus ®,57-58 °C(lit.),−98 °C(lit.),2.55 (vs air),936 °F,165 mmHg ( 20 °C),n 20/D 1.361(lit.),16 %
Methylcyclohexane,ReagentPlus ® , 99%,C,505972,203-624-3,MFCD00001497,24896874 | M37889 | 108-87-2 | Sigma-Aldrich | 甲基环己烷 | (PDF) | 99%,545 °F,101 °C(lit.),−126 °C(lit.),0.77 g/mL at 25 °C(lit.) | ReagentPlus , ReagentPlus Solvent Grade Products , ACS and Reagent Grade Solvents , Amber Glass Bottles , Carbon Steel Cans with NPT Threads , Semi-Bulk Solvents , Solvent Bottles , Solvent Packaging Options , Solvent by Application , Solvents | 37 mmHg ( 20 °C) | ReagentPlus ®,83.2 mmHg ( 37.7 °C),6.7 %,n 20/D 1.422(lit.) | , |  |  | 83.2 mmHg ( 37.7 °C),99%,0.77 g/mL at 25 °C(lit.),ReagentPlus ®,101 °C(lit.),−126 °C(lit.),3.4 (vs air),545 °F,37 mmHg ( 20 °C),n 20/D 1.422(lit.),6.7 %
N,N -Dimethylacetamide,ReagentPlus ® , ≥99%,CH,1737614,204-826-4,MFCD00008686, | 185884 | 127-19-5 | Aldrich | N,N -二甲基乙酰胺 | 39031204,(PDF) | ≥99%,914 °F,164.5-166 °C(lit.),−20 °C(lit.),0.937 g/mL at 25 °C(lit.) | ReagentPlus , ReagentPlus Solvent Grade Products , ACS and Reagent Grade Solvents , Amber Glass Bottles , Solvent Bottles , Solvent Packaging Options , Solvent by Application , Solvents | 2 mmHg ( 25 °C) | ReagentPlus ®,11.5 %, 160 °F,1.8 %, 100 °F,n 20/D 1.437(lit.) | , |  |  | 11.5 %, 160 °F,≥99%,0.937 g/mL at 25 °C(lit.),ReagentPlus ®,164.5-166 °C(lit.),−20 °C(lit.),3 (vs air),914 °F,2 mmHg ( 25 °C),n 20/D 1.437(lit.),1.8 %, 100 °F
Nitrobenzene,ReagentPlus ® , 99%,C,507540,202-716-0,MFCD00007043,24897460 | N10950 | 98-95-3 | Sigma-Aldrich | 硝基苯 | (PDF) | 99%,899 °F,210-211 °C(lit.),5-6 °C(lit.),1.196 g/mL at 25 °C(lit.) | ReagentPlus , ReagentPlus Solvent Grade Products , ACS and Reagent Grade Solvents , Amber Glass Bottles , Solvent Bottles , Solvent Packaging Options , Solvent by Application , Solvents | 0.15 mmHg ( 20 °C) | ReagentPlus ®,50 mmHg ( 120 °C),40 %,n 20/D 1.551(lit.) | , |  |  | 50 mmHg ( 120 °C),99%,1.196 g/mL at 25 °C(lit.),ReagentPlus ®,210-211 °C(lit.),5-6 °C(lit.),4.2 (vs air),899 °F,0.15 mmHg ( 20 °C),n 20/D 1.551(lit.),40 %
Nitromethane,ReagentPlus ® , ≥99.0%,CH,1698205,200-876-6,MFCD00007400,24853835 | 230731 | 75-52-5 | Sigma-Aldrich | 硝基甲烷 | (PDF) | ≥99.0%,784 °F,101.2 °C(lit.),−29 °C(lit.),1.127 g/mL at 25 °C(lit.) | ReagentPlus , ReagentPlus Solvent Grade Products , ACS and Reagent Grade Solvents , Amber Glass Bottles , Solvent Bottles , Solvent Packaging Options , Solvent by Application , Solvents |  | ReagentPlus ®,7.3 %, 33 °F,n 20/D 1.382(lit.) | , |  |  | ≥99.0%,1.127 g/mL at 25 °C(lit.),ReagentPlus ®,101.2 °C(lit.),−29 °C(lit.),2.1 (vs air),784 °F,7.3 %, 33 °F,n 20/D 1.382(lit.)
Nonane,ReagentPlus ® , 99%,CH,1696917,203-913-4,MFCD00009574,24897606 | N29406 | 111-84-2 | Sigma-Aldrich | 壬烷 |  | 99%,401 °F,151 °C(lit.),−53 °C(lit.),0.718 g/mL at 25 °C(lit.) | ReagentPlus , ReagentPlus Solvent Grade Products , ACS and Reagent Grade Solvents , Amber Glass Bottles , Solvent Bottles , Solvent Packaging Options , Solvent by Application , Solvents | 0.18 psi ( 37.7 °C) | ReagentPlus ®,2.9 %,n 20/D 1.405(lit.) | , |  |  | 99%,0.718 g/mL at 25 °C(lit.),ReagentPlus ®,151 °C(lit.),−53 °C(lit.),4.41 (vs air),401 °F,0.18 psi ( 37.7 °C),n 20/D 1.405(lit.),2.9 %
p -Xylene,ReagentPlus ® , 99%,C,1901563,203-396-5,MFCD00008556,24848153 | 134449 | 106-42-3 | Sigma-Aldrich | 对二甲苯 | (PDF) | 99%,984 °F,138 °C(lit.),12-13 °C(lit.),0.861 g/mL at 20 °C(lit.) | ReagentPlus , ReagentPlus Solvent Grade Products , ACS and Reagent Grade Solvents , Amber Glass Bottles , Carbon Steel Cans with NPT Threads , Carthamus tinctorius (Safflower oil) , Phytochemicals by Plant (Food/Spice/Herb) , Semi-Bulk Solvents , Solvent Bottles , Solvent Packaging Options , Solvent by Application , Solvents , 细胞生物学 , 营养研究 | 9 mmHg ( 20 °C) | ReagentPlus ®,7 %,n 20/D 1.495(lit.) | , |  |  | 99%,0.861 g/mL at 20 °C(lit.),ReagentPlus ®,138 °C(lit.),12-13 °C(lit.),3.7 (vs air),984 °F,9 mmHg ( 20 °C),n 20/D 1.495(lit.),7 %
Propyl acetate,≥99.5%,CH,1740764,203-686-1,MFCD00009372,24878219 | 537438 | 109-60-4 | Sigma-Aldrich | 乙酸丙酯 | (PDF),39022103 | ≥99.5%,842 °F,102 °C(lit.),−95 °C(lit.),0.888 g/mL at 25 °C(lit.) | ReagentPlus , ReagentPlus Solvent Grade Products , ACS and Reagent Grade Solvents , Amber Glass Bottles , Carbon Steel Flex-Spout Cans , Semi-Bulk Solvents , Solvent Bottles , Solvent Packaging Options , Solvent by Application , Solvents | 25 mmHg ( 20 °C) | 8 %,1.7 %, 37 °F,n 20/D 1.384(lit.) | , |  |  | 8 %,≥99.5%,0.888 g/mL at 25 °C(lit.),102 °C(lit.),−95 °C(lit.),3.5 (vs air),842 °F,25 mmHg ( 20 °C),n 20/D 1.384(lit.),1.7 %, 37 °F
2-Pentanone,ultrapure grade, ≥99.5%,CH,506058,203-528-1,MFCD00009400, | 537772 | 107-87-9 | Sigma-Aldrich | 2-戊酮 | (PDF) | ≥99.5%,941 °F,101-105 °C(lit.),−78 °C(lit.),0.809 g/mL at 25 °C(lit.) | ReagentPlus , ReagentPlus Solvent Grade Products , ACS and Reagent Grade Solvents , Amber Glass Bottles , Solvent Bottles , Solvent Packaging Options , Solvent by Application , Solvents | 27 mmHg ( 20 °C) | ultrapure grade,8.2 %,n 20/D 1.39(lit.) | , |  |  | ≥99.5%,0.809 g/mL at 25 °C(lit.),ultrapure grade,101-105 °C(lit.),−78 °C(lit.),941 °F,27 mmHg ( 20 °C),n 20/D 1.39(lit.),8.2 %
tert -Butanol,TEBOL ® 99, ≥99.3%,(CH,906698,200-889-7,MFCD00004464,24892081 | B85927 | 75-65-0 | Sigma-Aldrich | 叔丁醇 | (PDF) | ≥99.3%,896 °F,83 °C(lit.),23-26 °C(lit.),0.775 g/mL at 25 °C(lit.) | ReagentPlus , ReagentPlus Solvent Grade Products , ACS and Reagent Grade Solvents , Carbon Steel Flex-Spout Cans , Plastic Bottles , Semi-Bulk Solvents , Solvent Bottles , Solvent Packaging Options , Solvent by Application , Solvents | 31 mmHg ( 20 °C) | 44 mmHg ( 26 °C),TEBOL ® 99,8 %,n 20/D 1.387(lit.) | , |  |  | 44 mmHg ( 26 °C),TEBOL ® 99,≥99.3%,0.775 g/mL at 25 °C(lit.),83 °C(lit.),23-26 °C(lit.),2.5 (vs air),896 °F,31 mmHg ( 20 °C),n 20/D 1.387(lit.),8 %
1,2-Dichloroethane,ACS reagent, ≥99.0%,ClCH,605264,203-458-1,MFCD00000963,24859199 | 319929 | 107-06-2 | Sigma-Aldrich | 1,2-二氯乙烷 | (PDF),39050106 | ≥99.0%,775 °F,83 °C(lit.),−35 °C(lit.),1.256 g/mL at 25 °C(lit.) | ACS Grade , ACS Grade Solvents , ACS and Reagent Grade Solvents , Amber Glass Bottles , Carbon Steel Cans with NPT Threads , Semi-Bulk Solvents , Solvent Bottles , Solvent Packaging Options , Solvent by Application , Solvents | 87 mmHg ( 25 °C) | clear,≤0.002%,ACS reagent,APHA: ≤10,15.6 %,n 20/D 1.444(lit.) | , |  |  | clear,≥99.0%,≤0.002%,1.256 g/mL at 25 °C(lit.),ACS reagent,≤0.0003 meq/g Titr. acid,APHA: ≤10,83 °C(lit.),−35 °C(lit.),3.4 (20 °C, vs air),775 °F,87 mmHg ( 25 °C),n 20/D 1.444(lit.),15.6 %
1,4-Dioxane,ACS reagent, ≥99.0%,C,102551,204-661-8,MFCD00006571,24862164 | 360481 | 123-91-1 | Sigma-Aldrich | 1,4-二氧六环 | (PDF) | ≥99.0%,356 °F,100-102 °C(lit.),freezing point ≥11.0,1.034 g/mL at 25 °C(lit.) | ACS Grade , ACS Grade Solvents , ACS and Reagent Grade Solvents , Amber Glass Bottles , Carbon Steel Cans with NPT Threads , Semi-Bulk Solvents , Solvent Bottles , Solvent Packaging Options , Solvent by Application , Solvents | 27 mmHg ( 20 °C) | ≤0.05% water,≤0.005%,ACS reagent,APHA: ≤20,22 %,n 20/D 1.422(lit.) | , |  |  | ≤0.05% water,≥99.0%,≤0.005%,1.034 g/mL at 25 °C(lit.),ACS reagent,≤0.0016 meq/g Titr. acid,APHA: ≤20,100-102 °C(lit.),10-12 °C(lit.),3 (vs air),356 °F,freezing point ≥11.0,27 mmHg ( 20 °C),n 20/D 1.422(lit.),22 %
1-Butanol,ACS reagent, ≥99.4%,CH,969148,200-751-6,MFCD00002964,24862161 | 360465 | 71-36-3 | Sigma-Aldrich | 1-丁醇 | (PDF) | ≥99.4%,649 °F,116-118 °C(lit.),−90 °C(lit.),0.81 g/mL at 25 °C(lit.) | ACS Grade , ACS Grade Solvents , ACS and Reagent Grade Solvents , Amber Glass Bottles , Carbon Steel Flex-Spout Cans , Semi-Bulk Solvents , Solvent Bottles , Solvent Packaging Options , Solvent by Application , Solvents |  | ≤0.2% butyl ether,≤0.005%,ACS reagent,APHA: ≤10,11.2 %,n 20/D 1.399(lit.) | , |  |  | ≤0.2% butyl ether,≥99.4%,≤0.005%,0.81 g/mL at 25 °C(lit.),ACS reagent,≤0.0008 meq/g Titr. acid,APHA: ≤10,116-118 °C(lit.),−90 °C(lit.),2.55 (vs air),649 °F,11.2 %,n 20/D 1.399(lit.)
1- Methyl- 2- pyrrolidinone,ACS reagent, ≥99.0%,C,106420,212-828-1,MFCD00003193,24868075 | 443778 | 872-50-4 | Sigma-Aldrich | 1-甲基-2-吡咯烷酮 | (PDF) | ≥99.0%,518 °F,202 °C(lit.),−24 °C(lit.),1.028 g/mL at 25 °C(lit.) | ACS Grade , ACS Grade Solvents , ACS and Reagent Grade Solvents , Amber Glass Bottles , Carbon Steel Cans with NPT Threads , Semi-Bulk Solvents , Solvent Bottles , Solvent Packaging Options , Solvent by Application , Solvents | 0.29 mmHg ( 20 °C) | 81-82 °C/10 mmHg(lit.),ACS reagent,APHA: ≤50,9.5 %,n 20/D 1.47(lit.),chloride (Cl - ): ≤1 ppm | , |  |  | 81-82 °C/10 mmHg(lit.),≥99.0%,9.5 %,1.028 g/mL at 25 °C(lit.),ACS reagent,≤0.01% Free amines (as CH 3 NH 2 ),APHA: ≤50,202 °C(lit.),−24 °C(lit.),3.4 (vs air),518 °F,chloride (Cl - ): ≤1 ppm,n 20/D 1.47(lit.),0.29 mmHg ( 20 °C)
1-Octanol,ACS reagent, ≥99%,CH,1697461,203-917-6,MFCD00002988,24870797 | 472328 | 111-87-5 | Sigma-Aldrich | 1-辛醇 | (PDF) | ≥99%,523 °F,196 °C(lit.),−15 °C(lit.),0.827 g/mL at 25 °C(lit.) | ACS Grade , ACS Grade Solvents , ACS and Reagent Grade Solvents , Amber Glass Bottles , Fatty Acyls , Fatty Alcohols , Solvent Bottles , Solvent Packaging Options , Solvent by Application , Solvents , 生化试剂 , 脂类 | 0.14 mmHg ( 25 °C) | clear,≤0.004%,ACS reagent,APHA: ≤10,mouse ... Chrna1 (11435),n 20/D 1.429(lit.) | , |  |  | clear,≥99%,≤0.004%,0.827 g/mL at 25 °C(lit.),ACS reagent,523 °F,≤0.0002 meq/g Titr. acid,APHA: ≤10,196 °C(lit.),−15 °C(lit.),4.5 (vs air),mouse ... Chrna1 (11435),0.14 mmHg ( 25 °C),n 20/D 1.429(lit.)
1-Propanol,ACS reagent, ≥99.5%,CH,1098242,200-746-9,MFCD00002941,24865134 | 402893 | 71-23-8 | Sigma-Aldrich | 1-丙醇 | (PDF) | ≥99.5%,700 °F,97 °C(lit.),−127 °C(lit.),0.804 g/mL at 25 °C(lit.) | ACS Grade , ACS Grade Solvents , ACS and Reagent Grade Solvents , Amber Glass Bottles , Carbon Steel Flex-Spout Cans , Semi-Bulk Solvents , Solvent Bottles , Solvent Packaging Options , Solvent by Application , Solvents | 10 mmHg ( 147 °C) | ≤0.2% water,≤0.001%,ACS reagent,H 2 O: passes test,APHA: ≤10,13.7 %,n 20/D 1.384(lit.) | , |  |  | ≤0.2% water,≥99.5%,≤0.001%,0.804 g/mL at 25 °C(lit.),ACS reagent,H 2 O: passes test,≤0.0004 meq/g Titr. acid,APHA: ≤10,97 °C(lit.),−127 °C(lit.),2.1 (vs air),700 °F,10 mmHg ( 147 °C),n 20/D 1.384(lit.),13.7 %
2,2,4- Trimethylpentane,ACS reagent, ≥99.0%,(CH,1696876,208-759-1,MFCD00008943,24861988 | 360597 | 540-84-1 | Sigma-Aldrich | 2,2,4-三甲基戊烷 | (PDF) | ≥99.0%,745 °F,98-99 °C(lit.),−107 °C(lit.),0.692 g/mL at 25 °C(lit.) | ACS Grade , ACS Grade Solvents , ACS and Reagent Grade Solvents , Amber Glass Bottles , Carbon Steel Cans with NPT Threads , Semi-Bulk Solvents , Solvent Bottles , Solvent Packaging Options , Solvent by Application , Solvents | 41 mmHg ( 21 °C) | ≤0.005% S compounds,≤0.001%,ACS reagent,APHA: ≤10,6 %,n 20/D 1.391(lit.) | , |  |  | ≤0.005% S compounds,≥99.0%,≤0.001%,0.692 g/mL at 25 °C(lit.),ACS reagent,≤0.0003 meq/g Water-soluble titr. acid,APHA: ≤10,98-99 °C(lit.),−107 °C(lit.),3.9 (vs air),745 °F,41 mmHg ( 21 °C),n 20/D 1.391(lit.),6 %
2-Butanone,ACS reagent, ≥99.0%,C,741880,201-159-0,MFCD00011648,24862162 | 360473 | 78-93-3 | Sigma-Aldrich | 2-丁酮 | (PDF) | ≥99.0%,960 °F,80 °C(lit.),−87 °C(lit.),0.805 g/mL at 25 °C(lit.) | ACS Grade , ACS Grade Solvents , ACS and Reagent Grade Solvents , Amber Glass Bottles , Carbon Steel Flex-Spout Cans , Semi-Bulk Solvents , Solvent Bottles , Solvent Packaging Options , Solvent by Application , Solvents | 71 mmHg ( 20 °C) | ≤0.20% water,≤0.0025%,ACS reagent,APHA: ≤15,10.1 %,n 20/D 1.379(lit.) | , |  |  | ≤0.20% water,≥99.0%,≤0.0025%,0.805 g/mL at 25 °C(lit.),ACS reagent,≤0.0005 meq/g Titr. acid,APHA: ≤15,80 °C(lit.),−87 °C(lit.),2.49 (vs air),960 °F,71 mmHg ( 20 °C),n 20/D 1.379(lit.),10.1 %
2-Methoxyethanol,contains 50 ppm BHT as stabilizer, ACS reagent, ≥99.3%,CH,1731074,203-713-7,MFCD00002867,24862167 | 360503 | 109-86-4 | Sigma-Aldrich | 2-甲氧基乙醇 | (PDF) | ≥99.3%,548 °F,124-125 °C(lit.),−85 °C(lit.),0.965 g/mL at 25 °C(lit.) | ACS Grade , ACS Grade Solvents , ACS and Reagent Grade Solvents , Amber Glass Bottles , Carbon Steel Flex-Spout Cans , Semi-Bulk Solvents , Solvent Bottles , Solvent Packaging Options , Solvent by Application , Solvents | 6.17 mmHg ( 20 °C) | ≤0.100% water,ACS reagent,50 ppm BHT as stabilizer,APHA: ≤10,24.5 %,n 20/D 1.402(lit.) | , |  |  | ≤0.100% water,≥99.3%,0.965 g/mL at 25 °C(lit.),ACS reagent,50 ppm BHT as stabilizer,≤0.002 meq/g Titr. acid,APHA: ≤10,124-125 °C(lit.),−85 °C(lit.),2.62 (vs air),548 °F,6.17 mmHg ( 20 °C),n 20/D 1.402(lit.),24.5 %
2-Methyl-1-propanol,ACS reagent, ≥99.0%,(CH,1730878,201-148-0,MFCD00004740,24859240 | 320048 | 78-83-1 | Sigma-Aldrich | 2-甲基-1-丙醇 | (PDF) | ≥99.0%,801 °F,108 °C(lit.),−108 °C(lit.),0.803 g/mL at 25 °C(lit.) | ACS Grade , ACS Grade Solvents , ACS and Reagent Grade Solvents , Amber Glass Bottles , Carbon Steel Flex-Spout Cans , Semi-Bulk Solvents , Solvent Bottles , Solvent Packaging Options , Solvent by Application , Solvents | 8 mmHg ( 20 °C) | ≤0.1% water,≤0.001%,ACS reagent,APHA: ≤10,10.6 %,n 20/D 1.396(lit.) | , |  |  | ≤0.1% water,≥99.0%,≤0.001%,0.803 g/mL at 25 °C(lit.),ACS reagent,≤0.0005 meq/g Titr. acid,APHA: ≤10,108 °C(lit.),−108 °C(lit.),2.55 (vs air),801 °F,8 mmHg ( 20 °C),n 20/D 1.396(lit.),10.6 %
3-Methyl-1-butanol,ACS reagent, ≥98.5%,(CH,1718835,204-633-5,MFCD00002934,24859238 | 320021 | 123-51-3 | Sigma-Aldrich | 3-甲基-1-丁醇 | (PDF) | ≥98.5%,644 °F,130 °C(lit.),−117 °C(lit.),0.809 g/mL at 25 °C(lit.) | ACS Grade , ACS Grade Solvents , ACS and Reagent Grade Solvents , Amber Glass Bottles , Carbon Steel Flex-Spout Cans , Semi-Bulk Solvents , Solvent Bottles , Solvent Packaging Options , Solvent by Application , Solvents | 2 mmHg ( 20 °C) | ACS reagent,≤0.5% water,1.2-9 %, 100 °F,n 20/D 1.406(lit.),≤0.003% | , |  |  | ≤0.5% water,≥98.5%,≤0.003%,0.809 g/mL at 25 °C(lit.),ACS reagent,≤0.002 meq/g Titr. acid,130 °C(lit.),−117 °C(lit.),3 (vs air),644 °F,2 mmHg ( 20 °C),n 20/D 1.406(lit.),1.2-9 %, 100 °F
4-Methyl-2-pentanone,ACS reagent, ≥98.5%,(CH,605399,203-550-1,MFCD00008938,24862168 | 360511 | 108-10-1 | Sigma-Aldrich | 4-甲基-2-戊酮 | (PDF) | ≥98.5%,840 °F,117-118 °C,−80 °C(lit.),0.801 g/mL at 25 °C(lit.) | ACS Grade , ACS Grade Solvents , ACS and Reagent Grade Solvents , Amber Glass Bottles , Carbon Steel Cans with NPT Threads , Semi-Bulk Solvents , Solvent Bottles , Solvent Packaging Options , Solvent by Application , Solvents | 15.7 mmHg ( 20 °C) | clear,≤0.0050%,ACS reagent,APHA: ≤15,1.2-8 %, 93 °F,n 20/D 1.395(lit.) | , |  |  | clear,≥98.5%,≤0.0050%,0.801 g/mL at 25 °C(lit.),ACS reagent,≤0.002 meq/g Titr. acid,APHA: ≤15,117-118 °C,−80 °C(lit.),3.5 (vs air),840 °F,15.7 mmHg ( 20 °C),n 20/D 1.395(lit.),1.2-8 %, 93 °F
Benzyl alcohol,ACS reagent, ≥99.0%,C,878307,202-859-9,MFCD00004599,24865125 | 402834 | 100-51-6 | Sigma-Aldrich | 苄醇 | (PDF),39023110 | ≥99.0%,817 °F,203-205 °C(lit.),−16-−13 °C(lit.),1.045 g/mL at 25 °C(lit.) | ACS Grade , ACS Grade Solvents , ACS and Reagent Grade Solvents , Amber Glass Bottles , Carbon Steel Flex-Spout Cans , Semi-Bulk Solvents , Solvent Bottles , Solvent Packaging Options , Solvent by Application , Solvents | 13.3 mmHg ( 100 °C) | ACS reagent,≤0.02% Acetophenone (C 6 H 5 COCH 3 ),n 20/D 1.539(lit.),≤0.005%,APHA: ≤20 | , |  |  | ≤0.02% Acetophenone (C 6 H 5 COCH 3 ),≥99.0%,1.045 g/mL at 25 °C(lit.),ACS reagent,≤0.01% Benzaldehyde (C 6 H 5 CHO),APHA: ≤20,203-205 °C(lit.),−16-−13 °C(lit.),3.7 (vs air),817 °F,13.3 mmHg ( 100 °C),n 20/D 1.539(lit.),≤0.005%
Butyl acetate,ACS reagent, ≥99.5%,CH,1741921,204-658-1,MFCD00009445,24865126 | 402842 | 123-86-4 | Sigma-Aldrich | 乙酸丁酯 | (PDF) | ≥99.5%,790 °F,124-126 °C(lit.),−78 °C(lit.),0.88 g/mL at 25 °C(lit.) | ACS Grade , ACS Grade Solvents , ACS and Reagent Grade Solvents , Alcohol Acetates , Amber Glass Bottles , Carbon Steel Cans with NPT Threads , Fatty Acyls , Fatty Esters , Semi-Bulk Solvents , Solvent Bottles , Solvent Packaging Options , Solvent by Application , Solvents , 生化试剂 , 脂类 | 15 mmHg ( 25 °C) | ≤0.2% C 4 H 9 OH,≤0.001%,ACS reagent,APHA: ≤10,7.6 %,n 20/D 1.394(lit.) | , |  |  | ≤0.2% C 4 H 9 OH,≥99.5%,≤0.001%,0.88 g/mL at 25 °C(lit.),ACS reagent,H 2 SO 4 , passes test (darkened),APHA: ≤10,124-126 °C(lit.),−78 °C(lit.),4 (vs air),790 °F,15 mmHg ( 25 °C),n 20/D 1.394(lit.),7.6 %
Carbon disulfide,ACS reagent, ≥99.9%,CS,1098293,200-843-6,MFCD00011321,24850852 | 180173 | 75-15-0 | Sigma-Aldrich | 二硫化碳 | (PDF) | ≥99.9%,212 °F,46 °C(lit.),−112-−111 °C(lit.),1.266 g/mL at 25 °C(lit.) | ACS Grade Solvents , ACS and Reagent Grade Solvents , Solvent Bottles , Solvent Packaging Options , Solvent by Application , Solvents , Sure/Seal Bottles |  | ≤0.05% water,≤0.002%,ACS reagent,APHA: ≤10,50 %,n 20/D 1.627(lit.) | , |  |  | ≤0.05% water,≥99.9%,≤0.002%,1.266 g/mL at 25 °C(lit.),ACS reagent,H 2 S, passes test (lim. ~1.5 ppm),APHA: ≤10,46 °C(lit.),−112-−111 °C(lit.),2.67 (vs air),212 °F,50 %,n 20/D 1.627(lit.)
Chlorobenzene,ACS reagent, ≥99.5%,C,605632,203-628-5,MFCD00000530,24859206 | 319996 | 108-90-7 | Sigma-Aldrich | 氯苯 | (PDF) | ≥99.5%,1178 °F,132 °C(lit.),−45 °C(lit.),1.106 g/mL at 25 °C(lit.) | ACS Grade , ACS Grade Solvents , ACS and Reagent Grade Solvents , Amber Glass Bottles , Carbon Steel Cans with NPT Threads , Semi-Bulk Solvents , Solvent Bottles , Solvent Packaging Options , Solvent by Application , Solvents | 11.8 mmHg ( 25 °C) | ACS reagent,APHA: ≤30,7.1 %,n 20/D 1.524(lit.),≤0.02% | , |  |  | ≥99.5%,≤0.02%,1.106 g/mL at 25 °C(lit.),ACS reagent,≤0.004 meq/g Titr. acid,APHA: ≤30,132 °C(lit.),−45 °C(lit.),3.86 (vs air),1178 °F,11.8 mmHg ( 25 °C),n 20/D 1.524(lit.),7.1 %
Cyclohexane,ACS reagent, ≥99%,C,1900225,203-806-2,MFCD00003814,24850798 | 179191 | 110-82-7 | Sigma-Aldrich | 环己烷 | (PDF),39010606 | ≥99%,500 °F,80.7 °C(lit.),4-7 °C(lit.),0.779 g/mL at 25 °C(lit.) | ACS Grade , ACS Grade Solvents , ACS and Reagent Grade Solvents , Amber Glass Bottles , Carbon Steel Cans with NPT Threads , Semi-Bulk Solvents , Solvent Bottles , Solvent Packaging Options , Solvent by Application , Solvents | 168.8 mmHg ( 37.7 °C) | ≤0.02% water,≤0.002%,ACS reagent,APHA: ≤10,9 %,n 20/D 1.426(lit.) | , |  |  | ≤0.02% water,≥99%,≤0.002%,0.779 g/mL at 25 °C(lit.),ACS reagent,H 2 SO 4 , passes test (darkened),APHA: ≤10,80.7 °C(lit.),4-7 °C(lit.),2.9 (vs air),500 °F,168.8 mmHg ( 37.7 °C),n 20/D 1.426(lit.),9 %
Dichloromethane,ACS reagent, ≥99.5%, contains 50 ppm amylene as stabilizer,CH,1730800,200-838-9,MFCD00000881, | 443484 | 75-09-2 | Sigma-Aldrich | 二氯甲烷 |  | ≥99.5%,1223 °F,39.8-40 °C(lit.),−97 °C(lit.),1.325 g/mL at 25 °C(lit.) | ACS Grade Solvents , ACS and Reagent Grade Solvents , Solvent by Application , Solvents | 24.45 psi ( 55 °C) | clear,≤0.002%,ACS reagent,50 ppm amylene as stabilizer,APHA: ≤10,22 %,n 20/D 1.424(lit.) | , |  |  | clear,≥99.5%,≤0.002%,1.325 g/mL at 25 °C(lit.),ACS reagent,50 ppm amylene as stabilizer,Free halogens, passes test,APHA: ≤10,39.8-40 °C(lit.),−97 °C(lit.),2.9 (vs air),1223 °F,24.45 psi ( 55 °C),n 20/D 1.424(lit.),22 %
Diisopropyl ether,contains either BHT or hydroquinone as stabilizer, ACS reagent, ≥99.0%,(CH,1731256,203-560-6,MFCD00008880,24864734 | 398276 | 108-20-3 | Sigma-Aldrich | 二异丙基醚 | (PDF) | ≥99.0%,827 °F,68-69 °C(lit.),−85 °C(lit.),0.725 g/mL at 25 °C(lit.) | ACS Grade , ACS Grade Solvents , ACS and Reagent Grade Solvents , Amber Glass Bottles , Carbon Steel Cans with NPT Threads , Semi-Bulk Solvents , Solvent Bottles , Solvent Packaging Options , Solvent by Application , Solvents | 120 mmHg ( 20 °C) | ≤0.05% Peroxide (as C 6 H 14 O 2 ),≤0.01%,ACS reagent,either BHT or hydroquinone as stabilizer,APHA: ≤25,1-21 %, 100 °F,n 20/D 1.367(lit.) | , |  |  | ≤0.05% Peroxide (as C 6 H 14 O 2 ),≥99.0%,≤0.01%,0.725 g/mL at 25 °C(lit.),ACS reagent,either BHT or hydroquinone as stabilizer,≤0.0007 meq/g Titr. acid,APHA: ≤25,68-69 °C(lit.),−85 °C(lit.),3.5 (vs air),827 °F,120 mmHg ( 20 °C),n 20/D 1.367(lit.),1-21 %, 100 °F
Formamide,ACS reagent, ≥99.5%,HCONH,505995,200-842-0,MFCD00007941,24853220 | 221198 | 75-12-7 | Sigma-Aldrich | 甲酰胺 | (PDF) | ≥99.5%,932 °F,210 °C(lit.),freezing point 2.0-3.0 °C,1.134 g/mL at 25 °C(lit.) | ACS Grade , ACS Grade Solvents , ACS and Reagent Grade Solvents , Acids and Bases , Amber Glass Bottles , Amides , Building Blocks , C2 to C7 , Carbon Steel Cans with NPT Threads , Carbonyl Compounds , Chemical Synthesis , Organic Building Blocks , Semi-Bulk Solvents , Solvent Bottles , Solvent Packaging Options , Solvent by Application , Solvents , 变性剂 , 生化试剂 | 0.08 mmHg ( 20 °C) | ACS reagent,30 mmHg ( 129 °C),n 20/D 1.447(lit.),APHA: ≤10 | , |  |  | 30 mmHg ( 129 °C),≥99.5%,1.134 g/mL at 25 °C(lit.),ACS reagent,APHA: ≤10,210 °C(lit.),2-3 °C(lit.),1.55 (vs air),932 °F,freezing point 2.0-3.0 °C,0.08 mmHg ( 20 °C),n 20/D 1.447(lit.)
Glycerol,ACS reagent, ≥99.5%,HOCH,635685,200-289-5,MFCD00004722,24895327 | G7893 | 56-81-5 | Sigma-Aldrich | 甘油 | (PDF) | ≥99.5%,698 °F,182 °C/20 mmHg(lit.),20 °C(lit.),1.25 g/mL(lit.) | ACS Grade , ACS Grade Solvents , ACS and Reagent Grade Solvents , Aliphatic Compounds , Gel Loading Reagents , Phytochemicals by Chemical Classification , Plastic Bottles , SDS-PAGE , Semi-Bulk Solvents , Solvent Bottles , Solvent Packaging Options , Solvent by Application , Solvents , VerSA-Flow Products , 分子生物学 , 细胞生物学 , 营养研究 , 蛋白电泳 , 蛋白质组学 | <1 mmHg ( 20 °C) | ≤0.500% Water (H 2 O),ACS reagent,heavy metals (as Pb): ≤2 ppm,APHA: ≤10,PREMIUM,sulfate (SO 4 2- ): passes test,n 20/D 1.474(lit.),≤0.0050% | , |  |  | ≤0.500% Water (H 2 O),≥99.5%,1.25 g/mL(lit.),ACS reagent,≤0.0050%,heavy metals (as Pb): ≤2 ppm,Acrolein and glucose, passes test,APHA: ≤10,182 °C/20 mmHg(lit.),PREMIUM,3.1 (vs air),698 °F,sulfate (SO 4 2- ): passes test,n 20/D 1.474(lit.),<1 mmHg ( 20 °C),20 °C(lit.)
Nitrobenzene,ACS reagent, ≥99.0%,C,507540,202-716-0,MFCD00007043,24855204 | 252379 | 98-95-3 | Sigma-Aldrich | 硝基苯 | (PDF),39032002 | ≥99.0%,899 °F,210-211 °C(lit.),5-6 °C(lit.),1.196 g/mL at 25 °C(lit.) | ACS Grade , ACS Grade Solvents , ACS and Reagent Grade Solvents , Amber Glass Bottles , Solvent Bottles , Solvent Packaging Options , Solvent by Application , Solvents | 0.15 mmHg ( 20 °C) | 50 mmHg ( 120 °C),≤0.005%,ACS reagent,40 %,n 20/D 1.551(lit.),chloride (Cl - ): ≤5 ppm | , |  |  | 50 mmHg ( 120 °C),≥99.0%,≤0.005%,40 %,1.196 g/mL at 25 °C(lit.),ACS reagent,≤0.0005 meq/g water-soluble titr. acid,210-211 °C(lit.),5-6 °C(lit.),4.2 (vs air),899 °F,chloride (Cl - ): ≤5 ppm,n 20/D 1.551(lit.),0.15 mmHg ( 20 °C)
Nitromethane,ACS reagent, ≥95%,CH,1698205,200-876-6,MFCD00007400,24862170 | 360554 | 75-52-5 | Sigma-Aldrich | 硝基甲烷 | (PDF) | ≥95%,784 °F,101.2 °C(lit.),−29 °C(lit.),1.127 g/mL at 25 °C(lit.) | ACS Grade , ACS Grade Solvents , ACS and Reagent Grade Solvents , Amber Glass Bottles , Carbon Steel Cans with NPT Threads , Semi-Bulk Solvents , Solvent Bottles , Solvent Packaging Options , Solvent by Application , Solvents | 2.7 mmHg ( 20 °C) | ACS reagent,APHA: ≤10,7.3 %, 33 °F,clear,n 20/D 1.382(lit.) | , |  |  | ≥95%,1.127 g/mL at 25 °C(lit.),ACS reagent,clear,≤0.05% water,APHA: ≤10,101.2 °C(lit.),−29 °C(lit.),2.1 (vs air),784 °F,2.7 mmHg ( 20 °C),n 20/D 1.382(lit.),7.3 %, 33 °F
Petroleum ether,ACS reagent,,,232-453-7,MFCD00081849, | 184519 | 8032-32-4 | Sigma-Aldrich | 石油醚 | (PDF) | ,475 °F,30-60 °C(lit.),acidity, passes test,0.64 g/mL at 25 °C(lit.) | ACS Grade , ACS Grade Solvents , ACS and Reagent Grade Solvents , Amber Glass Bottles , Carbon Steel Cans with NPT Threads , Semi-Bulk Solvents , Solvent Bottles , Solvent Packaging Options , Solvent by Application , Solvents | 25.8 psi ( 55 °C) | 35-60 °C,≤0.001%,ACS reagent,APHA: ≤10,8 %,n 20/D 1.363(lit.) | , |  |  | 35-60 °C,≤0.001%,0.64 g/mL at 25 °C(lit.),ACS reagent,acidity, passes test,APHA: ≤10,30-60 °C(lit.),2.5 (vs air),475 °F,25.8 psi ( 55 °C),n 20/D 1.363(lit.),8 %
Petroleum ether,ACS reagent,,,232-453-7,MFCD00081849, | 320447 | 8032-32-4 | Sigma-Aldrich | 石油醚 | (PDF) | ,475 °F,30-60 °C(lit.),acidity, passes test,0.64 g/mL at 25 °C(lit.) | ACS Grade , ACS Grade Solvents , ACS and Reagent Grade Solvents , PVC Coated Bottles , Solvent Bottles , Solvent Packaging Options , Solvent by Application , Solvents | 25.8 psi ( 55 °C) | 35-60 °C,≤0.001%,ACS reagent,APHA: ≤10,8 %,n 20/D 1.363(lit.) | , |  |  | 35-60 °C,≤0.001%,0.64 g/mL at 25 °C(lit.),ACS reagent,acidity, passes test,APHA: ≤10,30-60 °C(lit.),2.5 (vs air),475 °F,25.8 psi ( 55 °C),n 20/D 1.363(lit.),8 %
tert -Butanol,ACS reagent, ≥99.0%,(CH,906698,200-889-7,MFCD00004464,24862169 | 360538 | 75-65-0 | Sigma-Aldrich | 叔丁醇 | (PDF) | ≥99.0%,896 °F,83 °C(lit.),23-26 °C(lit.),0.775 g/mL at 25 °C(lit.) | ACS Grade , ACS Grade Solvents , ACS and Reagent Grade Solvents , Carbon Steel Flex-Spout Cans , Plastic Bottles , Semi-Bulk Solvents , Solvent Bottles , Solvent Packaging Options , Solvent by Application , Solvents | 31 mmHg ( 20 °C) | ≤0.1% water,≤0.003%,ACS reagent,APHA: ≤20,8 %,n 20/D 1.387(lit.) | , |  |  | ≤0.1% water,≥99.0%,≤0.003%,0.775 g/mL at 25 °C(lit.),ACS reagent,≤0.001 meq/g Titr. acid,APHA: ≤20,83 °C(lit.),23-26 °C(lit.),2.5 (vs air),896 °F,31 mmHg ( 20 °C),n 20/D 1.387(lit.),8 %
tert -Butyl methyl ether,ACS reagent, ≥99.0%,(CH,1730942,216-653-1,MFCD00008812,24868077 | 443808 | 1634-04-4 | Sigma-Aldrich | 叔丁基甲基醚 | (PDF) | ≥99.0%,705 °F,55-56 °C(lit.),≤0.05% water,0.74 g/mL at 25 °C(lit.) | ACS Grade , ACS Grade Solvents , ACS and Reagent Grade Solvents , Amber Glass Bottles , Carbon Steel Cans with NPT Threads , Closed Head Drums , Drums Product Line , Semi-Bulk Solvents , Solvent Bottles , Solvent Packaging Options , Solvent by Application , Solvents , Sure/Seal Bottles |  | <1 ppm H 2 O 2,≤0.001%,ACS reagent,APHA: ≤10,15.1 %,n 20/D 1.369(lit.) | , |  |  | <1 ppm H 2 O 2,≥99.0%,≤0.001%,0.74 g/mL at 25 °C(lit.),ACS reagent,≤0.05% water,APHA: ≤10,55-56 °C(lit.),3.1 (vs air),705 °F,15.1 %,n 20/D 1.369(lit.)
Tetrachloroethylene,ACS reagent, ≥99.0%,CCl,1361721,204-825-9,MFCD00000834,24868076 | 443786 | 127-18-4 | Sigma-Aldrich | 四氯乙烯 | (PDF) | ≥99.0%,,121 °C(lit.),−22 °C(lit.),1.623 g/mL at 25 °C(lit.) | ACS Grade , ACS Grade Solvents , ACS and Reagent Grade Solvents , Amber Glass Bottles , Solvent Bottles , Solvent Packaging Options , Solvent by Application , Solvents | 13 mmHg ( 20 °C) | ACS reagent,19 mmHg ( 25 °C),n 20/D 1.505(lit.),≤0.0005%,APHA: ≤10 | , |  |  | 19 mmHg ( 25 °C),≥99.0%,≤0.0005%,1.623 g/mL at 25 °C(lit.),ACS reagent,≤0.05% water,APHA: ≤10,121 °C(lit.),−22 °C(lit.),5.83 (vs air),13 mmHg ( 20 °C),n 20/D 1.505(lit.)
Trichloroethylene,ACS reagent, ≥99.5%,ClCH=CCl,1736782,201-167-4,MFCD00000838,24855130 | 251402 | 79-01-6 | Sigma-Aldrich | 三氯乙烯 | (PDF) | ≥99.5%,770 °F,86.7 °C(lit.),−84.8 °C(lit.),1.463 g/mL at 25 °C(lit.) | ACS Grade , ACS Grade Solvents , ACS and Reagent Grade Solvents , Amber Glass Bottles , Carbon Steel Cans with NPT Threads , Semi-Bulk Solvents , Solvent Bottles , Solvent Packaging Options , Solvent by Application , Solvents | 61 mmHg ( 20 °C) | ≤0.02% water,≤0.001%,ACS reagent,heavy metals (as Pb): ≤1 ppm,APHA: ≤10,n 20/D 1.476(lit.) | , |  |  | ≤0.02% water,≥99.5%,≤0.001%,1.463 g/mL at 25 °C(lit.),ACS reagent,heavy metals (as Pb): ≤1 ppm,Free halogens, passes test,APHA: ≤10,86.7 °C(lit.),−84.8 °C(lit.),4.5 (vs air),770 °F,61 mmHg ( 20 °C),n 20/D 1.476(lit.)
Xylenes,ACS reagent, ≥98.5% xylenes + ethylbenzene basis,C,,,MFCD00077264,24854880 | 247642 | 1330-20-7 | Sigma-Aldrich | 二甲苯类化合物 | (PDF) | ≥98.5% xylenes + ethylbenzene basis,,137-140 °C(lit.),H 2 SO 4 , passes test,0.86 g/mL at 25 °C(lit.) | ACS Grade , ACS Grade Solvents , ACS and Reagent Grade Solvents , Amber Glass Bottles , Carbon Steel Cans with NPT Threads , Core Bioreagents , Hematology and Histology Lab Accessories , Life Science Reagents for Immunohistochemistry (IHC) , Organic Solvents , Research Essentials , Semi-Bulk Solvents , Solvent Bottles , Solvent Packaging Options , Solvent by Application , Solvents , Tissue Processing , 细胞生物学 , 血液学和组织学 | 18 mmHg ( 37.7 °C) | ≤0.05% water,≤0.002%,ACS reagent,APHA: ≤10,7 %,n 20/D 1.497(lit.) | , |  |  | ≤0.05% water,≥98.5% xylenes + ethylbenzene basis,≤0.002%,0.86 g/mL at 25 °C(lit.),ACS reagent,H 2 SO 4 , passes test,APHA: ≤10,137-140 °C(lit.),C 6 H 5 CH 2 CH 3 , ≤25%,7 %,n 20/D 1.497(lit.),18 mmHg ( 37.7 °C)
Xylenes,ACS reagent, ≥98.5% xylenes + ethylbenzene basis,C,,,MFCD00077264, | 320579 | 1330-20-7 | Sigma-Aldrich | 二甲苯类化合物 | (PDF) | ≥98.5% xylenes + ethylbenzene basis,867 °F,137-140 °C(lit.),H 2 SO 4 , passes test (substances darkened by sulfuric acid),0.86 g/mL at 25 °C(lit.) | ACS Grade , ACS Grade Solvents , ACS and Reagent Grade Solvents , PVC Coated Bottles , Solvent Bottles , Solvent Packaging Options , Solvent by Application , Solvents | 18 mmHg ( 37.7 °C) | ≤0.05% water,≤0.002%,ACS reagent,APHA: ≤10,7 %,n 20/D 1.497(lit.) | , |  |  | ≤0.05% water,≥98.5% xylenes + ethylbenzene basis,≤0.002%,0.86 g/mL at 25 °C(lit.),ACS reagent,H 2 SO 4 , passes test (substances darkened by sulfuric acid),APHA: ≤10,137-140 °C(lit.),3.7 (vs air),867 °F,C 6 H 5 CH 2 CH 3 , ≤25%,7 %,n 20/D 1.497(lit.),18 mmHg ( 37.7 °C)
Benzyl alcohol,puriss. p.a., ACS reagent, ≥99.0% (GC),C,878307,202-859-9,MFCD00004599,24848025 | 13160 | 100-51-6 | Sigma-Aldrich | 苄醇 | 39023110 | ≥99.0% (GC),817 °F,203-205 °C(lit.),−16-−13 °C(lit.),1.045 g/mL at 25 °C(lit.) | ACS Grade , ACS Grade Solvents , ACS and Reagent Grade Solvents , Amber Glass Bottles , Puriss p.a. , Solvent Bottles , Solvent Packaging Options , Solvent by Application , Solvents | 13.3 mmHg ( 100 °C) | Zn: ≤0.1 mg/kg,≤0.005%,puriss. p.a.,Al: ≤0.5 mg/kg,H 2 O: soluble33 mg/mL at 20 °C, clear, colorless,n 20/D 1.539(lit.),≤0.005% (as SO 4 ) | , |  |  | Zn: ≤0.1 mg/kg,≥99.0% (GC),≤0.005%,1.045 g/mL at 25 °C(lit.),puriss. p.a.,Al: ≤0.5 mg/kg,H 2 O: soluble33 mg/mL at 20 °C, clear, colorless,≤0.01% benzaldehyde (C 6 H 5 CHO),203-205 °C(lit.),−16-−13 °C(lit.),3.7 (vs air),817 °F,13.3 mmHg ( 100 °C),n 20/D 1.539(lit.),≤0.005% (as SO 4 )
Diethyl ether,ACS reagent, anhydrous, ≥99.0%, contains BHT as inhibitor,(CH,1696894,200-467-2,MFCD00011646, | 346136 | 60-29-7 | Sigma-Aldrich | 二乙醚 | (PDF) | ≥99.0%,320 °F,34.6 °C(lit.),−116 °C(lit.),0.706 g/mL at 25 °C(lit.) | ACS Grade Solvents , ACS and Reagent Grade Solvents , Solvent Bottles , Solvent Packaging Options , Solvent by Application , Solvents , Sure/Seal Bottles | 28.66 psi ( 55 °C) | ≤1 ppm Peroxide ( as H 2 O 2 ),≤0.001%,ACS reagent,BHT as inhibitor,APHA: ≤10,36.5 %,n 20/D 1.3530(lit.) | , |  |  | ≤1 ppm Peroxide ( as H 2 O 2 ),≥99.0%,≤0.001%,0.706 g/mL at 25 °C(lit.),ACS reagent,BHT as inhibitor,Alcohol ( as CH 3 CH 2 OH ), passes test,APHA: ≤10,34.6 °C(lit.),−116 °C(lit.),2.6 (vs air),320 °F,28.66 psi ( 55 °C),n 20/D 1.3530(lit.),36.5 %
Dibutyl ether,puriss. p.a., low in aromatic compounds, ≥99.5% (GC),[CH,1732752,205-575-3,MFCD00009461,24861268 | 34462 | 142-96-1 | Sigma-Aldrich | 二丁醚 |  | ≥99.5% (GC),365 °F,142-143 °C(lit.),−98 °C(lit.),0.764 g/mL at 25 °C(lit.) | ACS Grade Solvents , ACS and Reagent Grade Solvents , Solvent by Application , Solvents | 4.8 mmHg ( 20 °C) | Zn: ≤0.1 mg/kg,≤0.002%,puriss. p.a.,low in aromatic compounds,Al: ≤0.5 mg/kg,8.5 %,n 20/D 1.399(lit.) | , |  |  | Zn: ≤0.1 mg/kg,≥99.5% (GC),≤0.002%,0.764 g/mL at 25 °C(lit.),puriss. p.a.,low in aromatic compounds,Al: ≤0.5 mg/kg,≤0.002% peroxides (as H 2 O 2 ),142-143 °C(lit.),−98 °C(lit.),4.48 (vs air),365 °F,4.8 mmHg ( 20 °C),n 20/D 1.399(lit.),8.5 %
Carbon tetrachloride,reagent grade, 99.9%,CCl,1098295,200-262-8,MFCD00000785,24859204 | 319961 | 56-23-5 | Sigma-Aldrich | 四氯化碳 | (PDF) | 99.9%,,76-77 °C(lit.),−23 °C(lit.),1.594 g/mL at 25 °C(lit.) | ACS Grade Solvents , ACS and Reagent Grade Solvents , C-X Bond Formation (Halogen) , Chemical Synthesis , Chlorination , Solvent Bottles , Solvent Packaging Options , Solvent by Application , Solvents , Sure/Seal Bottles , Synthetic Reagents | 143 mmHg ( 30 °C) | reagent grade,91 mmHg ( 20 °C),n 20/D 1.460(lit.) | , |  |  | 91 mmHg ( 20 °C),99.9%,1.594 g/mL at 25 °C(lit.),reagent grade,76-77 °C(lit.),−23 °C(lit.),5.32 (vs air),143 mmHg ( 30 °C),n 20/D 1.460(lit.)
Ethanol,puriss., absolute, sales not in Germany, ≥99.8% (GC),CH,1718733,200-578-6,MFCD00003568,24854455 | 24103 | 64-17-5 | Sigma-Aldrich | 乙醇 |  | ≥99.8% (GC),683 °F,78 °C(lit.),−114 °C(lit.),0.789 g/mL at 25 °C(lit.) | ACS and Reagent Grade Solvents , Plastic Bottles , Reagent Grade Solvents , Solvent Bottles , Solvent Packaging Options , Solvent by Application , Solvents | 44.6 mmHg ( 20 °C) | absolute,≤0.2% water (Karl Fischer),19 %, 60 °F,sales not in Germany,n 20/D 1.3600(lit.) | , |  |  | ≤0.2% water (Karl Fischer),≥99.8% (GC),0.789 g/mL at 25 °C(lit.),absolute,sales not in Germany,≤0.0005% free alkali (as NH 3 ),78 °C(lit.),−114 °C(lit.),1.59 (vs air),683 °F,44.6 mmHg ( 20 °C),n 20/D 1.3600(lit.),19 %, 60 °F
,reagent grade,,,,,24851272 | 187380 |  | Sigma-Aldrich | Ethyl alcohol, denatured | (PDF) | ,,,≤0.15% water, | ACS and Reagent Grade Solvents , Amber Glass Bottles , Carbon Steel Flex-Spout Cans , Reagent , Reagent Grade Solvents , Semi-Bulk Solvents , Solvent Bottles , Solvent Packaging Options , Solvent by Application , Solvents |  | denatured,5% methanol as denaturant,1% ethyl acetate as denaturant | , |  |  | denatured,5% methanol as denaturant,1% ethyl acetate as denaturant,≤0.15% water
1,1,2,2- Tetrachloroethane,reagent grade, ≥98.0%,CHCl,969206,201-197-8,MFCD00000848,24851138 | 185434 | 79-34-5 | Sigma-Aldrich | 1,1,2,2-四氯乙烷 | 39050126 | ≥98.0%,,147 °C(lit.),−43 °C(lit.),1.586 g/mL at 25 °C(lit.) | ACS and Reagent Grade Solvents , Amber Glass Bottles , Reagent , Reagent Grade Solvents , Solvent Bottles , Solvent Packaging Options , Solvent by Application , Solvents | 8 mmHg ( 20 °C) | reagent grade,n 20/D 1.494(lit.) | , |  |  | ≥98.0%,1.586 g/mL at 25 °C(lit.),reagent grade,147 °C(lit.),−43 °C(lit.),5.8 (vs air),8 mmHg ( 20 °C),n 20/D 1.494(lit.)
1-Hexanol,reagent grade, 98%,CH,969167,203-852-3,MFCD00002982,24895451 | H13303 | 111-27-3 | Sigma-Aldrich | 正己醇 | (PDF) | 98%,559 °F,156-157 °C(lit.),−52 °C(lit.),0.814 g/mL at 25 °C(lit.) | ACS and Reagent Grade Solvents , Amber Glass Bottles , Fatty Acyls , Fatty Alcohols , Reagent , Reagent Grade Solvents , Solvent Bottles , Solvent Packaging Options , Solvent by Application , Solvents , 生化试剂 , 脂类 | 1 mmHg ( 25.6 °C) | reagent grade,n 20/D 1.418(lit.) | , |  |  | 98%,0.814 g/mL at 25 °C(lit.),reagent grade,156-157 °C(lit.),−52 °C(lit.),4.5 (vs air),559 °F,1 mmHg ( 25.6 °C),n 20/D 1.418(lit.)
2-Butoxyethyl acetate,99%,CH,1756960,203-933-3,MFCD00009457,24878229 | 537519 | 112-07-2 | Aldrich | 2-丁氧基乙酸乙酯 | (PDF) | 99%,644 °F,192 °C(lit.),,0.942 g/mL at 25 °C(lit.) | ACS and Reagent Grade Solvents , Amber Glass Bottles , Carbon Steel Flex-Spout Cans , Reagent , Reagent Grade Solvents , Semi-Bulk Solvents , Solvent Bottles , Solvent Packaging Options , Solvent by Application , Solvents | 0.29 mmHg ( 20 °C) | 8.54 %, 135 °F,0.88 %, 33 °F,n 20/D 1.413(lit.) | , |  |  | 8.54 %, 135 °F,99%,0.942 g/mL at 25 °C(lit.),192 °C(lit.),5.5 (vs air),644 °F,0.29 mmHg ( 20 °C),n 20/D 1.413(lit.),0.88 %, 33 °F
2-Methoxyethyl acetate,reagent grade, 98%,CH,1700761,203-772-9,MFCD00008719,24846944 | 109886 | 110-49-6 | Sigma-Aldrich | 2-甲氧基乙基乙酸酯 | (PDF) | 98%,,145 °C(lit.),−65 °C(lit.),1.009 g/mL at 25 °C(lit.) | ACS and Reagent Grade Solvents , Amber Glass Bottles , Reagent , Reagent Grade Solvents , Solvent Bottles , Solvent Packaging Options , Solvent by Application , Solvents |  | reagent grade,n 20/D 1.402(lit.) | , |  |  | 98%,1.009 g/mL at 25 °C(lit.),reagent grade,145 °C(lit.),−65 °C(lit.),n 20/D 1.402(lit.)
2-Pentanone,reagent grade, ≥90%,CH,506058,,MFCD00009400, | 537748 | 107-87-9 | Sigma-Aldrich | 2-戊酮 |  | ≥90%,941 °F,101-105 °C(lit.),−78 °C(lit.),0.809 g/mL at 25 °C(lit.) | ACS and Reagent Grade Solvents , Amber Glass Bottles , Carbon Steel Cans with NPT Threads , Reagent , Reagent Grade Solvents , Semi-Bulk Solvents , Solvent Bottles , Solvent Packaging Options , Solvent by Application , Solvents | 27 mmHg ( 20 °C) | reagent grade,8.2 %,n 20/D 1.39(lit.) | , |  |  | ≥90%,0.809 g/mL at 25 °C(lit.),reagent grade,101-105 °C(lit.),−78 °C(lit.),941 °F,27 mmHg ( 20 °C),n 20/D 1.39(lit.),8.2 %
3-Methyl-1-butanol,reagent grade, 98%,(CH,1718835,204-633-5,MFCD00002934,24896825 | M32658 | 123-51-3 | Sigma-Aldrich | 3-甲基-1-丁醇 | (PDF) | 98%,644 °F,130 °C(lit.),−117 °C(lit.),0.809 g/mL at 25 °C(lit.) | ACS and Reagent Grade Solvents , Amber Glass Bottles , Carbon Steel Flex-Spout Cans , Humulus lupulus (Hops) , Phytochemicals by Plant (Food/Spice/Herb) , Reagent , Reagent Grade Solvents , Semi-Bulk Solvents , Solvent Bottles , Solvent Packaging Options , Solvent by Application , Solvents , 细胞生物学 , 营养研究 | 2 mmHg ( 20 °C) | reagent grade,1.2-9 %, 100 °F,n 20/D 1.406(lit.) | , |  |  | 98%,0.809 g/mL at 25 °C(lit.),reagent grade,130 °C(lit.),−117 °C(lit.),3 (vs air),644 °F,2 mmHg ( 20 °C),n 20/D 1.406(lit.),1.2-9 %, 100 °F
3-Pentanone,ReagentPlus ® , ≥99.0% (GC),CH,635749,202-490-3,MFCD00009320,24847790 | 127604 | 96-22-0 | Sigma-Aldrich | 3-戊酮 | (PDF) | ≥99.0% (GC),845 °F,101.5 °C(lit.),−42 °C(lit.),0.813 g/mL at 25 °C(lit.) | ACS and Reagent Grade Solvents , Amber Glass Bottles , Carbon Steel Flex-Spout Cans , Reagent , Reagent Grade Solvents , Semi-Bulk Solvents , Solvent Bottles , Solvent Packaging Options , Solvent by Application , Solvents | 20 mmHg ( 28 °C) | ReagentPlus ®,28.1 mmHg ( 20 °C),n 20/D 1.392(lit.),complies for Proton NMR spectrum | , |  |  | 28.1 mmHg ( 20 °C),≥99.0% (GC),0.813 g/mL at 25 °C(lit.),ReagentPlus ®,≤0.2% water (coulometr.),101.5 °C(lit.),−42 °C(lit.),3 (vs air),845 °F,complies for Proton NMR spectrum,20 mmHg ( 28 °C),n 20/D 1.392(lit.)
Decahydronaphthalene, mixture of cis + trans,reagent grade, 98%,C,878165,202-046-9,MFCD00004130,24893691 | D251 | 91-17-8 | Sigma-Aldrich | 十氢萘，顺式和反式的混合物 |  | 98%,482 °F,189-191 °C(lit.),−125 °C(lit.),0.896 g/mL at 25 °C(lit.) | ACS and Reagent Grade Solvents , Amber Glass Bottles , Carbon Steel Cans with NPT Threads , Reagent , Reagent Grade Solvents , Semi-Bulk Solvents , Solvent Bottles , Solvent Packaging Options , Solvent by Application , Solvents | 42 mmHg ( 92 °C) | reagent grade,741 mmHg ( 188 °C),0.7-4.9 %, 100 °F,n 20/D 1.474(lit.) | , |  |  | 741 mmHg ( 188 °C),98%,0.896 g/mL at 25 °C(lit.),reagent grade,189-191 °C(lit.),−125 °C(lit.),4.76 (vs air),482 °F,42 mmHg ( 92 °C),n 20/D 1.474(lit.),0.7-4.9 %, 100 °F
Diethylene glycol diethyl ether,reagent grade, ≥98%,(C,1699259,203-963-7,MFCD00009254,24894571 | E4658 | 112-36-7 | Sigma-Aldrich | 二乙二醇二乙醚 | (PDF) | ≥98%,,180-190 °C(lit.),,0.909 g/mL at 25 °C(lit.) | ACS and Reagent Grade Solvents , Amber Glass Bottles , Carbon Steel Flex-Spout Cans , Reagent , Reagent Grade Solvents , Semi-Bulk Solvents , Solvent Bottles , Solvent Packaging Options , Solvent by Application , Solvents | 0.5 mmHg ( 20 °C) | reagent grade,n 20/D 1.412(lit.) | , |  |  | ≥98%,0.909 g/mL at 25 °C(lit.),reagent grade,180-190 °C(lit.),5.6 (vs air),0.5 mmHg ( 20 °C),n 20/D 1.412(lit.)
Ethylene glycol diethyl ether,98%,CH,1732917,211-076-1,MFCD00009253,24853420 | 224111 | 629-14-1 | Sigma-Aldrich | 乙二醇二乙醚 |  | 98%,,121 °C(lit.),−74 °C(lit.),0.842 g/mL at 25 °C(lit.) | ACS and Reagent Grade Solvents , Amber Glass Bottles , Reagent , Reagent Grade Solvents , Solvent Bottles , Solvent Packaging Options , Solvent by Application , Solvents | 9.4 mmHg ( 20 °C) | n 20/D 1.3923(lit.) | , |  |  | 98%,0.842 g/mL at 25 °C(lit.),121 °C(lit.),−74 °C(lit.),9.4 mmHg ( 20 °C),n 20/D 1.3923(lit.)
Formamide,reagent grade, 98%,HCONH,505995,200-842-0,MFCD00007941, | 185906 | 75-12-7 | Aldrich | 甲酰胺 | (PDF) | 98%,932 °F,210 °C(lit.),2-3 °C(lit.),1.134 g/mL at 25 °C(lit.) | ACS and Reagent Grade Solvents , Amber Glass Bottles , Carbon Steel Cans with NPT Threads , Reagent , Reagent Grade Solvents , Semi-Bulk Solvents , Solvent Bottles , Solvent Packaging Options , Solvent by Application , Solvents | 0.08 mmHg ( 20 °C) | reagent grade,30 mmHg ( 129 °C),n 20/D 1.447(lit.) | , |  |  | 30 mmHg ( 129 °C),98%,1.134 g/mL at 25 °C(lit.),reagent grade,210 °C(lit.),2-3 °C(lit.),1.55 (vs air),932 °F,0.08 mmHg ( 20 °C),n 20/D 1.447(lit.)
Isopentyl acetate,reagent grade, 98%,CH,1744750,204-662-3,MFCD00008946,24847106 | 112674 | 123-92-2 | Sigma-Aldrich | 乙酸异戊酯 | (PDF) | 98%,680 °F,142 °C/756 mmHg(lit.),−78 °C(lit.),0.876 g/mL at 25 °C(lit.) | ACS and Reagent Grade Solvents , Amber Glass Bottles , Carbon Steel Cans with NPT Threads , Reagent , Reagent Grade Solvents , Semi-Bulk Solvents , Solvent Bottles , Solvent Packaging Options , Solvent by Application , Solvents | 5 mmHg ( 25 °C) | reagent grade,7.5 %,n 20/D 1.4(lit.) | , |  |  | 98%,0.876 g/mL at 25 °C(lit.),reagent grade,142 °C/756 mmHg(lit.),−78 °C(lit.),4.5 (vs air),680 °F,5 mmHg ( 25 °C),n 20/D 1.4(lit.),7.5 %
Methyl acetate,reagent grade, 95%,CH,1736662,201-185-2,MFCD00008711, | 537039 | 79-20-9 | Sigma-Aldrich | 乙酸甲酯 | (PDF) | 95%,936 °F,57-58 °C(lit.),−98 °C(lit.),0.934 g/mL at 25 °C | ACS and Reagent Grade Solvents , Amber Glass Bottles , Carbon Steel Cans with NPT Threads , Reagent , Reagent Grade Solvents , Semi-Bulk Solvents , Solvent Bottles , Solvent Packaging Options , Solvent by Application , Solvents | 165 mmHg ( 20 °C) | reagent grade,16 %,n 20/D 1.361(lit.) | , |  |  | 95%,0.934 g/mL at 25 °C,reagent grade,57-58 °C(lit.),−98 °C(lit.),2.55 (vs air),936 °F,165 mmHg ( 20 °C),n 20/D 1.361(lit.),16 %
Methyl formate,reagent grade, 97%,HCO,1734623,203-481-7,MFCD00003291,24896937 | M46837 | 107-31-3 | Sigma-Aldrich | 甲酸甲酯 | (PDF) | 97%,842 °F,32-34 °C(lit.),−100 °C(lit.),0.974 g/mL at 20 °C(lit.) | ACS and Reagent Grade Solvents , Amber Glass Bottles , Carbon Steel Cans with NPT Threads , Reagent , Reagent Grade Solvents , Semi-Bulk Solvents , Solvent Bottles , Solvent Packaging Options , Solvent by Application , Solvents | 32.81 psi ( 55 °C) | reagent grade,9.21 psi ( 20 °C),23 %,n 20/D 1.343(lit.) | , |  |  | 9.21 psi ( 20 °C),97%,0.974 g/mL at 20 °C(lit.),reagent grade,≤3% methyl alcohol,32-34 °C(lit.),−100 °C(lit.),2.1 (vs air),842 °F,32.81 psi ( 55 °C),n 20/D 1.343(lit.),23 %
Nitromethane,reagent grade, 96%,CH,1698205,200-876-6,MFCD00007400,24846653 | 108170 | 75-52-5 | Sigma-Aldrich | 硝基甲烷 |  | 96%,784 °F,101.2 °C(lit.),−29 °C(lit.),1.127 g/mL at 25 °C(lit.) | ACS and Reagent Grade Solvents , Amber Glass Bottles , Carbon Steel Cans with NPT Threads , Reagent , Reagent Grade Solvents , Semi-Bulk Solvents , Solvent Bottles , Solvent Packaging Options , Solvent by Application , Solvents |  | reagent grade,7.3 %, 33 °F,n 20/D 1.382(lit.) | , |  |  | 96%,1.127 g/mL at 25 °C(lit.),reagent grade,101.2 °C(lit.),−29 °C(lit.),2.1 (vs air),784 °F,7.3 %, 33 °F,n 20/D 1.382(lit.)
o -Xylene,reagent grade, ≥98.0%,C,1815558,202-422-2,MFCD00008519, | X1040 | 95-47-6 | Sigma-Aldrich | 邻二甲苯 | (PDF) | ≥98.0%,867 °F,143-145 °C(lit.),-26--23 °C(lit.),0.879 g/mL at 20 °C(lit.) | ACS and Reagent Grade Solvents , Amber Glass Bottles , Carbon Steel Cans with NPT Threads , Carthamus tinctorius (Safflower oil) , Phytochemicals by Plant (Food/Spice/Herb) , Reagent , Reagent Grade Solvents , Semi-Bulk Solvents , Solvent Bottles , Solvent Packaging Options , Solvent by Application , Solvents , 细胞生物学 , 营养研究 | <0.1 atm ( 21.1 °C) | reagent grade,7 mmHg ( 20 °C),7 %,n 20/D 1.505(lit.) | , |  |  | 7 mmHg ( 20 °C),≥98.0%,0.879 g/mL at 20 °C(lit.),reagent grade,143-145 °C(lit.),-26--23 °C(lit.),3.7 (vs air),867 °F,<0.1 atm ( 21.1 °C),n 20/D 1.505(lit.),7 %
Octane,reagent grade, 98%,CH,1696875,203-892-1,MFCD00009556,24865796 | 412236 | 111-65-9 | Sigma-Aldrich | 辛烷 |  | 98%,428 °F,125-127 °C(lit.),−57 °C(lit.),0.703 g/mL at 25 °C(lit.) | ACS and Reagent Grade Solvents , Amber Glass Bottles , Reagent , Reagent Grade Solvents , Solvent Bottles , Solvent Packaging Options , Solvent by Application , Solvents | 11 mmHg ( 20 °C) | reagent grade,6.5 %,n 20/D 1.398(lit.) | , |  |  | 98%,0.703 g/mL at 25 °C(lit.),reagent grade,125-127 °C(lit.),−57 °C(lit.),3.9 (vs air),428 °F,11 mmHg ( 20 °C),n 20/D 1.398(lit.),6.5 %
Pentane,reagent grade, 98%,CH,969132,203-692-4,MFCD00009498,24849780 | 158941 | 109-66-0 | Sigma-Aldrich | 戊烷 | (PDF) | 98%,500 °F,35-36 °C(lit.),−130 °C(lit.),0.626 g/mL at 25 °C(lit.) | ACS and Reagent Grade Solvents , Aluminum Bottles , Amber Glass Bottles , Carbon Steel Cans with NPT Threads , Reagent , Reagent Grade Solvents , Semi-Bulk Solvents , Solvent Bottles , Solvent Packaging Options , Solvent by Application , Solvents | 26.85 psi ( 55 °C) | reagent grade,8.43 psi ( 20 °C),~8.3 %,n 20/D 1.358(lit.) | , |  |  | 8.43 psi ( 20 °C),98%,0.626 g/mL at 25 °C(lit.),reagent grade,35-36 °C(lit.),−130 °C(lit.),2.48 (vs air),500 °F,26.85 psi ( 55 °C),n 20/D 1.358(lit.),~8.3 %
Propionaldehyde,reagent grade, 97%,CH,506010,204-623-0,MFCD00007020,24878302 | 538124 | 123-38-6 | Sigma-Aldrich | 丙醛 | (PDF) | 97%,404 °F,46-50 °C(lit.),2-8°C,0.805 g/mL at 25 °C(lit.) | ACS and Reagent Grade Solvents , Aldehydes , Allium cepa (Onion) , Amber Glass Bottles , Building Blocks , C1 to C6 , Carbonyl Compounds , Chemical Synthesis , Glycerolipid Metabolism , Metabolic Pathways , Organic Building Blocks , PVC Coated Bottles , Phytochemicals by Plant (Food/Spice/Herb) , Reagent , Reagent Grade Solvents , Solvent Bottles , Solvent Packaging Options , Solvent by Application , Solvents , Zingiber officinale (Ginger) , 代谢组学 , 细胞生物学 , 营养研究 | 18.77 psi ( 55 °C) | reagent grade,2.6 %, 31 °F,17 %, 26 °F,n 20/D 1.362(lit.) | , |  |  | 2.6 %, 31 °F,97%,0.805 g/mL at 25 °C(lit.),reagent grade,2-8°C,46-50 °C(lit.),−81 °C(lit.),2 (vs air),404 °F,18.77 psi ( 55 °C),n 20/D 1.362(lit.),17 %, 26 °F
,reagent grade,,,,MFCD00003568, | 362808 | 64-17-5 | Aldrich | Reagent Alcohol | (PDF) | ,,,≤0.1% water, | ACS and Reagent Grade Solvents , Amber Glass Bottles , Reagent , Reagent Grade Solvents , Solvent Bottles , Solvent Packaging Options , Solvent by Application , Solvents |  | reagent grade,5% methyl alcohol as denaturant,5% isopropyl alcohol as denaturant,<0.0005% | , |  |  | reagent grade,5% methyl alcohol as denaturant,5% isopropyl alcohol as denaturant,<0.0005%,≤0.1% water
tert -Butyl acetoacetate,reagent grade, 98%,CH,1680303,,MFCD00008811,24878235 | 537594 | 1694-31-1 | Aldrich | 乙酰乙酸叔丁酯 | (PDF) | 98%,,71-72 °C/11 mmHg(lit.),,0.954 g/mL at 25 °C(lit.) | ACS and Reagent Grade Solvents , Amber Glass Bottles , Building Blocks , C8 to C9 , Carbonyl Compounds , Chemical Synthesis , Esters , Organic Building Blocks , Reagent , Reagent Grade Solvents , Solvent Bottles , Solvent Packaging Options , Solvent by Application , Solvents |  | reagent grade,n 20/D 1.419(lit.) | , |  |  | reagent grade,71-72 °C/11 mmHg(lit.),0.954 g/mL at 25 °C(lit.),n 20/D 1.419(lit.),98%
tert -Butyl methyl ether,reagent grade, ≥98%,(CH,1730942,216-653-1,MFCD00008812,24850654 | 179787 | 1634-04-4 | Sigma-Aldrich | 叔丁基甲基醚 | (PDF) | ≥98%,705 °F,55-56 °C(lit.),≤0.0005% peroxides (as H 2 O 2 ),0.74 g/mL at 25 °C(lit.) | ACS and Reagent Grade Solvents , Amber Glass Bottles , Reagent , Reagent Grade Solvents , Solvent Bottles , Solvent Packaging Options , Solvent by Application , Solvents | 14.78 psi ( 55 °C) | reagent grade,≤0.1% water (Karl Fischer),15.1 %,n 20/D 1.369(lit.) | , |  |  | ≤0.1% water (Karl Fischer),≥98%,0.74 g/mL at 25 °C(lit.),reagent grade,≤0.0005% peroxides (as H 2 O 2 ),55-56 °C(lit.),3.1 (vs air),705 °F,14.78 psi ( 55 °C),n 20/D 1.369(lit.),15.1 %
tert -Butyl methyl ether,reagent grade, 98%,(CH,1730942,216-653-1,MFCD00008812, | 320196 | 1634-04-4 | Sigma-Aldrich | 叔丁基甲基醚 | (PDF) | 98%,705 °F,55-56 °C(lit.),,0.74 g/mL at 25 °C(lit.) | ACS and Reagent Grade Solvents , PVC Coated Bottles , Reagent , Reagent Grade Solvents , Solvent Bottles , Solvent Packaging Options , Solvent by Application , Solvents | 4.05 psi ( 20 °C) | reagent grade,15.1 %,n 20/D 1.369(lit.) | , |  |  | 98%,0.74 g/mL at 25 °C(lit.),reagent grade,55-56 °C(lit.),3.1 (vs air),705 °F,4.05 psi ( 20 °C),n 20/D 1.369(lit.),15.1 %
Triethyl orthoformate,reagent grade, 98%,CH(OC,605384,204-550-4,MFCD00009230,24900342 | T60453 | 122-51-0 | Sigma-Aldrich | 原甲酸三乙酯 | (PDF) | 98%,,146 °C(lit.),−76 °C(lit.),0.891 g/mL at 25 °C(lit.) | ACS and Reagent Grade Solvents , Acetals/Ketals/Ortho Esters , Amber Glass Bottles , Building Blocks , Carbon Steel Cans with NPT Threads , Chemical Synthesis , Organic Building Blocks , Oxygen Compounds , Reagent , Reagent Grade Solvents , Semi-Bulk Solvents , Solvent Bottles , Solvent Packaging Options , Solvent by Application , Solvents | 2.9 mmHg ( 20 °C) | reagent grade,n 20/D 1.391(lit.) | , |  |  | 98%,0.891 g/mL at 25 °C(lit.),reagent grade,146 °C(lit.),−76 °C(lit.),5.11 (vs air),2.9 mmHg ( 20 °C),n 20/D 1.391(lit.)
Xylenes,reagent grade,C,,215-535-7,MFCD00077264, | 214736 | 1330-20-7 | Aldrich | 二甲苯类化合物 | (PDF) | ,867 °F,137-140 °C(lit.),,0.86 g/mL at 25 °C(lit.) | ACS and Reagent Grade Solvents , Amber Glass Bottles , Carbon Steel Cans with NPT Threads , Reagent , Reagent Grade Solvents , Semi-Bulk Solvents , Solvent Bottles , Solvent Packaging Options , Solvent by Application , Solvents | 18 mmHg ( 37.7 °C) | reagent grade,7 %,n 20/D 1.497(lit.) | , |  |  | 0.86 g/mL at 25 °C(lit.),reagent grade,137-140 °C(lit.),3.7 (vs air),867 °F,18 mmHg ( 37.7 °C),n 20/D 1.497(lit.),7 %
Acetone,capillary GC grade, ≥99.9%,CH,635680,200-662-2,MFCD00008765,24865952 | 414689 | 67-64-1 | Fluka | 丙酮 |  | ≥99.9%,,56 °C/760 mmHg(lit.),−94 °C(lit.),0.791 g/mL at 25 °C(lit.) | Amber Glass Bottles , GC Capillary , GC Solvents , Solvent Bottles , Solvent Packaging Options , Solvent by Application , Solvents , Solvents for GC applications | 184 mmHg ( 20 °C) | capillary GC grade,13.2 %,n 20/D 1.359(lit.),<0.0001%,<2 ng/L (as lindane) | , |  |  | ≥99.9%,<0.0001%,0.791 g/mL at 25 °C(lit.),capillary GC grade,<2 ng/L (as lindane),≤1 ng/mL organic residue (GC/FID, as hexadecane),56 °C/760 mmHg(lit.),−94 °C(lit.),2 (vs air),184 mmHg ( 20 °C),n 20/D 1.359(lit.),13.2 %
,CHROMASOLV ® , for HPLC,,,,MFCD00003568,24856395 | 270741 | 64-17-5 | Sigma-Aldrich | Reagent Alcohol | (PDF) | ,,,≤0.10% water, | Amber Glass Bottles , CHROMASOLV for HPLC , Fixing Reagents , HIS Select Supporting Products and Reagents , HIS-Select , HPLC Grade Solvents (CHROMASOLV) , HPLC/UHPLC Solvents (CHROMASOLV) , Protein Stains and Staining Reagents , Reagents and Products for use with HIS-Select , Solvent Bottles , Solvent Packaging Options , Solvent by Application , Solvents , 分子生物学 , 纯化和检测 , 蛋白电泳 , 蛋白质组学 , 重组蛋白表达和分析 |  | λ: 300-400 nm A max : 0.01,<0.0005%,CHROMASOLV ®,5% isopropyl alcohol as denaturant,H 2 O reference,λ: 205 nm A max : 1.00 | , |  |  | λ: 300-400 nm A max : 0.01,<0.0005%,CHROMASOLV ®,5% isopropyl alcohol as denaturant,≤0.10% water,H 2 O reference,λ: 205 nm A max : 1.00
Methanol solution,contains 0.50 % (v/v) triethylamine,CH,3662861,200-659-6,MFCD00004595,24882544 | 633240 | 67-56-1 | Aldrich | 甲醇 溶液 |  | ,,,, | Amber Glass Bottles , Blends - CHROMASOLV for HPLC , Blends- CHROMASOLV for HPLC , HPLC Grade Solvents (CHROMASOLV) , HPLC/UHPLC Solvents (CHROMASOLV) , Pre-Blended Mobile Phase Solvents , Products , Returnable Containers , Semi-Bulk Solvents , Solvent Bottles , Solvent Packaging Options , Solvent by Application , Solvents , VerSA-Flow Products |  | 0.50 % (v/v) triethylamine | , |  |  | 0.50 % (v/v) triethylamine
1-Propanol,JIS special grade,CH,1098242,,MFCD00002941, | 24-6070 | 71-23-8 | SAJ | 1-丙醇 |  | ,700 °F,97 °C(lit.),−127 °C(lit.),0.804 g/mL at 25 °C(lit.) | Allium cepa (Onion) , JIS Special Grade (Japan only) , Phytochemicals by Plant (Food/Spice/Herb) , Solvent by Application , Solvents , Solvents by Special Grades (Japan Customers Only) , Zingiber officinale (Ginger) , 细胞生物学 , 营养研究 | 10 mmHg ( 147 °C) | JIS special grade,14.9 mmHg ( 20 °C),13.7 %,n 20/D 1.384(lit.),available only in Japan | , |  |  | 14.9 mmHg ( 20 °C),13.7 %,0.804 g/mL at 25 °C(lit.),JIS special grade,97 °C(lit.),−127 °C(lit.),2.1 (vs air),700 °F,10 mmHg ( 147 °C),n 20/D 1.384(lit.),available only in Japan
2,2,4- Trimethylpentane,JIS special grade,(CH,1696876,,MFCD00008943, | 15-2190 | 540-84-1 | SAJ | 2,2,4-三甲基戊烷 |  | ,745 °F,98-99 °C(lit.),−107 °C(lit.),0.692 g/mL at 25 °C(lit.) | JIS Special Grade (Japan only) , Solvent by Application , Solvents , Solvents by Special Grades (Japan Customers Only) | 41 mmHg ( 21 °C) | JIS special grade,6 %,n 20/D 1.391(lit.),available only in Japan | , |  |  | 6 %,0.692 g/mL at 25 °C(lit.),JIS special grade,98-99 °C(lit.),−107 °C(lit.),3.9 (vs air),745 °F,41 mmHg ( 21 °C),n 20/D 1.391(lit.),available only in Japan
Cyclohexane,JIS special grade,C,1900225,203-806-2,MFCD00003814, | 05-7040 | 110-82-7 | SAJ | 环己烷 |  | ,500 °F,80.7 °C(lit.),4-7 °C(lit.),0.779 g/mL at 25 °C(lit.) | JIS Special Grade (Japan only) , Solvent by Application , Solvents , Solvents by Special Grades (Japan Customers Only) | 168.8 mmHg ( 37.7 °C) | JIS special grade,77 mmHg ( 20 °C),9 %,n 20/D 1.426(lit.),available only in Japan | , |  |  | 77 mmHg ( 20 °C),9 %,0.779 g/mL at 25 °C(lit.),JIS special grade,80.7 °C(lit.),4-7 °C(lit.),2.9 (vs air),500 °F,168.8 mmHg ( 37.7 °C),n 20/D 1.426(lit.),available only in Japan
Methyl acetate,JIS special grade, ≥99.5%,CH,1736662,201-185-2,MFCD00008711, | 19-2340 | 79-20-9 | SAJ | 乙酸甲酯 |  | ≥99.5%,936 °F,57-58 °C(lit.),−98 °C(lit.),0.934 g/mL at 25 °C | JIS Special Grade (Japan only) , Solvent by Application , Solvents , Solvents by Special Grades (Japan Customers Only) | 165 mmHg ( 20 °C) | JIS special grade,16 %,n 20/D 1.361(lit.),available only in Japan | , |  |  | ≥99.5%,16 %,0.934 g/mL at 25 °C,JIS special grade,57-58 °C(lit.),−98 °C(lit.),2.55 (vs air),936 °F,165 mmHg ( 20 °C),n 20/D 1.361(lit.),available only in Japan
1,4-Dioxane,SAJ first grade,C,102551,,MFCD00006571, | 07-5360 | 123-91-1 | SAJ | 1,4-二氧六环 |  | ,356 °F,100-102 °C(lit.),10-12 °C(lit.),1.034 g/mL at 25 °C(lit.) | SAJ First Grade (Japan only) , Solvent by Application , Solvents , Solvents by Special Grades (Japan Customers Only) | 27 mmHg ( 20 °C) | SAJ first grade,40 mmHg ( 25 °C),22 %,n 20/D 1.422(lit.),available only in Japan | , |  |  | 40 mmHg ( 25 °C),22 %,1.034 g/mL at 25 °C(lit.),SAJ first grade,100-102 °C(lit.),10-12 °C(lit.),3 (vs air),356 °F,27 mmHg ( 20 °C),n 20/D 1.422(lit.),available only in Japan
1-Propanol,SAJ first grade, ≥99.0%,CH,1098242,,MFCD00002941, | 24-6080 | 71-23-8 | SAJ | 1-丙醇 |  | ≥99.0%,700 °F,97 °C(lit.),−127 °C(lit.),0.804 g/mL at 25 °C(lit.) | Allium cepa (Onion) , Phytochemicals by Plant (Food/Spice/Herb) , SAJ First Grade (Japan only) , Solvent by Application , Solvents , Solvents by Special Grades (Japan Customers Only) , Zingiber officinale (Ginger) , 细胞生物学 , 营养研究 | 10 mmHg ( 147 °C) | SAJ first grade,14.9 mmHg ( 20 °C),13.7 %,n 20/D 1.384(lit.),available only in Japan | , |  |  | 14.9 mmHg ( 20 °C),≥99.0%,13.7 %,0.804 g/mL at 25 °C(lit.),SAJ first grade,97 °C(lit.),−127 °C(lit.),2.1 (vs air),700 °F,10 mmHg ( 147 °C),n 20/D 1.384(lit.),available only in Japan
2,2,4- Trimethylpentane,SAJ first grade, ≥98.0%,(CH,1696876,208-759-1,MFCD00008943, | 15-2200 | 540-84-1 | SAJ | 2,2,4-三甲基戊烷 |  | ≥98.0%,745 °F,98-99 °C(lit.),−107 °C(lit.),0.692 g/mL at 25 °C(lit.) | SAJ First Grade (Japan only) , Solvent by Application , Solvents , Solvents by Special Grades (Japan Customers Only) | 41 mmHg ( 21 °C) | SAJ first grade,6 %,n 20/D 1.391(lit.),available only in Japan | , |  |  | ≥98.0%,6 %,0.692 g/mL at 25 °C(lit.),SAJ first grade,98-99 °C(lit.),−107 °C(lit.),3.9 (vs air),745 °F,41 mmHg ( 21 °C),n 20/D 1.391(lit.),available only in Japan
2-Methylbutane,SAJ first grade, ≥99.0%,CH,1730723,201-142-8,MFCD00009338, | 15-2230 | 78-78-4 | SAJ | 2-甲基丁烷 |  | ≥99.0%,788 °F,30 °C(lit.),,0.62 g/mL at 25 °C(lit.) | SAJ First Grade (Japan only) , Solvent by Application , Solvents , Solvents by Special Grades (Japan Customers Only) | 11.17 psi ( 20 °C) | SAJ first grade,8.3 %,n 20/D 1.354(lit.),available only in Japan | , |  |  | ≥99.0%,8.3 %,0.62 g/mL at 25 °C(lit.),SAJ first grade,30 °C(lit.),2.6 (vs air),788 °F,11.17 psi ( 20 °C),n 20/D 1.354(lit.),available only in Japan
Butyl acetate,SAJ first grade, ≥98.0%,CH,1741921,204-658-1,MFCD00009445, | 03-4510 | 123-86-4 | SAJ | 乙酸丁酯 |  | ≥98.0%,790 °F,124-126 °C(lit.),−78 °C(lit.),0.88 g/mL at 25 °C(lit.) | Alcohol Acetates , Building Blocks , C6 to C7 , Carbonyl Compounds , Chemical Synthesis , Esters , Fatty Acyls , Fatty Esters , Organic Building Blocks , Phytochemicals by Plant (Food/Spice/Herb) , SAJ First Grade (Japan only) , Sambucus nigra (Elderberry) , Solvent by Application , Solvents , Solvents by Special Grades (Japan Customers Only) , 生化试剂 , 细胞生物学 , 脂类 , 营养研究 | 15 mmHg ( 25 °C) | SAJ first grade,8 mmHg ( 20 °C),7.6 %,n 20/D 1.394(lit.),available only in Japan | , |  |  | 8 mmHg ( 20 °C),≥98.0%,7.6 %,0.88 g/mL at 25 °C(lit.),SAJ first grade,124-126 °C(lit.),−78 °C(lit.),4 (vs air),790 °F,15 mmHg ( 25 °C),n 20/D 1.394(lit.),available only in Japan
N,N -Dimethylacetamide,SAJ first grade, ≥99.0%,CH,1737614,,MFCD00008686, | 07-4072 | 127-19-5 | SAJ | N,N -二甲基乙酰胺 |  | ≥99.0%,914 °F,164.5-166 °C(lit.),−20 °C(lit.),0.937 g/mL at 25 °C(lit.) | Chemical Biology , Chemical Synthesis , Peptide Chemistry , SAJ First Grade (Japan only) , Solvent by Application , Solvents , Solvents and Mixtures for Peptide Synthesis , Solvents by Special Grades (Japan Customers Only) | 2 mmHg ( 25 °C) | SAJ first grade,11.5 %, 160 °F,1.8 %, 100 °F,n 20/D 1.437(lit.),available only in Japan | , |  |  | 11.5 %, 160 °F,≥99.0%,1.8 %, 100 °F,0.937 g/mL at 25 °C(lit.),SAJ first grade,164.5-166 °C(lit.),−20 °C(lit.),3 (vs air),914 °F,2 mmHg ( 25 °C),n 20/D 1.437(lit.),available only in Japan
N,N -Dimethylacetamide,SAJ special grade,CH,1737614,,MFCD00008686, | 07-4071 | 127-19-5 | SAJ | N,N -二甲基乙酰胺 |  | ,914 °F,164.5-166 °C(lit.),−20 °C(lit.),0.937 g/mL at 25 °C(lit.) | Chemical Biology , Chemical Synthesis , Peptide Chemistry , SAJ Special Grade (Japan only) , Solvent by Application , Solvents , Solvents and Mixtures for Peptide Synthesis , Solvents by Special Grades (Japan Customers Only) | 2 mmHg ( 25 °C) | SAJ special grade,11.5 %, 160 °F,1.8 %, 100 °F,n 20/D 1.437(lit.),available only in Japan | , |  |  | 11.5 %, 160 °F,1.8 %, 100 °F,0.937 g/mL at 25 °C(lit.),SAJ special grade,164.5-166 °C(lit.),−20 °C(lit.),3 (vs air),914 °F,2 mmHg ( 25 °C),n 20/D 1.437(lit.),available only in Japan
Trifluoroacetic acid,SAJ special grade, ≥99.0%,CF,742035,200-929-3,MFCD00004169, | 30-4310 | 76-05-1 | SAJ | 三氟乙酸 |  | ≥99.0%,,72.4 °C(lit.),−15.4 °C(lit.),1.489 g/mL at 20 °C(lit.) | Acids , Acids & Bases , Chemical Synthesis , Organic Acids , SAJ Special Grade (Japan only) , Solvent by Application , Solvents , Solvents by Special Grades (Japan Customers Only) , Synthetic Reagents | 97.5 mmHg ( 20 °C) | SAJ special grade,n 20/D 1.3(lit.),available only in Japan | , |  |  | ≥99.0%,1.489 g/mL at 20 °C(lit.),SAJ special grade,72.4 °C(lit.),−15.4 °C(lit.),3.9 (vs air),97.5 mmHg ( 20 °C),n 20/D 1.3(lit.),available only in Japan
1-Octanol,ACS spectrophotometric grade, ≥99%,CH,1697461,203-917-6,MFCD00002988,24862171 | 360562 | 111-87-5 | Sigma-Aldrich | 1-辛醇 | (PDF) | ≥99%,523 °F,196 °C(lit.),−15 °C(lit.),0.827 g/mL at 25 °C(lit.) | Amber Glass Bottles , Fatty Acyls , Fatty Alcohols , Solvent Bottles , Solvent Packaging Options , Solvent by Application , Solvents , Spectrophotometric Grade , Spectrophotometric Solvents , Spectroscopy Solvents (IR, NMR, UV/Vis) , 生化试剂 , 脂类 | 0.14 mmHg ( 25 °C) | λ: 280-400 nm A max : 0.01,≤0.004%,ACS spectrophotometric grade,APHA: ≤10,mouse ... Chrna1 (11435),H 2 O reference,n 20/D 1.429(lit.),λ: 220 nm A max : 1.00 | , |  |  | λ: 280-400 nm A max : 0.01,≥99%,≤0.004%,0.827 g/mL at 25 °C(lit.),ACS spectrophotometric grade,H 2 O reference,523 °F,≤0.0002 meq/g Titr. acid,APHA: ≤10,196 °C(lit.),−15 °C(lit.),4.5 (vs air),mouse ... Chrna1 (11435),λ: 220 nm A max : 1.00,n 20/D 1.429(lit.),0.14 mmHg ( 25 °C)
1,2,4- Trichlorobenzene,CHROMASOLV ® , ≥99%,C,956819,204-428-0,MFCD00000547,24855525 | 256412 | 120-82-1 | Sigma-Aldrich | 1,2,4-三氯苯 | (PDF) | ≥99%,1060 °F,214 °C(lit.),16 °C(lit.),1.454 g/mL at 25 °C(lit.) | Amber Glass Bottles , Solvent Bottles , Solvent Packaging Options , Solvent by Application , Solvents , Spectrophotometric Grade , Spectrophotometric Solvents , Spectroscopy Solvents (IR, NMR, UV/Vis) | 1 mmHg ( 40 °C) | λ: 375-400 nm A max : 0.01,6.6 %, 150 °F,CHROMASOLV ®,λ: 308 nm A max : 1.00,n 20/D 1.571(lit.),H 2 O reference | , |  |  | λ: 375-400 nm A max : 0.01,≥99%,6.6 %, 150 °F,1.454 g/mL at 25 °C(lit.),CHROMASOLV ®,1 mmHg ( 40 °C),<0.020% water,214 °C(lit.),16 °C(lit.),>6 (vs air),1060 °F,H 2 O reference,n 20/D 1.571(lit.),λ: 308 nm A max : 1.00
1,4-Dioxane,spectrophotometric grade, ≥99%,C,102551,204-661-8,MFCD00006571,24849481 | 154822 | 123-91-1 | Sigma-Aldrich | 1,4-二氧六环 | 39160106 | ≥99%,356 °F,100-102 °C(lit.),10-12 °C(lit.),1.034 g/mL at 25 °C(lit.) | Amber Glass Bottles , Solvent Bottles , Solvent Packaging Options , Solvent by Application , Solvents , Spectrophotometric Grade , Spectrophotometric Solvents , Spectroscopy Solvents (IR, NMR, UV/Vis) | 27 mmHg ( 20 °C) | λ: 295-400 nm A max : 0.01,<0.0005%,spectrophotometric grade,H 2 O reference,λ: 225 nm A max : 1.00,n 20/D 1.422(lit.),22 % | , |  |  | λ: 295-400 nm A max : 0.01,≥99%,<0.0005%,22 %,1.034 g/mL at 25 °C(lit.),spectrophotometric grade,27 mmHg ( 20 °C),<0.050% water,100-102 °C(lit.),10-12 °C(lit.),3 (vs air),356 °F,H 2 O reference,n 20/D 1.422(lit.),λ: 225 nm A max : 1.00
1-Butanol,spectrophotometric grade, 99.5%,CH,969148,200-751-6,MFCD00002964,24849460 | 154679 | 71-36-3 | Sigma-Aldrich | 1-丁醇 |  | 99.5%,649 °F,116-118 °C(lit.),−90 °C(lit.),0.81 g/mL at 25 °C(lit.) | Amber Glass Bottles , Solvent Bottles , Solvent Packaging Options , Solvent by Application , Solvents , Spectrophotometric Grade , Spectrophotometric Solvents , Spectroscopy Solvents (IR, NMR, UV/Vis) |  | λ: 280-400 nm A max : 0.01,≤0.0005%,spectrophotometric grade,H 2 O reference,APHA: ≤10,λ: 220 nm A max : 1.0,n 20/D 1.399(lit.),11.2 % | , |  |  | λ: 280-400 nm A max : 0.01,99.5%,≤0.0005%,0.81 g/mL at 25 °C(lit.),spectrophotometric grade,H 2 O reference,≤0.1% water (Karl Fischer),APHA: ≤10,116-118 °C(lit.),−90 °C(lit.),2.55 (vs air),649 °F,λ: 220 nm A max : 1.0,n 20/D 1.399(lit.),11.2 %
1- Methyl- 2- pyrrolidinone,spectrophotometric grade, ≥99%,C,106420,212-828-1,MFCD00003193,24854583 | 242799 | 872-50-4 | Sigma-Aldrich | 1-甲基-2-吡咯烷酮 | (PDF) | ≥99%,518 °F,202 °C(lit.),−24 °C(lit.),1.028 g/mL at 25 °C(lit.) | Alternative Energy , Amber Glass Bottles , Electrolytes , Organic Solvents , Solvent Bottles , Solvent Packaging Options , Solvent by Application , Solvents , Spectrophotometric Grade , Spectrophotometric Solvents , Spectroscopy Solvents (IR, NMR, UV/Vis) , 材料科学 | 0.29 mmHg ( 20 °C) | λ: 350-400 nm A max : 0.01,9.5 %,spectrophotometric grade,λ: 285 nm A max : 1.00,n 20/D 1.47(lit.),H 2 O reference | , |  |  | λ: 350-400 nm A max : 0.01,≥99%,9.5 %,1.028 g/mL at 25 °C(lit.),spectrophotometric grade,0.29 mmHg ( 20 °C),≤0.05% water (Karl Fischer),202 °C(lit.),−24 °C(lit.),3.4 (vs air),518 °F,H 2 O reference,n 20/D 1.47(lit.),λ: 285 nm A max : 1.00
2-Ethoxyethanol,spectrophotometric grade, ≥99%,C,1098271,203-804-1,MFCD00002869,24855521 | 256374 | 110-80-5 | Sigma-Aldrich | 2-乙氧基乙醇 |  | ≥99%,460 °F,135 °C(lit.),−90 °C(lit.),0.93 g/mL at 25 °C(lit.) | Amber Glass Bottles , Solvent Bottles , Solvent Packaging Options , Solvent by Application , Solvents , Spectrophotometric Grade , Spectrophotometric Solvents , Spectroscopy Solvents (IR, NMR, UV/Vis) | 3.8 mmHg ( 20 °C) | λ: 305 nm A max : 0.01,<0.001%,spectrophotometric grade,H 2 O reference,λ: 215 nm A max : 1.00,n 20/D 1.407(lit.),14 % | , |  |  | λ: 305 nm A max : 0.01,≥99%,<0.001%,14 %,0.93 g/mL at 25 °C(lit.),spectrophotometric grade,3.8 mmHg ( 20 °C),<0.080% water,135 °C(lit.),−90 °C(lit.),3.1 (vs air),460 °F,H 2 O reference,n 20/D 1.407(lit.),λ: 215 nm A max : 1.00
Carbon disulfide,spectrophotometric grade, ≥99%,CS,1098293,200-843-6,MFCD00011321,24849464 | 154709 | 75-15-0 | Sigma-Aldrich | 二硫化碳 | (PDF) | ≥99%,212 °F,46 °C(lit.),−112-−111 °C(lit.),1.266 g/mL at 25 °C(lit.) | Solvent Bottles , Solvent Packaging Options , Solvent by Application , Solvents , Spectrophotometric Solvents , Spectroscopy Solvents (IR, NMR, UV/Vis) , Sure/Seal Bottles | 5.73 psi ( 20 °C) | λ: 500-750 nm A max : 0.01,<0.0005%,spectrophotometric grade,H 2 O reference,APHA: ≤10,λ: 386 nm A max : 1.0,n 20/D 1.627(lit.),50 % | , |  |  | λ: 500-750 nm A max : 0.01,≥99%,<0.0005%,50 %,1.266 g/mL at 25 °C(lit.),spectrophotometric grade,5.73 psi ( 20 °C),≤0.03% water,APHA: ≤10,46 °C(lit.),−112-−111 °C(lit.),2.67 (vs air),212 °F,H 2 O reference,n 20/D 1.627(lit.),λ: 386 nm A max : 1.0
Diethylene glycol dimethyl ether,spectrophotometric grade, ≥99%,(CH,1736101,203-924-4,MFCD00008503,24855523 | 256390 | 111-96-6 | Sigma-Aldrich | 二乙二醇二甲醚 |  | ≥99%,370 °F,162 °C(lit.),−64 °C(lit.),0.943 g/mL at 25 °C(lit.) | Amber Glass Bottles , Solvent Bottles , Solvent Packaging Options , Solvent by Application , Solvents , Spectrophotometric Grade , Spectrophotometric Solvents , Spectroscopy Solvents (IR, NMR, UV/Vis) | 3 mmHg ( 20 °C) | λ: 320-400 nm A max : 0.01,<0.001%,spectrophotometric grade,H 2 O reference,λ: 225 nm A max : 1.00,n 20/D 1.408(lit.),17.4 % | , |  |  | λ: 320-400 nm A max : 0.01,≥99%,<0.001%,17.4 %,0.943 g/mL at 25 °C(lit.),spectrophotometric grade,3 mmHg ( 20 °C),<0.050% water,162 °C(lit.),−64 °C(lit.),4.6 (vs air),370 °F,H 2 O reference,n 20/D 1.408(lit.),λ: 225 nm A max : 1.00
Ethylene glycol,spectrophotometric grade, ≥99%,HOCH,505945,203-473-3,MFCD00002885,24857645 | 293237 | 107-21-1 | Sigma-Aldrich | 乙二醇 | (PDF),39020501 | ≥99%,752 °F,195-198 °C,−13 °C(lit.),1.113 g/mL at 25 °C(lit.) | Amber Glass Bottles , Chemical Synthesis , Others , Protecting and Derivatizing Reagents , Protection and Derivatization , Solvent Bottles , Solvent Packaging Options , Solvent by Application , Solvents , Spectrophotometric Grade , Spectrophotometric Solvents , Spectroscopy Solvents (IR, NMR, UV/Vis) , Synthetic Reagents | 0.08 mmHg ( 20 °C) | λ: 300 nm A max : 0.01,15.3 %,spectrophotometric grade,λ: 210 nm A max : 1.00,n 20/D 1.431(lit.),H 2 O reference | , |  |  | λ: 300 nm A max : 0.01,≥99%,15.3 %,1.113 g/mL at 25 °C(lit.),spectrophotometric grade,0.08 mmHg ( 20 °C),<0.050% water,195-198 °C,−13 °C(lit.),2.1 (vs air),752 °F,H 2 O reference,n 20/D 1.431(lit.),λ: 210 nm A max : 1.00
Ethylene glycol butyl ether,spectrophotometric grade, ≥99.0%,CH,1732511,203-905-0,MFCD00002884,24855520 | 256366 | 111-76-2 | Sigma-Aldrich | 乙二醇丁醚 | (PDF) | ≥99.0%,473 °F,169-172.5 °C(lit.),−75 °C(lit.),0.902 g/mL at 25 °C(lit.) | Amber Glass Bottles , Solvent Bottles , Solvent Packaging Options , Solvent by Application , Solvents , Spectrophotometric Grade , Spectrophotometric Solvents , Spectroscopy Solvents (IR, NMR, UV/Vis) | <1 mmHg ( 20 °C) | λ: 300-400 nm A max : 0.01,<0.001%,spectrophotometric grade,H 2 O reference,λ: 230 nm A max : 1.0,n 20/D 1.419(lit.),10.6 % | , |  |  | λ: 300-400 nm A max : 0.01,≥99.0%,<0.001%,10.6 %,0.902 g/mL at 25 °C(lit.),spectrophotometric grade,<1 mmHg ( 20 °C),≤0.1% water,169-172.5 °C(lit.),−75 °C(lit.),4.1 (vs air),473 °F,H 2 O reference,n 20/D 1.419(lit.),λ: 230 nm A max : 1.0
Formamide,spectrophotometric grade, ≥99%,HCONH,505995,200-842-0,MFCD00007941,24857817 | 295876 | 75-12-7 | Sigma-Aldrich | 甲酰胺 |  | ≥99%,932 °F,210 °C(lit.),2-3 °C(lit.),1.134 g/mL at 25 °C(lit.) | Acids and Bases , Amber Glass Bottles , Solvent Bottles , Solvent Packaging Options , Solvent by Application , Solvents , Spectrophotometric Grade , Spectrophotometric Solvents , Spectroscopy Solvents (IR, NMR, UV/Vis) , 变性剂 , 生化试剂 | 0.08 mmHg ( 20 °C) | spectrophotometric grade,λ: 400 nm A max : 0.01,H 2 O reference,n 20/D 1.447(lit.),λ: 275 nm A max : 1.00 | , |  |  | λ: 400 nm A max : 0.01,≥99%,1.134 g/mL at 25 °C(lit.),spectrophotometric grade,H 2 O reference,<0.030% water,210 °C(lit.),2-3 °C(lit.),1.55 (vs air),932 °F,λ: 275 nm A max : 1.00,n 20/D 1.447(lit.),0.08 mmHg ( 20 °C)
Methyl formate,spectrophotometric grade, 99%,HCO,1734623,203-481-7,MFCD00003291,24855430 | 259705 | 107-31-3 | Sigma-Aldrich | 甲酸甲酯 | (PDF) | 99%,842 °F,32-34 °C(lit.),−100 °C(lit.),0.974 g/mL at 20 °C(lit.) | Amber Glass Bottles , Solvent Bottles , Solvent Packaging Options , Solvent by Application , Solvents , Spectrophotometric Grade , Spectrophotometric Solvents , Spectroscopy Solvents (IR, NMR, UV/Vis) | 32.81 psi ( 55 °C) | λ: 310-400 nm A max : 0.01,<0.0005%,spectrophotometric grade,H 2 O reference,λ: 259 nm A max : 1.00,n 20/D 1.343(lit.),23 % | , |  |  | λ: 310-400 nm A max : 0.01,99%,<0.0005%,23 %,0.974 g/mL at 20 °C(lit.),spectrophotometric grade,32.81 psi ( 55 °C),<0.010% water,32-34 °C(lit.),−100 °C(lit.),2.1 (vs air),842 °F,H 2 O reference,n 20/D 1.343(lit.),λ: 259 nm A max : 1.00
Methylcyclohexane,spectrophotometric grade, 99%,C,505972,203-624-3,MFCD00001497,24855428 | 259691 | 108-87-2 | Sigma-Aldrich | 甲基环己烷 | (PDF) | 99%,545 °F,101 °C(lit.),−126 °C(lit.),0.77 g/mL at 25 °C(lit.) | Amber Glass Bottles , Solvent Bottles , Solvent Packaging Options , Solvent by Application , Solvents , Spectrophotometric Grade , Spectrophotometric Solvents , Spectroscopy Solvents (IR, NMR, UV/Vis) | 37 mmHg ( 20 °C) | λ: 300-400 nm A max : 0.01,<0.0005%,spectrophotometric grade,H 2 O reference,λ: 207 nm A max : 1.00,n 20/D 1.422(lit.),6.7 % | , |  |  | λ: 300-400 nm A max : 0.01,99%,<0.0005%,6.7 %,0.77 g/mL at 25 °C(lit.),spectrophotometric grade,37 mmHg ( 20 °C),<0.010% water,101 °C(lit.),−126 °C(lit.),3.4 (vs air),545 °F,H 2 O reference,n 20/D 1.422(lit.),λ: 207 nm A max : 1.00
N,N -Dimethylacetamide,spectrophotometric grade, ≥99%,CH,1737614,204-826-4,MFCD00008686,24849477 | 154806 | 127-19-5 | Sigma-Aldrich | N,N -二甲基乙酰胺 | (PDF) | ≥99%,914 °F,164.5-166 °C(lit.),−20 °C(lit.),0.937 g/mL at 25 °C(lit.) | Amber Glass Bottles , Solvent Bottles , Solvent Packaging Options , Solvent by Application , Solvents , Spectrophotometric Grade , Spectrophotometric Solvents , Spectroscopy Solvents (IR, NMR, UV/Vis) | 2 mmHg ( 25 °C) | λ: 360-400 nm A max : 0.01,<0.001%,spectrophotometric grade,H 2 O reference,λ: 270 nm A max : 1.00,n 20/D 1.437(lit.),1.8 %, 100 °F | , |  |  | λ: 360-400 nm A max : 0.01,≥99%,<0.001%,1.8 %, 100 °F,0.937 g/mL at 25 °C(lit.),spectrophotometric grade,2 mmHg ( 25 °C),<0.050% water,164.5-166 °C(lit.),−20 °C(lit.),3 (vs air),914 °F,H 2 O reference,n 20/D 1.437(lit.),λ: 270 nm A max : 1.00
Pentane,spectrophotometric grade, ≥99%,CH,969132,203-692-4,MFCD00009498,24849319 | 154954 | 109-66-0 | Sigma-Aldrich | 戊烷 | (PDF) | ≥99%,500 °F,35-36 °C(lit.),−130 °C(lit.),0.626 g/mL at 25 °C(lit.) | Amber Glass Bottles , Solvent Bottles , Solvent Packaging Options , Solvent by Application , Solvents , Spectrophotometric Grade , Spectrophotometric Solvents , Spectroscopy Solvents (IR, NMR, UV/Vis) | 26.98 psi ( 55 °C) | λ: 245-400 nm A max : 0.01,<0.0003%,spectrophotometric grade,H 2 O reference,λ: 195 nm A max : 1.00,n 20/D 1.358(lit.),~8.3 % | , |  |  | λ: 245-400 nm A max : 0.01,≥99%,<0.0003%,~8.3 %,0.626 g/mL at 25 °C(lit.),spectrophotometric grade,26.98 psi ( 55 °C),<0.010% water,35-36 °C(lit.),−130 °C(lit.),2.48 (vs air),500 °F,H 2 O reference,n 20/D 1.358(lit.),λ: 195 nm A max : 1.00
Petroleum ether,spectrophotometric grade,,,232-453-7,MFCD00081849, | 261734 | 8032-32-4 | Sigma-Aldrich | 石油醚 |  | ,475 °F,30-60 °C(lit.),<0.020% water,0.64 g/mL at 25 °C(lit.) | Amber Glass Bottles , Solvent Bottles , Solvent Packaging Options , Solvent by Application , Solvents , Spectrophotometric Grade , Spectrophotometric Solvents , Spectroscopy Solvents (IR, NMR, UV/Vis) | 25.8 psi ( 55 °C) | λ: 260-400 nm A max : 0.01,<0.0005%,spectrophotometric grade,H 2 O reference,λ: 210 nm A max : 1.00,n 20/D 1.363(lit.),8 % | , |  |  | λ: 260-400 nm A max : 0.01,<0.0005%,8 %,0.64 g/mL at 25 °C(lit.),spectrophotometric grade,25.8 psi ( 55 °C),<0.020% water,30-60 °C(lit.),2.5 (vs air),475 °F,H 2 O reference,n 20/D 1.363(lit.),λ: 210 nm A max : 1.00
,spectrophotometric grade,,,,MFCD00003568,24854733 | 245119 | 64-17-5 | Sigma-Aldrich | Reagent Alcohol | (PDF) | ,,78 °C,≤0.10% water,0.785 g/mL at 25 °C | Amber Glass Bottles , Solvent Bottles , Solvent Packaging Options , Solvent by Application , Solvents , Spectrophotometric Grade , Spectrophotometric Solvents , Spectroscopy Solvents (IR, NMR, UV/Vis) |  | λ: 300-400 nm A max : 0.01,<0.0005%,denatured,5% isopropyl alcohol as denaturant,H 2 O reference,λ: 205 nm A max : 1.00 | , |  |  | λ: 300-400 nm A max : 0.01,<0.0005%,0.785 g/mL at 25 °C,denatured,5% isopropyl alcohol as denaturant,≤0.10% water,78 °C,H 2 O reference,λ: 205 nm A max : 1.00
Trichloroethylene,spectrophotometric grade, ≥99.5%,ClCH=CCl,1736782,201-167-4,MFCD00000838,24855526 | 256420 | 79-01-6 | Sigma-Aldrich | 三氯乙烯 | (PDF) | ≥99.5%,770 °F,86.7 °C(lit.),−84.8 °C(lit.),1.463 g/mL at 25 °C(lit.) | Amber Glass Bottles , Solvent Bottles , Solvent Packaging Options , Solvent by Application , Solvents , Spectrophotometric Grade , Spectrophotometric Solvents , Spectroscopy Solvents (IR, NMR, UV/Vis) | 61 mmHg ( 20 °C) | λ: 350-400 nm A max : 0.06,<0.001%,spectrophotometric grade,H 2 O reference,n 20/D 1.476(lit.),λ: 278 nm A max : 1.00 | , |  |  | λ: 350-400 nm A max : 0.06,≥99.5%,<0.001%,1.463 g/mL at 25 °C(lit.),spectrophotometric grade,H 2 O reference,<0.020% water,86.7 °C(lit.),−84.8 °C(lit.),4.5 (vs air),770 °F,λ: 278 nm A max : 1.00,n 20/D 1.476(lit.),61 mmHg ( 20 °C)
1,2-Dichloroethane,for HPLC,ClCH,605264,,MFCD00000963, | 07-2101 | 107-06-2 | SAJ | 1,2-二氯乙烷 |  | ,775 °F,83 °C(lit.),−35 °C(lit.),1.256 g/mL at 25 °C(lit.) | Solvent by Application , Solvents , Spectrophotometric Solvents , Spectroscopy Solvents (IR, NMR, UV/Vis) | 87 mmHg ( 25 °C) | for HPLC,15.6 %,n 20/D 1.444(lit.),available only in Japan | , |  |  | 15.6 %,1.256 g/mL at 25 °C(lit.),for HPLC,83 °C(lit.),−35 °C(lit.),3.4 (20 °C, vs air),775 °F,87 mmHg ( 25 °C),n 20/D 1.444(lit.),available only in Japan
1,4-Dioxane,for HPLC,C,102551,204-661-8,MFCD00006571, | 07-5390 | 123-91-1 | SAJ | 1,4-二氧六环 |  | ,356 °F,100-102 °C(lit.),10-12 °C(lit.),1.034 g/mL at 25 °C(lit.) | Solvent by Application , Solvents , Spectrophotometric Solvents , Spectroscopy Solvents (IR, NMR, UV/Vis) | 27 mmHg ( 20 °C) | for HPLC,40 mmHg ( 25 °C),22 %,n 20/D 1.422(lit.),available only in Japan | , |  |  | 40 mmHg ( 25 °C),22 %,1.034 g/mL at 25 °C(lit.),for HPLC,100-102 °C(lit.),10-12 °C(lit.),3 (vs air),356 °F,27 mmHg ( 20 °C),n 20/D 1.422(lit.),available only in Japan
1-Butanol,for HPLC,CH,969148,,MFCD00002964, | 03-4585 | 71-36-3 | SAJ | 1-丁醇 |  | ,649 °F,116-118 °C(lit.),−90 °C(lit.),0.81 g/mL at 25 °C(lit.) | Solvent by Application , Solvents , Spectrophotometric Solvents , Spectroscopy Solvents (IR, NMR, UV/Vis) |  | for HPLC,11.2 %,n 20/D 1.399(lit.),available only in Japan | , |  |  | 0.81 g/mL at 25 °C(lit.),for HPLC,116-118 °C(lit.),−90 °C(lit.),2.55 (vs air),649 °F,11.2 %,n 20/D 1.399(lit.),available only in Japan
2,2,4- Trimethylpentane,for HPLC,(CH,1696876,,MFCD00008943, | 15-2211 | 540-84-1 | SAJ | 2,2,4-三甲基戊烷 |  | ,745 °F,98-99 °C(lit.),−107 °C(lit.),0.692 g/mL at 25 °C(lit.) | Solvent by Application , Solvents , Spectrophotometric Solvents , Spectroscopy Solvents (IR, NMR, UV/Vis) | 41 mmHg ( 21 °C) | for HPLC,6 %,n 20/D 1.391(lit.),available only in Japan | , |  |  | 6 %,0.692 g/mL at 25 °C(lit.),for HPLC,98-99 °C(lit.),−107 °C(lit.),3.9 (vs air),745 °F,41 mmHg ( 21 °C),n 20/D 1.391(lit.),available only in Japan
Cyclohexane,for HPLC,C,1900225,,MFCD00003814, | 05-7070 | 110-82-7 | SAJ | 环己烷 |  | ,500 °F,80.7 °C(lit.),4-7 °C(lit.),0.779 g/mL at 25 °C(lit.) | Solvent by Application , Solvents , Spectrophotometric Solvents , Spectroscopy Solvents (IR, NMR, UV/Vis) | 168.8 mmHg ( 37.7 °C) | for HPLC,77 mmHg ( 20 °C),9 %,n 20/D 1.426(lit.),available only in Japan | , |  |  | 77 mmHg ( 20 °C),9 %,0.779 g/mL at 25 °C(lit.),for HPLC,80.7 °C(lit.),4-7 °C(lit.),2.9 (vs air),500 °F,168.8 mmHg ( 37.7 °C),n 20/D 1.426(lit.),available only in Japan
,w/2 copper alligator clips,,,,, | Z197866 |  | Aldrich | Flexible bonding wire | (PDF) | ,,,, | Accessories , Drum Accessories , Drum Vents and Adapters , Justrite , Justrite Drum equipment , Labware , Manufacturer Browser , Returnable Containers , Solvent Packaging Options , Solvents |  | Justrite 8500,3 ft | , |  |  | Justrite 8500,3 ft
,w/2 hand clamps,,,,, | Z197904 |  | Aldrich | Flexible bonding wire | (PDF) | ,,,, | Accessories , Drum Accessories , Drum Vents and Adapters , Justrite , Justrite Drum equipment , Labware , Manufacturer Browser , Returnable Containers , Solvent Packaging Options , Solvents |  | Justrite 8499,3 ft | , |  |  | Justrite 8499,3 ft
,L 10 ft, w/0.25in. terminal and hand clamp,,,,, | Z197912 |  | Aldrich | Flexible bonding wire | (PDF) | ,,,, | Accessories , Drum Accessories , Drum Vents and Adapters , Justrite , Justrite Drum equipment , Labware , Manufacturer Browser , Returnable Containers , Solvent Packaging Options , Solvents |  | Justrite 8496,10 ft | , |  |  | Justrite 8496,10 ft
,W 1/4 in.,,,,, | Z148814 |  | Aldrich | PTFE sealing tape | (PDF) | ,,,, | Accessories , Gas Equipment Product Guide , Gas Lecture Bottle Accessories , Labware , Returnable Containers , Solvent Packaging Options , Solvents |  | 1/4 in.,520 in. (13.2 m) | , |  |  | 1/4 in.,520 in. (13.2 m)
,W 1/2 in.,,,,, | Z104388 |  | Aldrich | PTFE sealing tape | (PDF) | ,,,, | Accessories , Gas Equipment Product Guide , Gas Lecture Bottle Accessories , Labware , Returnable Containers , Solvent Packaging Options , Solvents |  | 1/2 in.,520 in. (13.2 m) | , |  |  | 1/2 in.,520 in. (13.2 m)
,W 1 in.,,,,, | Z221880 |  | Aldrich | PTFE sealing tape | (PDF) | ,,,, | Accessories , Gas Equipment Product Guide , Gas Lecture Bottle Accessories , Labware , Returnable Containers , Solvent Packaging Options , Solvents |  | 1 in.,520 in. (13.2 m) | , |  |  | 1 in.,520 in. (13.2 m)
,for reaching places with limited accessibility,,,231-791-2,, | Z273910 |  | Aldrich | SNOOP ® gas leak detector |  | ,,,, | Accessories , Gas Equipment Product Guide , Gas Lecture Bottle Accessories , Labware , Returnable Containers , Solvent Packaging Options , Solvents |  |  | ,
,ferrule size 1/2 in., NPTM 1/2 in.,,,,, | Z263567 |  | Aldrich | Adapter for Kilo-Lab ® and Pure-Pac ® cylinders | (PDF) | ,,,, | Air-Sensitive Chemistry , Aldrich Air Sensitive , Aldrich Air Sensitive Kilo-Lab , Aldrich Air Sensitive Kilo-Lab Transfer Line Adapters , Fittings , Labware , Returnable Containers , Solvent Packaging Options , Solvents |  | stainless steel,with double ferrules and nuts,1/2 in.,1/2 in. | , |  |  | stainless steel,with double ferrules and nuts,1/2 in.,1/2 in.
,endfitting size 1/2 in., hose barb size 1/4 in.,,,,, | Z285684 |  | Aldrich | Adapter for Kilo-Lab ® and Pure-Pac ® cylinders |  | ,,,, | Fittings , Returnable Containers , Solvent Packaging Options , Solvents |  | stainless steel,1/2 in.,with double ferrules and nuts,1/4 in. | , |  |  | stainless steel,1/2 in.,with double ferrules and nuts,1/4 in.
,endfitting size 1/2 in., NPTF 1/2 in.,,,,, | Z282669 |  | Aldrich | Adapter for Kilo-Lab ® and Pure-Pac ® cylinders |  | ,,,, | Fittings , Returnable Containers , Solvent Packaging Options , Solvents |  | stainless steel,1/2 in.,1/2 in.,with double ferrules and nuts | , |  |  | stainless steel,1/2 in.,1/2 in.,with double ferrules and nuts
,endfitting size 1/2 in., NPTM 1/4 in.,,,,, | Z282685 |  | Aldrich | Adapter for Kilo-Lab ® and Pure-Pac ® cylinders |  | ,,,, | Fittings , Returnable Containers , Solvent Packaging Options , Solvents |  | stainless steel,1/2 in.,with double ferrules and nuts,1/4 in. | , |  |  | stainless steel,1/2 in.,with double ferrules and nuts,1/4 in.
,Outlet flushing tee, NPTF 1 in., ferrule size 1 in., needle size 1/2 in. , valve,,,,, | Z282693 |  | Aldrich | Adapter for Kilo-Lab ® and Pure-Pac ® cylinders |  | ,,,, | Fittings , Returnable Containers , Solvent Packaging Options , Solvents |  | 1/2 in. , valve,stainless steel,1 in.,with double ferrules and nuts,1 in. | , |  |  | 1/2 in. , valve,stainless steel,1 in.,with double ferrules and nuts,1 in.
,ferrule size 1 in., NPTF 1 in.,,,,, | Z282715 |  | Aldrich | Adapter for Kilo-Lab ® and Pure-Pac ® cylinders |  | ,,,, | Fittings , Returnable Containers , Solvent Packaging Options , Solvents |  | stainless steel,1 in.,with double ferrules and nuts,1 in. | , |  |  | stainless steel,1 in.,with double ferrules and nuts,1 in.
,ferrule size 1 in., NPTM 1 in.,,,,, | Z282723 |  | Aldrich | Adapter for Kilo-Lab ® and Pure-Pac ® cylinders |  | ,,,, | Fittings , Returnable Containers , Solvent Packaging Options , Solvents |  | stainless steel,with double ferrules and nuts,1 in.,1 in. | , |  |  | stainless steel,with double ferrules and nuts,1 in.,1 in.
,with double ferrules and nuts,,,,, | Z285692 |  | Aldrich | Cap for transfer lines |  | ,,,, | Fittings , Returnable Containers , Solvent Packaging Options , Solvents |  | stainless steel ( 1 / 2 in. ferrule lock x cap) | , |  |  | stainless steel ( 1 / 2 in. ferrule lock x cap)
,ferrule size 3/8 in., NPTM 1/2 in.,,,,, | Z263532 |  | Aldrich | Male connector with double ferrules and nut, SS | (PDF) | ,,,, | Air-Sensitive Chemistry , Aldrich Air Sensitive , Aldrich Air Sensitive Kilo-Lab , Aldrich Air Sensitive Kilo-Lab Transfer Line Adapters , Fittings , Labware , Returnable Containers , Solvent Packaging Options , Solvents |  | 3/8 in.,1/2 in. | , |  |  | 3/8 in.,1/2 in.
,with 4F key,,,,, | Z560723 |  | Aldrich | Micromatic MacroValve coupler for returnable containers |  | ,,,, | Aldrich , Aldrich Containers , Drum Accessories , Drum Vents and Adapters , Fittings , Labware , Manufacturer Browser , Pure-Pac II Accessories , Returnable Containers , Solvent Packaging Options , Solvents |  | 1/4 in.,1 in. | , |  |  | 1/4 in.,1 in.
,allows nitrogen to be flushed through the Coupler and solvent transfer line,,,,, | Z566128 |  | Aldrich | Micromatic Macrovalve flushing adapter for returnable containers |  | ,,,, | Fittings , Pure-Pac II Accessories , Returnable Containers , Solvent Packaging Options , Solvents |  |  | ,
,size 1 in.,,,,, | Z282766 |  | Aldrich | Nut for Kilo-Lab ® and Pure-Pac ® cylinders |  | ,,,, | Fittings , Returnable Containers , Solvent Packaging Options , Solvents |  | stainless steel,with double ferrules for ferrule lock fitting,1 in. | , |  |  | stainless steel,with double ferrules for ferrule lock fitting,1 in.
,3/8 in. tube end,,,,, | Z566020 |  | Aldrich | Pure-Pac ® II dispense coupler kit |  | ,,,, | Fittings , Pure-Pac II Accessories , Returnable Containers , Solvent Packaging Options , Solvents |  |  | ,
,1/2 in. tube end,,,,, | Z566039 |  | Aldrich | Pure-Pac ® II dispense coupler kit |  | ,,,, | Fittings , Pure-Pac II Accessories , Returnable Containers , Solvent Packaging Options , Solvents |  |  | ,
,pkg of 1 ea,,,,, | Z565547 |  | Aldrich | Stainless steel hose connector, 1/4in. male NPT, 1/4in. hose I.D. |  | ,,,, | Fittings , Returnable Containers , Solvent Packaging Options , Solvents |  | pkg of 1 ea | , |  |  | pkg of 1 ea
Swagelok ® Connector to Male NPT,stainless steel,,,,, | Z566071 |  | Aldrich | 连接 NPT 公头的连接头 |  | ,,,, | Fittings , Returnable Containers , Solvent Packaging Options , Solvents |  | 1/4 in. Swagelok,, 400-1-8,1/2 in. male NPT,stainless steel | , |  |  | 1/4 in. Swagelok,, 400-1-8,1/2 in. male NPT,stainless steel
Swagelok ® Connector to Male NPT,stainless steel,,,,, | Z566098 |  | Aldrich | 连接 NPT 公头的连接头 |  | ,,,, | Fittings , Returnable Containers , Solvent Packaging Options , Solvents |  | 1/8 in. Swagelok,Swagelok, 200-1-8,1/2 in. male NPT,stainless steel | , |  |  | 1/8 in. Swagelok,Swagelok, 200-1-8,1/2 in. male NPT,stainless steel
,pkg of 1 ea,,,,, | Z562300 |  | Aldrich | Swagelok ® hex reducing coupling |  | ,,,, | Fittings , Returnable Containers , Solvent Packaging Options , Solvents |  | pkg of 1 ea,Swagelok SS-16-HRCG-8,1 in. NPTF to 1 / 2 in. NPTF | , |  |  | pkg of 1 ea,Swagelok SS-16-HRCG-8,1 in. NPTF to 1 / 2 in. NPTF
,NPTM 1/2 in.,,,,, | Z562327 |  | Aldrich | Swagelok ® PTFE-sealed quick-disconnect stem |  | ,,,, | Fittings , Quick-connects , Returnable Containers , Solvent Packaging Options , Solvents |  | Swagelok SS-QTM8-D-8PM,1/2 in. | , |  |  | Swagelok SS-QTM8-D-8PM,1/2 in.
,NPTM 3/8 in.,,,,, | Z562289 |  | Aldrich | Swagelok ® PTFE-sealed quick-disconnect stem |  | ,,,, | Fittings , Quick-connects , Returnable Containers , Solvent Packaging Options , Solvents |  | Swagelok SS-QTM2-D-6PM,3/8 in. | , |  |  | Swagelok SS-QTM2-D-6PM,3/8 in.
,NPTF 1/2 in.,,,,, | Z566047 |  | Aldrich | Swagelok ® PTFE-sealed quick-disconnect stem |  | ,,,, | Fittings , Quick-connects , Returnable Containers , Solvent Packaging Options , Solvents |  | 1/2 in. | , |  |  | 1/2 in.
,NPTM 1/4 in.,,,,, | Z566055 |  | Aldrich | Swagelok ® PTFE-sealed quick-disconnect stem |  | ,,,, | Fittings , Quick-connects , Returnable Containers , Solvent Packaging Options , Solvents |  | 1/4 in. | , |  |  | 1/4 in.
,tube insert size 1/4 in.,,,,, | Z566101 |  | Aldrich | Swagelok ® PTFE-sealed quick-disconnect stem |  | ,,,, | Fittings , Quick-connects , Returnable Containers , Solvent Packaging Options , Solvents |  | 1/4 in. | , |  |  | 1/4 in.
,Key #2, orange,,,,, | Z285730 |  | Aldrich | Swagelok ® QT series dry quick connect body |  | ,,,, | Fittings , Returnable Containers , Solvent Packaging Options , Solvents |  | orange,stainless steel,8,1 in. | , |  |  | orange,stainless steel,8,1 in.
,Key #3, green,,,,, | Z285749 |  | Aldrich | Swagelok ® QT series dry quick connect body |  | ,,,, | Fittings , Quick-connects , Returnable Containers , Solvent Packaging Options , Solvents |  | green,stainless steel,8,1 in. | , |  |  | green,stainless steel,8,1 in.
,Key #4, yellow,,,,, | Z285757 |  | Aldrich | Swagelok ® QT series dry quick connect body |  | ,,,, | Fittings , Quick-connects , Returnable Containers , Solvent Packaging Options , Solvents |  | yellow,stainless steel,8,1 in. | , |  |  | yellow,stainless steel,8,1 in.
,Non-keyed,,,,, | Z285765 |  | Aldrich | Swagelok ® QT series dry quick connect body |  | ,,,, | Fittings , Quick-connects , Returnable Containers , Solvent Packaging Options , Solvents |  | 8,stainless steel,1 in. | , |  |  | 8,stainless steel,1 in.
,pkg of 1 ea,,,,, | Z562335 |  | Aldrich | Swagelok ® stainless steel male connector |  | ,,,, | Fittings , Returnable Containers , Solvent Packaging Options , Solvents |  | pkg of 1 ea,Swagelok SS-600-1-8,3 / 8 in. to 1 / 2 in. O.D. | , |  |  | pkg of 1 ea,Swagelok SS-600-1-8,3 / 8 in. to 1 / 2 in. O.D.
,NPTM 1/4 in.,,,,, | Z562297 |  | Aldrich | Swagelok ® stainless steel PTFE-sealed quick-connect body |  | ,,,, | Fittings , Quick-connects , Returnable Containers , Solvent Packaging Options , Solvents |  | Swagelok SS-QTM2A-B-4PM,1/4 in. | , |  |  | Swagelok SS-QTM2A-B-4PM,1/4 in.
,NPTM 1/2 in.,,,,, | Z562351 |  | Aldrich | Swagelok ® stainless steel PTFE-sealed quick-connect body |  | ,,,, | Fittings , Quick-connects , Returnable Containers , Solvent Packaging Options , Solvents |  | Swagelok SS-QTM8A-B-810,1/2 in. | , |  |  | Swagelok SS-QTM8A-B-810,1/2 in.
,pkg of 1 ea,,,,, | Z562343 |  | Aldrich | Swagelok ® stainless steel PTFE-sealed quick-connect reducing adapter |  | ,,,, | Fittings , Quick-connects , Returnable Containers , Solvent Packaging Options , Solvents |  | pkg of 1 ea,Swagelok QTM4A-B-600,3 / 8 in. to 1 / 2 in. O.D. | , |  |  | pkg of 1 ea,Swagelok QTM4A-B-600,3 / 8 in. to 1 / 2 in. O.D.
,pkg of 1 ea,,,,, | Z562319 |  | Aldrich | Swagelok ® street elbow |  | ,,,, | Fittings , Returnable Containers , Solvent Packaging Options , Solvents |  | pkg of 1 ea,Swagelok SS-8-SE,1 / 2 in. NPTF to 1 / 2 in. NPTM | , |  |  | pkg of 1 ea,Swagelok SS-8-SE,1 / 2 in. NPTF to 1 / 2 in. NPTM
,with nuts and ferrules,,,,, | Z282707 |  | Aldrich | Transfer line for double-walled containers |  | ,,,, | Fittings , Returnable Containers , Solvent Packaging Options , Solvents |  | PTFE with SS overbraid,1 in.,1 in. × 10 ft | , |  |  | PTFE with SS overbraid,1 in.,1 in. × 10 ft
,with ball valve, L 4 ft, endfitting CGA × NPTF 510 × 1/4 in.,,,,, | Z421448 |  | Aldrich | Transfer line for Kilo-Lab ® cylinders |  | ,,,, | Fittings , Kilo-Lab Accessories , Returnable Containers , Solvent Packaging Options , Solvents |  | PTFE with SS overbraid,4 ft,510 × 1/4 in. | , |  |  | PTFE with SS overbraid,4 ft,510 × 1/4 in.
,with ball valve, L 4 ft, endfitting CGA × NPTF 350 × 1/4 in.,,,,, | Z421464 |  | Aldrich | Transfer line for Kilo-Lab ® cylinders |  | ,,,, | Fittings , Kilo-Lab Accessories , Returnable Containers , Solvent Packaging Options , Solvents |  | PTFE with SS overbraid,4 ft,350 × 1/4 in. | , |  |  | PTFE with SS overbraid,4 ft,350 × 1/4 in.
,with ball valve, L 4 ft,,,,, | Z421421 |  | Aldrich | Transfer line for Kilo-Lab ® cylinders |  | ,,,, | Fittings , Kilo-Lab Accessories , Returnable Containers , Solvent Packaging Options , Solvents |  | PTFE with SS overbraid,CGA 510 x 1/8 in. Ferrule lock,4 ft | , |  |  | PTFE with SS overbraid,CGA 510 x 1/8 in. Ferrule lock,4 ft
,with ball valve, L 4 ft, CGA 350 x 1/8 in. Ferrule lock,,,,, | Z421456 |  | Aldrich | Transfer line for Kilo-Lab ® cylinders |  | ,,,, | Fittings , Kilo-Lab Accessories , Returnable Containers , Solvent Packaging Options , Solvents |  | PTFE with SS overbraid,4 ft | , |  |  | PTFE with SS overbraid,4 ft
,1in x 1in. ferrule locks,,,,, | Z282731 |  | Aldrich | Union for Kilo-Lab ® and Pure-Pac ® cylinders |  | ,,,, | Fittings , Returnable Containers , Solvent Packaging Options , Solvents |  |  | ,
,brass, inlet I.D. 6 mm × 6 mm,,,,, | Z118206 |  | Aldrich | Angled septum-inlet adapter |  | ,,,, | Air-Sensitive Chemistry , Aldrich Air Sensitive , Aldrich Air Sensitive Sure/Pac , Dispensing and Storage , Kilo-Lab Accessories , Labware , Returnable Containers , Solvent Packaging Options , Solvents , Sure/Pac Cylinder System Accessories |  | 6 mm × 6 mm,brass | , |  |  | 6 mm × 6 mm,brass
,SAE union nut,,,,, | Z150185 |  | Aldrich | Cylinder inlet adapter |  | ,,,, | Gas Cylinders and Accessories , Gas Equipment Product Guide , Kilo-Lab Accessories , Labware , Returnable Containers , Solvent Packaging Options , Solvents |  | 1/4 in. O.D. tubing,brass | , |  |  | 1/4 in. O.D. tubing,brass
,SAE nut x 1/4 in. O.D. tube,,,,, | Z150193 |  | Aldrich | Cylinder inlet adapter |  | ,,,, | Gas Cylinders and Accessories , Gas Equipment Product Guide , Kilo-Lab Accessories , Labware , Returnable Containers , Solvent Packaging Options , Solvents |  | use as hose connector,brass,4 in. | , |  |  | use as hose connector,brass,4 in.
,brass, CGA × NPTM 510 × 1/4 in.,,,,, | Z148911 |  | Aldrich | Cylinder outlet adapter |  | ,,,, | Gas Cylinders and Accessories , Gas Equipment Product Guide , Kilo-Lab Accessories , Labware , Returnable Containers , Solvent Packaging Options , Solvents |  | 510 × 1/4 in.,brass | , |  |  | 510 × 1/4 in.,brass
,brass, CGA 510 x hose connector for 1/4 in. I.D. tubing,,,,, | Z148938 |  | Aldrich | Cylinder outlet adapter |  | ,,,, | Gas Cylinders and Accessories , Gas Equipment Product Guide , Kilo-Lab Accessories , Labware , Returnable Containers , Solvent Packaging Options , Solvents |  | brass | , |  |  | brass
,brass needle valve,,,,, | Z150150 |  | Aldrich | Cylinder outlet adapter with septum inlet needle valve |  | ,,,, | Gas Cylinders and Accessories , Gas Equipment Product Guide , Kilo-Lab Accessories , Labware , Returnable Containers , Solvent Packaging Options , Solvents |  | brass needle valve,fits tubing 1/4 in. O.D. | , |  |  | brass needle valve,fits tubing 1/4 in. O.D.
,brass, 3/4 in. NPTM x CGA 510 with plug,,,,, | Z148865 |  | Aldrich | Kilo-Lab ® cylinder outlet valve |  | ,,,, | Gas Cylinders and Accessories , Gas Equipment Product Guide , Kilo-Lab Accessories , Labware , Returnable Containers , Solvent Packaging Options , Solvents |  | brass | , |  |  | brass
,stainless steel,,,,, | Z251216 |  | Aldrich | Outlet adapter, CGA 350 x 1/4 in. NPTM |  | ,,,, | Air-Sensitive Chemistry , Aldrich Air Sensitive , Aldrich Air Sensitive Kilo-Lab , Aldrich Air Sensitive Kilo-Lab Cylinder Adapters , Kilo-Lab Accessories , Labware , Returnable Containers , Solvent Packaging Options , Solvents |  | stainless steel | , |  |  | stainless steel
,w/ 1/4 in. NPTF dip tube tap, plug & chain, stainless steel,,,,, | Z251208 |  | Aldrich | Outlet valve, CGA 350 x 3/4 in. NPTM |  | ,,,, | Air-Sensitive Chemistry , Aldrich Air Sensitive , Aldrich Air Sensitive Kilo-Lab , Aldrich Air Sensitive Kilo-Lab Valves , Kilo-Lab Accessories , Labware , Returnable Containers , Solvent Packaging Options , Solvents |  | stainless steel | , |  |  | stainless steel
,inlet I.D. 6 mm, brass,,,,, | Z118141 |  | Aldrich | Straight septum-inlet adapter |  | ,,,, | Air-Sensitive Chemistry , Aldrich Air Sensitive , Aldrich Air Sensitive Sure/Pac , Dispensing and Storage , Kilo-Lab Accessories , Labware , Returnable Containers , Solvent Packaging Options , Solvents , Sure/Pac Cylinder System Accessories |  | 6 mm,brass | , |  |  | 6 mm,brass
,inlet I.D. 13.9 mm, brass,,,,, | Z118192 |  | Aldrich | Straight septum-inlet adapter |  | ,,,, | Air-Sensitive Chemistry , Aldrich Air Sensitive , Aldrich Air Sensitive Sure/Pac , Dispensing and Storage , Kilo-Lab Accessories , Labware , Returnable Containers , Solvent Packaging Options , Solvents , Sure/Pac Cylinder System Accessories |  | 13.9 mm,brass | , |  |  | 13.9 mm,brass
,inlet I.D. 6 mm, stainless steel,,,,, | Z118168 |  | Aldrich | Straight septum-inlet adapter |  | ,,,, | Air-Sensitive Chemistry , Aldrich Air Sensitive , Aldrich Air Sensitive Sure/Pac , Dispensing and Storage , Kilo-Lab Accessories , Labware , Returnable Containers , Solvent Packaging Options , Solvents , Sure/Pac Cylinder System Accessories |  | 6 mm,stainless steel | , |  |  | 6 mm,stainless steel
,gooseneck A/C and connector included,,,,, | Z562378 |  | Aldrich | Honsburg level sensor display |  | ,,,, | Pure-Pac II Accessories , Returnable Containers , Solvent Packaging Options , Solvents |  |  | ,
,w/ 3/8 in. tube fitting and PFA tubing,,,,, | Z741030 |  | Aldrich | Pure-Pac ® dispense toggle valve assembly |  | ,,,, | Bottles , Glassware , Labware , Pure-Pac II Accessories , Returnable Containers , SIAL Essentials , Solvent Packaging Options , Solvents |  | stainless steel,3/8 in. | , |  |  | stainless steel,3/8 in.
,L 4 ft, hose I.D. 3/8 in.,,,,, | Z263591 |  | Aldrich | Transfer line for Pure-Pac ® containers | (PDF) | ,,,, | Air-Sensitive Chemistry , Aldrich Air Sensitive , Aldrich Air Sensitive Kilo-Lab , Aldrich Air Sensitive Kilo-Lab Transfer Lines , Labware , Returnable Containers , Solvent Packaging Options , Solvents , Transfer Lines |  | 3/8 in.,PTFE with SS overbraid,3/8 in.,with nuts and ferrules,4 ft | , |  |  | 3/8 in.,PTFE with SS overbraid,3/8 in.,with nuts and ferrules,4 ft
,L 8 ft, hose I.D. 3/8 in.,,,,, | Z263605 |  | Aldrich | Transfer line for Pure-Pac ® containers | (PDF) | ,,,, | Air-Sensitive Chemistry , Aldrich Air Sensitive , Aldrich Air Sensitive Kilo-Lab , Aldrich Air Sensitive Kilo-Lab Transfer Lines , Labware , Returnable Containers , Solvent Packaging Options , Solvents , Transfer Lines |  | 3/8 in.,PTFE with SS overbraid,3/8 in.,with nuts and ferrules,8 ft | , |  |  | 3/8 in.,PTFE with SS overbraid,3/8 in.,with nuts and ferrules,8 ft
,L 8 ft, hose I.D. 1/4 in.,,,,, | Z562408 |  | Aldrich | Transfer line for Pure-Pac ® containers |  | ,,,, | Air-Sensitive Chemistry , Aldrich Air Sensitive , Aldrich Air Sensitive Kilo-Lab , Aldrich Air Sensitive Kilo-Lab Transfer Lines , Labware , Returnable Containers , Solvent Packaging Options , Solvents , Transfer Lines |  | 1/4 in.,PTFE with SS overbraid,1/4 in.,with nuts and ferrules,8 ft | , |  |  | 1/4 in.,PTFE with SS overbraid,1/4 in.,with nuts and ferrules,8 ft
,L 4 ft, endfitting size 1/4 in., hose I.D. 1/4 in.,,,,, | Z562394 |  | Aldrich | Transfer line for Pure-Pac ® containers |  | ,,,, | Air-Sensitive Chemistry , Aldrich Air Sensitive , Aldrich Air Sensitive Kilo-Lab , Aldrich Air Sensitive Kilo-Lab Transfer Lines , Labware , Returnable Containers , Solvent Packaging Options , Solvents , Transfer Lines |  | 1/4 in.,PTFE with SS overbraid,1/4 in.,with nuts and ferrules,4 ft | , |  |  | 1/4 in.,PTFE with SS overbraid,1/4 in.,with nuts and ferrules,4 ft
,L 4 ft, endfitting size 1/2 in.,,,,, | Z263613 |  | Aldrich | Transfer line for Pure-Pac ® containers | (PDF) | ,,,, | Air-Sensitive Chemistry , Aldrich Air Sensitive , Aldrich Air Sensitive Kilo-Lab , Aldrich Air Sensitive Kilo-Lab Transfer Lines , Labware , Returnable Containers , Solvent Packaging Options , Solvents , Transfer Lines |  | 1/2 in.,PTFE with SS overbraid,1/2 in.,with nuts and ferrules,4 ft | , |  |  | 1/2 in.,PTFE with SS overbraid,1/2 in.,with nuts and ferrules,4 ft
,L 8 ft, endfitting size 1/2 in.,,,,, | Z263621 |  | Aldrich | Transfer line for Pure-Pac ® containers | (PDF) | ,,,, | Air-Sensitive Chemistry , Aldrich Air Sensitive , Aldrich Air Sensitive Kilo-Lab , Aldrich Air Sensitive Kilo-Lab Transfer Lines , Labware , Returnable Containers , Solvent Packaging Options , Solvents , Transfer Lines |  | 1/2 in.,PTFE with SS overbraid,1/2 in.,with nuts and ferrules,8 ft | , |  |  | 1/2 in.,PTFE with SS overbraid,1/2 in.,with nuts and ferrules,8 ft
,I.D. × O.D. 1/4 in. × 3/8 in.,,,,, | Z279846 |  | Aldrich | Tygon ® formula 2075 laboratory tubing |  | ,,,, | Labware , Manufacturer Browser , Norton , Returnable Containers , Solvent Packaging Options , Solvents , Transfer Lines , Tubing , Tygon Tubing , Tygon formula 2075 laboratory tubing |  | pkg of 1 ea (tube, length 50 feet),Tygon,1/4 in. × 3/8 in.,1/16 in. | , |  |  | pkg of 1 ea (tube, length 50 feet),Tygon,1/4 in. × 3/8 in.,1/16 in.
Ampoules 2ml,for color reference solutions,,,,, | 66946 |  | Fluka | 2mL 安瓿瓶 |  | ,,,, | Ampules , Labware |  | 12 mm × 120 mm | , |  |  | 12 mm × 120 mm
,white, for 5-6 mm O.D. tubes and ampules,,,,, | Z553891 |  | Aldrich | Precision Seal ® rubber septa cap | 32119211 | ,,,, | Air Sensitive NMR Tubes and Accessories , Aldrich , Aldrich Septa Supplies , Ampules , Labware , Manufacturer Browser , NMR Tubes and Accessories , Precision Seal Septa Caps , Precision Seal rubber septa , Septa , Specialty NMR Manifolds and Accessories |  | for 5-6 mm O.D. tubes and ampules,white | , |  |  | for 5-6 mm O.D. tubes and ampules,white
,red, for 5-6 mm O.D. tubes and ampules,,,,, | Z554014 |  | Aldrich | Precision Seal ® rubber septa cap | 32119211 | ,,,, | Air Sensitive NMR Tubes and Accessories , Aldrich , Aldrich Septa Supplies , Ampules , Labware , Manufacturer Browser , NMR Tubes and Accessories , Precision Seal Septa Caps , Precision Seal rubber septa , Septa , Specialty NMR Manifolds and Accessories |  | for 5-6 mm O.D. tubes and ampules,red | , |  |  | for 5-6 mm O.D. tubes and ampules,red
,white, for 7-8 mm O.D. tubes and ampules,,,,, | Z565768 |  | Aldrich | Precision Seal ® rubber septa cap | 32119211 | ,,,, | Accessories for NMR tubes , Ampules , Labware , NMR Tubes , NMR Tubes and Accessories , Precision Seal Septa Caps , Septa |  | for 7-8 mm O.D. tubes and ampules,white | , |  |  | for 7-8 mm O.D. tubes and ampules,white
,red, for 7-8 mm O.D. tubes and ampules,,,,, | Z565784 |  | Aldrich | Precision Seal ® rubber septa cap | 32119211 | ,,,, | Accessories for NMR tubes , Ampules , Labware , NMR Tubes , NMR Tubes and Accessories , Precision Seal Septa Caps , Septa |  | for 7-8 mm O.D. tubes and ampules,red | , |  |  | for 7-8 mm O.D. tubes and ampules,red
,white, for 10 mm O.D. tubes and ampules,,,,, | Z565776 |  | Aldrich | Precision Seal ® rubber septa cap |  | ,,,, | Accessories for NMR tubes , Air Sensitive NMR Tubes and Accessories , Ampules , Labware , NMR Tubes , NMR Tubes and Accessories , Precision Seal Septa Caps , Septa , Specialty NMR Manifolds and Accessories |  | for 10 mm O.D. tubes and ampules,white | , |  |  | for 10 mm O.D. tubes and ampules,white
,red, for 10 mm O.D. tubes and ampules,,,,, | Z565792 |  | Aldrich | Precision Seal ® rubber septa cap |  | ,,,, | Accessories for NMR tubes , Air Sensitive NMR Tubes and Accessories , Ampules , Labware , NMR Tubes , NMR Tubes and Accessories , Precision Seal Septa Caps , Septa , Specialty NMR Manifolds and Accessories |  | for 10 mm O.D. tubes and ampules,red | , |  |  | for 10 mm O.D. tubes and ampules,red
,,,,,, | Z693847 |  | Aldrich | Scienceware ® Break-Safe ™ ampule opener |  | ,,,, | Ampules , Labware |  | Bel-Art, F38952-0000,9.5 cm (3.75 in.) × 7.6 cm (3 in.) × 8.3 cm (3.25 in.) | , |  |  | Bel-Art, F38952-0000,9.5 cm (3.75 in.) × 7.6 cm (3 in.) × 8.3 cm (3.25 in.)
,male Joint: ST/NS 14/20, female Joint: ST/NS 14/20,,,,, | Z220248 |  | Aldrich | Adapter with glass stopcock |  | ,,,, | Air-Sensitive Chemistry , Air-Sensitive Glassware , Aldrich Air Sensitive , Aldrich Air Sensitive Schlenk-Type , Aldrich Air Sensitive Schlenk-Type Adapters and Caps , Labware , Schlenk Adapters |  | male Joint: ST/NS14/20,female Joint: ST/NS14/20,G | , |  |  | male Joint: ST/NS14/20,female Joint: ST/NS14/20,G
,90°-Bent adapter with glass stopcock and hose barb, female Joint: threaded 14/20,,,,, | Z173029 |  | Aldrich | Aldrich ® Schlenk-type adapter |  | ,,,, | Air-Sensitive Chemistry , Air-Sensitive Glassware , Aldrich Air Sensitive , Aldrich Air Sensitive Schlenk-Type , Aldrich Air Sensitive Schlenk-Type Adapters and Caps , Labware , Schlenk Adapters |  | female Joint: threaded14/20 | , |  |  | female Joint: threaded14/20
,90 ° -Bent adapter with glass stopcock and hose barb, male Joint: threaded 14/20,,,,, | Z173134 |  | Aldrich | Aldrich ® Schlenk-type adapter |  | ,,,, | Air-Sensitive Chemistry , Air-Sensitive Glassware , Aldrich Air Sensitive , Aldrich Air Sensitive Schlenk-Type , Aldrich Air Sensitive Schlenk-Type Adapters and Caps , Labware , Schlenk Adapters |  | male Joint: threaded14/20 | , |  |  | male Joint: threaded14/20
,Straight with glass stopcock on side-arm, male Joint: threaded 14/20, female Joint: threaded 14/20,,,,, | Z173118 |  | Aldrich | Aldrich ® Schlenk-type adapter |  | ,,,, | Air-Sensitive Chemistry , Air-Sensitive Glassware , Aldrich Air Sensitive , Aldrich Air Sensitive Schlenk-Type , Aldrich Air Sensitive Schlenk-Type Adapters and Caps , Labware , Schlenk Adapters |  | male Joint: threaded14/20,female Joint: threaded14/20 | , |  |  | male Joint: threaded14/20,female Joint: threaded14/20
,Straight with PTFE stopcock on side-arm, male Joint: threaded 14/20, female Joint: threaded 14/20,,,,, | Z173177 |  | Aldrich | Aldrich ® Schlenk-type adapter |  | ,,,, | Air-Sensitive Chemistry , Air-Sensitive Glassware , Aldrich Air Sensitive , Aldrich Air Sensitive Schlenk-Type , Aldrich Air Sensitive Schlenk-Type Adapters and Caps , Labware , Schlenk Adapters |  | male Joint: threaded14/20,female Joint: threaded14/20 | , |  |  | male Joint: threaded14/20,female Joint: threaded14/20
,four-way adapter for solid-transfer vessel, male Joints: ST/NS 14/20 (3), female Joint: ST/NS 14/20,,,,, | Z220388 |  | Aldrich | Aldrich ® Schlenk-type adapter |  | ,,,, | Air-Sensitive Chemistry , Air-Sensitive Glassware , Aldrich Air Sensitive , Aldrich Air Sensitive Schlenk-Type , Aldrich Air Sensitive Schlenk-Type Adapters and Caps , Labware , Schlenk Adapters |  | male Joints: ST/NS14/20 (3),female Joint: ST/NS14/20 | , |  |  | male Joints: ST/NS14/20 (3),female Joint: ST/NS14/20
,four-way adapter for solid-transfer vessel, male Joints: ST/NS 14/20 (3), female Joint: ST/NS 29/32,,,,, | Z220396 |  | Aldrich | Aldrich ® Schlenk-type adapter |  | ,,,, | Air-Sensitive Chemistry , Air-Sensitive Glassware , Aldrich Air Sensitive , Aldrich Air Sensitive Schlenk-Type , Aldrich Air Sensitive Schlenk-Type Adapters and Caps , Labware , Schlenk Adapters |  | male Joints: ST/NS14/20 (3),female Joint: ST/NS29/32 | , |  |  | male Joints: ST/NS14/20 (3),female Joint: ST/NS29/32
,Offset with septum-inlet, male Joint: ST/NS 14/20,,,,, | Z233463 |  | Aldrich | Aldrich ® Schlenk-type adapter |  | ,,,, | Air-Sensitive Chemistry , Air-Sensitive Glassware , Aldrich Air Sensitive , Aldrich Air Sensitive Schlenk-Type , Aldrich Air Sensitive Schlenk-Type Adapters and Caps , Labware , Schlenk Adapters |  | male Joint: ST/NS14/20,female Joint ST/NS14/20 | , |  |  | male Joint: ST/NS14/20,female Joint ST/NS14/20
,Joint cap with stopcock, female Joint: threaded 14/20,,,,, | Z173398 |  | Aldrich | Aldrich ® Schlenk-type adapter |  | ,,,, | Air-Sensitive Chemistry , Air-Sensitive Glassware , Aldrich Air Sensitive , Aldrich Air Sensitive Schlenk-Type , Aldrich Air Sensitive Schlenk-Type Adapters and Caps , Labware , Schlenk Adapters |  | female Joint: threaded14/20 | , |  |  | female Joint: threaded14/20
,female Joint: ST/NS 14/20,,,,, | Z173428 |  | Aldrich | Aldrich ® Schlenk-type female joint cap |  | ,,,, | Air-Sensitive Chemistry , Air-Sensitive Glassware , Aldrich Air Sensitive , Aldrich Air Sensitive Schlenk-Type , Aldrich Air Sensitive Schlenk-Type Adapters and Caps , Labware , Schlenk Adapters |  | K,female Joint: ST/NS14/20,J | , |  |  | K,female Joint: ST/NS14/20,J
,female Joint: ST/NS 45/40,,,,, | Z220329 |  | Aldrich | Aldrich ® Schlenk-type female joint cap |  | ,,,, | Air-Sensitive Chemistry , Air-Sensitive Glassware , Aldrich Air Sensitive , Aldrich Air Sensitive Schlenk-Type , Aldrich Air Sensitive Schlenk-Type Adapters and Caps , Labware , Schlenk Adapters |  | K,female Joint: ST/NS45/40,J | , |  |  | K,female Joint: ST/NS45/40,J
,female Joint: ST/NS 29/32,,,,, | Z220337 |  | Aldrich | Aldrich ® Schlenk-type female joint cap |  | ,,,, | Air-Sensitive Chemistry , Air-Sensitive Glassware , Aldrich Air Sensitive , Aldrich Air Sensitive Schlenk-Type , Aldrich Air Sensitive Schlenk-Type Adapters and Caps , Labware , Schlenk Adapters |  | K,female Joint: ST/NS29/32,J | , |  |  | K,female Joint: ST/NS29/32,J
Aldrich ® Schlenk-type hex head stopper,male Joint: ST/NS 14/20,,,,, | Z167576 |  | Aldrich | Aldrich ® Schlenk-type female joint cap |  | ,,,, | Air-Sensitive Chemistry , Air-Sensitive Glassware , Aldrich Air Sensitive , Aldrich Air Sensitive Schlenk-Type , Aldrich Air Sensitive Schlenk-Type Adapters and Caps , Labware , Schlenk Adapters |  | male Joint: ST/NS14/20,M | , |  |  | male Joint: ST/NS14/20,M
,male Joint: ST/NS 14/20,,,,, | Z230855 |  | Aldrich | Aldrich ® Schlenk-type male joint cap |  | ,,,, | Air-Sensitive Chemistry , Air-Sensitive Glassware , Aldrich Air Sensitive , Aldrich Air Sensitive Schlenk-Type , Aldrich Air Sensitive Schlenk-Type Adapters and Caps , Labware , Schlenk Adapters |  | male Joint: ST/NS14/20,L | , |  |  | male Joint: ST/NS14/20,L
,female Joints: ST/NS 14/20 (2),,,,, | Z173045 |  | Aldrich | 75°-Bent adapter |  | ,,,, | Air-Sensitive Chemistry , Air-Sensitive Glassware , Aldrich Air Sensitive , Aldrich Air Sensitive Schlenk-Type , Aldrich Air Sensitive Schlenk-Type Adapters and Caps , Labware , Schlenk Adapters |  | female Joints: ST/NS14/20 (2),D | , |  |  | female Joints: ST/NS14/20 (2),D
,male Joint: ST/NS 14/20, female Joint: ST/NS 14/20,,,,, | Z220124 |  | Aldrich | 90°-Bent adapter |  | ,,,, | Air-Sensitive Chemistry , Air-Sensitive Glassware , Aldrich Air Sensitive , Aldrich Air Sensitive Schlenk-Type , Aldrich Air Sensitive Schlenk-Type Adapters and Caps , Labware , Schlenk Adapters |  | male Joint: ST/NS14/20,female Joint: ST/NS14/20,C | , |  |  | male Joint: ST/NS14/20,female Joint: ST/NS14/20,C
,female Joint: ST/NS 45/40, male Joint: ST/NS 14/20,,,,, | Z220361 |  | Aldrich | Reducing Adapter |  | ,,,, | Air-Sensitive Chemistry , Air-Sensitive Glassware , Aldrich Air Sensitive , Aldrich Air Sensitive Schlenk-Type , Aldrich Air Sensitive Schlenk-Type Adapters and Caps , Labware , Schlenk Adapters |  | male Joint: ST/NS14/20,female Joint: ST/NS45/40,I | , |  |  | male Joint: ST/NS14/20,female Joint: ST/NS45/40,I
,female Joints: ST/NS 14/20 (2),,,,, | Z173215 |  | Aldrich | Straight adapter |  | ,,,, | Air-Sensitive Chemistry , Air-Sensitive Glassware , Aldrich Air Sensitive , Aldrich Air Sensitive Schlenk-Type , Aldrich Air Sensitive Schlenk-Type Adapters and Caps , Labware , Schlenk Adapters |  | female Joints: ST/NS14/20 (2),A | , |  |  | female Joints: ST/NS14/20 (2),A
,female Joints: ST/NS 14/20 (2),,,,, | Z220442 |  | Aldrich | Straight adapter with drip-tip |  | ,,,, | Air-Sensitive Chemistry , Air-Sensitive Glassware , Aldrich Air Sensitive , Aldrich Air Sensitive Schlenk-Type , Aldrich Air Sensitive Schlenk-Type Adapters and Caps , Labware , Schlenk Adapters |  | female Joints: ST/NS14/20 (2),AA | , |  |  | female Joints: ST/NS14/20 (2),AA
,male Joint: ST/NS 14/20,,,,, | Z167568 |  | Aldrich | Thermometer adapter |  | ,,,, | Air-Sensitive Chemistry , Air-Sensitive Glassware , Aldrich , Aldrich Glass Kits , Aldrich Lab Sets , Aldrich Threaded 14/20 Joints , Labware , Manufacturer Browser , Schlenk Adapters |  | male Joint: ST/NS14/20,F | , |  |  | male Joint: ST/NS14/20,F
,male Joints: ST/NS 14/20 (2), female Joint: ST/NS 14/20,,,,, | Z173320 |  | Aldrich | Three-way adapter |  | ,,,, | Air-Sensitive Chemistry , Air-Sensitive Glassware , Aldrich Air Sensitive , Aldrich Air Sensitive Sure/Pac , Labware , Schlenk Adapters |  | male Joints: ST/NS14/20 (2),female Joint: ST/NS14/20,H | , |  |  | male Joints: ST/NS14/20 (2),female Joint: ST/NS14/20,H
,female Joint: ST/NS 14/20, male Joints: ST/NS 14/20 (2),,,,, | Z167452 |  | Aldrich | Three-way adapter, 75° angle |  | ,,,, | Air-Sensitive Chemistry , Air-Sensitive Glassware , Aldrich , Aldrich Glass Kits , Aldrich Lab Sets , Aldrich Threaded 14/20 Joints , Labware , Manufacturer Browser , Schlenk Adapters |  | male Joints: ST/NS14/20 (2),female Joint: ST/NS14/20,HH | , |  |  | male Joints: ST/NS14/20 (2),female Joint: ST/NS14/20,HH
Vacuum adapter,male Joint: ST/NS 14/20,,,,, | Z167533 |  | Aldrich | 真空连接头 |  | ,,,, | Air-Sensitive Chemistry , Air-Sensitive Glassware , Aldrich , Aldrich Glass Kits , Aldrich Lab Sets , Aldrich Threaded 14/20 Joints , Labware , Manufacturer Browser , Schlenk Adapters |  | male Joint: ST/NS14/20,E | , |  |  | male Joint: ST/NS14/20,E
,male Joint: ST/NS 14/20, female Joint: ST/NS 14/20,,,,, | Z167444 |  | Aldrich | Vacuum distillation adapter with threaded 14/20 joints |  | ,,,, | Air-Sensitive Chemistry , Air-Sensitive Glassware , Aldrich , Aldrich Glass Kits , Aldrich Lab Sets , Aldrich Threaded 14/20 Joints , Labware , Manufacturer Browser , Schlenk Adapters |  | male Joint: ST/NS14/20,female Joint: ST/NS14/20,B | , |  |  | male Joint: ST/NS14/20,female Joint: ST/NS14/20,B
,male Joint: ST/NS 14/20, female Joint: ST/NS 14/20,,,,, | Z167525 |  | Aldrich | Aldrich ® Schlenk-type Liebig condenser |  | ,,,, | Air-Sensitive Chemistry , Air-Sensitive Glassware , Aldrich Air Sensitive , Aldrich Air Sensitive Schlenk-Type , Aldrich Air Sensitive Schlenk-Type Condensers , Labware , Schlenk Cold-trap and condenser |  | male Joint: ST/NS14/20,female Joint: ST/NS14/20,100 mm,P | , |  |  | male Joint: ST/NS14/20,female Joint: ST/NS14/20,100 mm,P
,female Joints: ST/NS 14/20 (2),,,,, | Z220418 |  | Aldrich | Cold-trap for isothermic evaporation |  | ,,,, | Air-Sensitive Chemistry , Air-Sensitive Glassware , Aldrich Air Sensitive , Aldrich Air Sensitive Schlenk-Type , Aldrich Air Sensitive Schlenk-Type Traps , Labware , Schlenk Cold-trap and condenser |  | female Joints: ST/NS14/20 (2),N | , |  |  | female Joints: ST/NS14/20 (2),N
,flask size 250 mL, Joint: ST/NS 14/20,,,,, | Z220469 |  | Aldrich | Deoxygenation apparatus |  | ,,,, | Air-Sensitive Chemistry , Air-Sensitive Glassware , Aldrich Air Sensitive , Aldrich Air Sensitive Schlenk-Type , Aldrich Air Sensitive Schlenk-Type Apparatus , Labware , Schlenk Deoxygenation |  | Joint: ST/NS14/20,250 mL | , |  |  | Joint: ST/NS14/20,250 mL
,male Joint: ST/NS 14/20, female Joint: ST/NS 14/20, L 150 mm,,,,, | Z167517 |  | Aldrich | Aldrich ® Schlenk-type Vigreux distilling column |  | ,,,, | Air-Sensitive Chemistry , Air-Sensitive Glassware , Aldrich Air Sensitive , Aldrich Air Sensitive Schlenk-Type , Aldrich Air Sensitive Schlenk-Type Columns , Labware , Schlenk Distillation Head and Column |  | male Joint: ST/NS14/20,female Joint: ST/NS14/20,150 mm,O | , |  |  | male Joint: ST/NS14/20,female Joint: ST/NS14/20,150 mm,O
,with 9 mm O.D. septum-inlet,,,,, | Z233498 |  | Aldrich | Distillation/ refluxing head |  | ,,,, | Air-Sensitive Chemistry , Air-Sensitive Glassware , Labware , Schlenk Distillation Head and Column |  | Joint threaded14/20,210 mm,18 mm | , |  |  | Joint threaded14/20,210 mm,18 mm
,capacity 75 mL, porosity 25-50 μm, male Joints: ST/NS 14/20 (2), female Joints: ST/NS 14/20 (2),,,,, | Z173169 |  | Aldrich | Aldrich ® Schlenk filter tube |  | ,,,, | Air-Sensitive Chemistry , Air-Sensitive Glassware , Aldrich Air Sensitive , Aldrich Air Sensitive Schlenk-Type , Aldrich Air Sensitive Schlenk-Type Filters , Labware , Schlenk filter tubes |  | male Joints: ST/NS14/20 (2),female Joints: ST/NS14/20 (2),75 mL,25-50 μm porosity | , |  |  | male Joints: ST/NS14/20 (2),female Joints: ST/NS14/20 (2),75 mL,25-50 μm porosity
,capacity 60 mL, male Joints: ST/NS 14/20 (2),,,,, | Z173479 |  | Aldrich | Double-ended filter with a glass stopcock on each of the two side-arms |  | ,,,, | Air-Sensitive Chemistry , Air-Sensitive Glassware , Aldrich Air Sensitive , Aldrich Air Sensitive Schlenk-Type , Aldrich Air Sensitive Schlenk-Type Filters , Labware , Schlenk Filter/Washer/Degasser |  | male Joints: ST/NS14/20 (2),60 mL,25-50 μm porosity,BB | , |  |  | male Joints: ST/NS14/20 (2),60 mL,25-50 μm porosity,BB
,capacity 100 mL, Joint: ST/NS 14/20 M, F,,,,, | Z232289 |  | Aldrich | Filter/ Washer/ Degasser |  | ,,,, | Air-Sensitive Chemistry , Air-Sensitive Glassware , Aldrich Air Sensitive , Aldrich Air Sensitive Schlenk-Type , Aldrich Air Sensitive Schlenk-Type Filters , Labware , Schlenk Filter/Washer/Degasser |  | Joint: ST/NS14/20 M, F,100 mL,25-50 μm porosity,CC | , |  |  | Joint: ST/NS14/20 M, F,100 mL,25-50 μm porosity,CC
,50ml, S/T14/20M joint,,,,, | Z173290 |  | Aldrich | Aldrich ® Schlenk-type flasks and tubes |  | ,,,, | Air-Sensitive Chemistry , Air-Sensitive Glassware , Aldrich Air Sensitive , Aldrich Air Sensitive Schlenk-Type , Aldrich Air Sensitive Schlenk-Type Flasks , Labware , Schlenk Flasks , Schlenk-type flasks and tubes |  |  | ,
,50ml, S/T29/32M joint,,,,, | Z220299 |  | Aldrich | Aldrich ® Schlenk-type flasks and tubes |  | ,,,, | Air-Sensitive Chemistry , Air-Sensitive Glassware , Aldrich Air Sensitive , Aldrich Air Sensitive Schlenk-Type , Aldrich Air Sensitive Schlenk-Type Flasks , Labware , Schlenk Flasks , Schlenk-type flasks and tubes |  |  | ,
,50ml, S/T29/32M joint,,,,, | Z230898 |  | Aldrich | Aldrich ® Schlenk-type flasks and tubes |  | ,,,, | Air-Sensitive Chemistry , Air-Sensitive Glassware , Labware , Schlenk Flasks |  |  | ,
,capacity 50 mL, female Joint: S/T 29/32,,,,, | Z252220 |  | Aldrich | Aldrich ® Schlenk-type flasks and tubes |  | ,,,, | Air-Sensitive Chemistry , Air-Sensitive Glassware , Aldrich Air Sensitive , Aldrich Air Sensitive Schlenk-Type , Aldrich Air Sensitive Schlenk-Type Flasks , Labware , Schlenk Flasks , Schlenk-type flasks and tubes |  | female Joint: S/T29/32,50 mL | , |  |  | female Joint: S/T29/32,50 mL
,75ml, S/T29/32M joint,,,,, | Z220213 |  | Aldrich | Aldrich ® Schlenk-type flasks and tubes |  | ,,,, | Air-Sensitive Chemistry , Air-Sensitive Glassware , Aldrich Air Sensitive , Aldrich Air Sensitive Schlenk-Type , Aldrich Air Sensitive Schlenk-Type Flasks , Labware , Schlenk Flasks , Schlenk-type flasks and tubes |  |  | ,
,100ml, S/T29/32M joint,,,,, | Z220310 |  | Aldrich | Aldrich ® Schlenk-type flasks and tubes |  | ,,,, | Air-Sensitive Chemistry , Air-Sensitive Glassware , Aldrich Air Sensitive , Aldrich Air Sensitive Schlenk-Type , Aldrich Air Sensitive Schlenk-Type Flasks , Labware , Schlenk Flasks , Schlenk-type flasks and tubes |  |  | ,
,25 mm O.D. × 200mm L, S/T14/20F joint, temperature, 1200 °C,,,,, | Z202614 |  | Aldrich | Quartz reaction vessel with glass stopcock on side-arm |  | ,,,, | Air-Sensitive Chemistry , Air-Sensitive Glassware , Aldrich Air Sensitive , Aldrich Air Sensitive Schlenk-Type , Aldrich Air Sensitive Schlenk-Type Flasks , Labware , Schlenk Flasks , Schlenk-type flasks and tubes |  | temperature 1200 °C | , |  |  | temperature 1200 °C
,male Joint: ST/NS 14/20, capacity 25 mL,,,,, | Z220264 |  | Aldrich | Reaction flask with glass stopcock on side-arm |  | ,,,, | Air-Sensitive Chemistry , Air-Sensitive Glassware , Aldrich Air Sensitive , Aldrich Air Sensitive Schlenk-Type , Aldrich Air Sensitive Schlenk-Type Flasks , Labware , Reaction flask with glass stopcock on side-arm , Schlenk Flasks |  | male Joint: ST/NS14/20,25 mL,Q | , |  |  | male Joint: ST/NS14/20,25 mL,Q
,capacity 50 mL, male Joint: ST/NS 14/20,,,,, | Z220280 |  | Aldrich | Reaction flask with glass stopcock on side-arm |  | ,,,, | Air-Sensitive Chemistry , Air-Sensitive Glassware , Aldrich Air Sensitive , Aldrich Air Sensitive Schlenk-Type , Aldrich Air Sensitive Schlenk-Type Flasks , Labware , Reaction flask with glass stopcock on side-arm , Schlenk Flasks |  | male Joint: ST/NS14/20,50 mL,Q | , |  |  | male Joint: ST/NS14/20,50 mL,Q
,capacity 100 mL, male Joint: ST/NS 14/20,,,,, | Z220302 |  | Aldrich | Reaction flask with glass stopcock on side-arm |  | ,,,, | Air-Sensitive Chemistry , Air-Sensitive Glassware , Aldrich Air Sensitive , Aldrich Air Sensitive Schlenk-Type , Aldrich Air Sensitive Schlenk-Type Flasks , Labware , Reaction flask with glass stopcock on side-arm , Schlenk Flasks |  | male Joint: ST/NS14/20,100 mL,Q | , |  |  | male Joint: ST/NS14/20,100 mL,Q
,capacity 75 mL, side arm male Joints: ST/NS 14/20 (2),,,,, | Z220590 |  | Aldrich | Solid-transfer vessel with two side-arms and a gas inlet with glass stopcock |  | ,,,, | Air-Sensitive Chemistry , Air-Sensitive Glassware , Aldrich Air Sensitive , Aldrich Air Sensitive Schlenk-Type , Aldrich Air Sensitive Schlenk-Type Apparatus , Labware , Schlenk Flasks |  | male Joints: ST/NS side arm14/20 (2),male Joint ST/NS top45/40,75 mL,U | , |  |  | male Joints: ST/NS side arm14/20 (2),male Joint ST/NS top45/40,75 mL,U
,capacity 50 mL, female Joint: ST/NS 14/20,,,,, | Z173061 |  | Aldrich | Solvent storage flask with glass stopcock on side-arm |  | ,,,, | Air-Sensitive Chemistry , Air-Sensitive Glassware , Aldrich Air Sensitive , Aldrich Air Sensitive Schlenk-Type , Aldrich Air Sensitive Schlenk-Type Flasks , Labware , Schlenk Flasks , Solvent storage flask with glass stopcock on side-arm |  | female Joint: ST/NS14/20,50 mL,S | , |  |  | female Joint: ST/NS14/20,50 mL,S
,capacity 100 mL, female Joint: ST/NS 14/20,,,,, | Z173088 |  | Aldrich | Solvent storage flask with glass stopcock on side-arm |  | ,,,, | Air-Sensitive Chemistry , Air-Sensitive Glassware , Aldrich Air Sensitive , Aldrich Air Sensitive Schlenk-Type , Aldrich Air Sensitive Schlenk-Type Flasks , Labware , Schlenk Flasks , Solvent storage flask with glass stopcock on side-arm |  | female Joint: ST/NS14/20,100 mL,S | , |  |  | female Joint: ST/NS14/20,100 mL,S
,capacity 250 mL, female Joint: ST/NS 14/20,,,,, | Z173096 |  | Aldrich | Solvent storage flask with glass stopcock on side-arm |  | ,,,, | Air-Sensitive Chemistry , Air-Sensitive Glassware , Aldrich Air Sensitive , Aldrich Air Sensitive Schlenk-Type , Aldrich Air Sensitive Schlenk-Type Flasks , Labware , Schlenk Flasks , Solvent storage flask with glass stopcock on side-arm |  | female Joint: ST/NS14/20,250 mL,S | , |  |  | female Joint: ST/NS14/20,250 mL,S
,capacity 100 mL, male Joint: ST/NS 14/20, female Joint: ST/NS 14/20,,,,, | Z173495 |  | Aldrich | Addition funnel with Rotaflo ® stopcock, and glass stopcock on side-arm |  | ,,,, | Air-Sensitive Chemistry , Air-Sensitive Glassware , Aldrich Air Sensitive , Aldrich Air Sensitive Schlenk-Type , Aldrich Air Sensitive Schlenk-Type Funnels , Labware , Schlenk Funnels |  | male Joint: ST/NS14/20,female Joint: ST/NS14/20,100 mL,W | , |  |  | male Joint: ST/NS14/20,female Joint: ST/NS14/20,100 mL,W
,capacity 75 mL, male Joint: ST/NS 14/20, female Joint: ST/NS 14/20,,,,, | Z173185 |  | Aldrich | Filter funnel with drip-tip and two glass stopcocks, one on side-arm |  | ,,,, | Air-Sensitive Chemistry , Air-Sensitive Glassware , Aldrich Air Sensitive , Aldrich Air Sensitive Schlenk-Type , Aldrich Air Sensitive Schlenk-Type Funnels , Labware , Schlenk Funnels |  | male Joint: ST/NS14/20,female Joint: ST/NS14/20,75 mL,25-50 μm porosity,X | , |  |  | male Joint: ST/NS14/20,female Joint: ST/NS14/20,75 mL,25-50 μm porosity,X
,Joint: ST/NS 14/20 M, capacity 100 mL,,,,, | Z220140 |  | Aldrich | Filter funnel with drip-tip and two side-arms each equipped with a glass stopcock |  | ,,,, | Air-Sensitive Chemistry , Air-Sensitive Glassware , Aldrich Air Sensitive , Aldrich Air Sensitive Schlenk-Type , Aldrich Air Sensitive Schlenk-Type Funnels , Labware , Schlenk Funnels |  | Joint: ST/NS14/20 M,Joint ST/NS14/20 F,100 mL,25-50 μm porosity,Y | , |  |  | Joint: ST/NS14/20 M,Joint ST/NS14/20 F,100 mL,25-50 μm porosity,Y
,capacity 75 mL, male Joint: ST/NS 14/20, female Joint: ST/NS 14/20,,,,, | Z173355 |  | Aldrich | Low temperature filter funnel |  | ,,,, | Air-Sensitive Chemistry , Air-Sensitive Glassware , Aldrich Air Sensitive , Aldrich Air Sensitive Schlenk-Type , Aldrich Air Sensitive Schlenk-Type Funnels , Labware , Schlenk Funnels |  | male Joint: ST/NS14/20,female Joint: ST/NS14/20,75 mL,25-50 μm porosity,Z | , |  |  | male Joint: ST/NS14/20,female Joint: ST/NS14/20,75 mL,25-50 μm porosity,Z
,male Joints: ST/NS 14/20 (4), porosity 25-50 μm,,,,, | Z173363 |  | Aldrich | Recrystallizer |  | ,,,, | Air-Sensitive Chemistry , Air-Sensitive Glassware , Aldrich Air Sensitive , Aldrich Air Sensitive Schlenk-Type , Aldrich Air Sensitive Schlenk-Type Apparatus , Labware , Schlenk Recrystallizer |  | male Joints: ST/NS14/20 (4),25-50 μm porosity,DD | , |  |  | male Joints: ST/NS14/20 (4),25-50 μm porosity,DD
,capacity 15 mL, female Joint: ST/NS 14/20,,,,, | Z220434 |  | Aldrich | Sealing tube |  | ,,,, | Air-Sensitive Chemistry , Air-Sensitive Glassware , Aldrich Air Sensitive , Aldrich Air Sensitive Schlenk-Type , Aldrich Air Sensitive Schlenk-Type Tubes , Labware , Schlenk Sealing Tube |  | female Joint: ST/NS14/20,15 mL,V | , |  |  | female Joint: ST/NS14/20,15 mL,V
,capacity 25 mL, female Joint: ST/NS 14/20,,,,, | Z173126 |  | Aldrich | Reaction and storage tube with glass stopcock on side-arm |  | ,,,, | Air-Sensitive Chemistry , Air-Sensitive Glassware , Aldrich Air Sensitive , Aldrich Air Sensitive Schlenk-Type , Aldrich Air Sensitive Schlenk-Type Tubes , Labware , Schlenk storage tubes |  | female Joint: ST/NS14/20,25 mL,T | , |  |  | female Joint: ST/NS14/20,25 mL,T
,capacity 50 mL, female Joint: ST/NS 14/20,,,,, | Z173223 |  | Aldrich | Reaction and storage tube with glass stopcock on side-arm |  | ,,,, | Air-Sensitive Chemistry , Air-Sensitive Glassware , Aldrich Air Sensitive , Aldrich Air Sensitive Schlenk-Type , Aldrich Air Sensitive Schlenk-Type Tubes , Labware , Schlenk storage tubes |  | female Joint: ST/NS14/20,50 mL,T | , |  |  | female Joint: ST/NS14/20,50 mL,T
,female Joint: ST/NS 14/20, capacity 25 mL,,,,, | Z515981 |  | Aldrich | Schlenk reaction and storage tube |  | ,,,, | Air-Sensitive Chemistry , Air-Sensitive Glassware , Aldrich Air Sensitive , Aldrich Air Sensitive Schlenk-Type , Aldrich Air Sensitive Schlenk-Type Tubes , Labware , Schlenk storage tubes |  | female Joint: ST/NS14/20,25 mL | , |  |  | female Joint: ST/NS14/20,25 mL
,male Joint: ST/NS 14/20, capacity 25 mL,,,,, | Z516082 |  | Aldrich | Schlenk reaction and storage tube |  | ,,,, | Air-Sensitive Chemistry , Air-Sensitive Glassware , Aldrich Air Sensitive , Aldrich Air Sensitive Schlenk-Type , Aldrich Air Sensitive Schlenk-Type Tubes , Labware , Schlenk storage tubes |  | male Joint: ST/NS14/20,25 mL | , |  |  | male Joint: ST/NS14/20,25 mL
,female Joint: ST/NS 14/20, capacity 50 mL,,,,, | Z516007 |  | Aldrich | Schlenk reaction and storage tube |  | ,,,, | Air-Sensitive Chemistry , Air-Sensitive Glassware , Aldrich Air Sensitive , Aldrich Air Sensitive Schlenk-Type , Aldrich Air Sensitive Schlenk-Type Tubes , Labware , Schlenk storage tubes |  | female Joint: ST/NS14/20,50 mL | , |  |  | female Joint: ST/NS14/20,50 mL
,male Joint: ST/NS 14/20, capacity 50 mL,,,,, | Z516090 |  | Aldrich | Schlenk reaction and storage tube |  | ,,,, | Air-Sensitive Chemistry , Air-Sensitive Glassware , Aldrich Air Sensitive , Aldrich Air Sensitive Schlenk-Type , Aldrich Air Sensitive Schlenk-Type Tubes , Labware , Schlenk storage tubes |  | male Joint: ST/NS14/20,50 mL | , |  |  | male Joint: ST/NS14/20,50 mL
,female Joint: ST/NS 14/20, capacity 100 mL,,,,, | Z516015 |  | Aldrich | Schlenk reaction and storage tube |  | ,,,, | Air-Sensitive Chemistry , Air-Sensitive Glassware , Aldrich Air Sensitive , Aldrich Air Sensitive Schlenk-Type , Aldrich Air Sensitive Schlenk-Type Tubes , Labware , Schlenk storage tubes |  | female Joint: ST/NS14/20,100 mL,42 mm × 140 mm | , |  |  | female Joint: ST/NS14/20,100 mL,42 mm × 140 mm
,male Joint: ST/NS 14/20, capacity 100 mL,,,,, | Z516104 |  | Aldrich | Schlenk reaction and storage tube |  | ,,,, | Air-Sensitive Chemistry , Air-Sensitive Glassware , Aldrich Air Sensitive , Aldrich Air Sensitive Schlenk-Type , Aldrich Air Sensitive Schlenk-Type Tubes , Labware , Schlenk storage tubes |  | male Joint: ST/NS14/20,100 mL | , |  |  | male Joint: ST/NS14/20,100 mL
,female Joint: ST/NS 24/40, capacity 100 mL,,,,, | Z516023 |  | Aldrich | Schlenk reaction and storage tube |  | ,,,, | Air-Sensitive Chemistry , Air-Sensitive Glassware , Aldrich Air Sensitive , Aldrich Air Sensitive Schlenk-Type , Aldrich Air Sensitive Schlenk-Type Tubes , Labware , Schlenk storage tubes |  | female Joint: ST/NS24/40,100 mL | , |  |  | female Joint: ST/NS24/40,100 mL
,male Joint: ST/NS 24/40, capacity 100 mL,,,,, | Z516112 |  | Aldrich | Schlenk reaction and storage tube |  | ,,,, | Air-Sensitive Chemistry , Air-Sensitive Glassware , Aldrich Air Sensitive , Aldrich Air Sensitive Schlenk-Type , Aldrich Air Sensitive Schlenk-Type Tubes , Labware , Schlenk storage tubes |  | male Joint: ST/NS24/40,100 mL | , |  |  | male Joint: ST/NS24/40,100 mL
,female Joint: ST/NS 29/32, capacity 100 mL,,,,, | Z516031 |  | Aldrich | Schlenk reaction and storage tube |  | ,,,, | Air-Sensitive Chemistry , Air-Sensitive Glassware , Aldrich Air Sensitive , Aldrich Air Sensitive Schlenk-Type , Aldrich Air Sensitive Schlenk-Type Tubes , Labware , Schlenk storage tubes |  | female Joint: ST/NS29/32,100 mL | , |  |  | female Joint: ST/NS29/32,100 mL
,male Joint: ST/NS 29/32, capacity 100 mL,,,,, | Z516120 |  | Aldrich | Schlenk reaction and storage tube |  | ,,,, | Air-Sensitive Chemistry , Air-Sensitive Glassware , Aldrich Air Sensitive , Aldrich Air Sensitive Schlenk-Type , Aldrich Air Sensitive Schlenk-Type Tubes , Labware , Schlenk storage tubes |  | male Joint: ST/NS29/32,100 mL | , |  |  | male Joint: ST/NS29/32,100 mL
,female Joint: ST/NS 14/20, capacity 250 mL,,,,, | Z516058 |  | Aldrich | Schlenk reaction and storage tube |  | ,,,, | Air-Sensitive Chemistry , Air-Sensitive Glassware , Aldrich Air Sensitive , Aldrich Air Sensitive Schlenk-Type , Aldrich Air Sensitive Schlenk-Type Tubes , Labware , Schlenk storage tubes |  | female Joint: ST/NS14/20,250 mL | , |  |  | female Joint: ST/NS14/20,250 mL
,male Joint: ST/NS 14/20, capacity 250 mL,,,,, | Z516139 |  | Aldrich | Schlenk reaction and storage tube |  | ,,,, | Air-Sensitive Chemistry , Air-Sensitive Glassware , Aldrich Air Sensitive , Aldrich Air Sensitive Schlenk-Type , Aldrich Air Sensitive Schlenk-Type Tubes , Labware , Schlenk storage tubes |  | male Joint: ST/NS14/20,250 mL | , |  |  | male Joint: ST/NS14/20,250 mL
,female Joint: ST/NS 24/40, capacity 250 mL,,,,, | Z516066 |  | Aldrich | Schlenk reaction and storage tube |  | ,,,, | Air-Sensitive Chemistry , Air-Sensitive Glassware , Aldrich Air Sensitive , Aldrich Air Sensitive Schlenk-Type , Aldrich Air Sensitive Schlenk-Type Tubes , Labware , Schlenk storage tubes |  | female Joint: ST/NS24/40,250 mL | , |  |  | female Joint: ST/NS24/40,250 mL
,male Joint: ST/NS 24/40, capacity 250 mL,,,,, | Z516147 |  | Aldrich | Schlenk reaction and storage tube |  | ,,,, | Air-Sensitive Chemistry , Air-Sensitive Glassware , Aldrich Air Sensitive , Aldrich Air Sensitive Schlenk-Type , Aldrich Air Sensitive Schlenk-Type Tubes , Labware , Schlenk storage tubes |  | male Joint: ST/NS24/40,250 mL | , |  |  | male Joint: ST/NS24/40,250 mL
,female Joint: ST/NS 29/32, capacity 250 mL,,,,, | Z516074 |  | Aldrich | Schlenk reaction and storage tube |  | ,,,, | Air-Sensitive Chemistry , Air-Sensitive Glassware , Aldrich Air Sensitive , Aldrich Air Sensitive Schlenk-Type , Aldrich Air Sensitive Schlenk-Type Tubes , Labware , Schlenk storage tubes |  | female Joint: ST/NS29/32,250 mL | , |  |  | female Joint: ST/NS29/32,250 mL
,male Joint: ST/NS 29/32, capacity 250 mL,,,,, | Z516155 |  | Aldrich | Schlenk reaction and storage tube |  | ,,,, | Air-Sensitive Chemistry , Air-Sensitive Glassware , Aldrich Air Sensitive , Aldrich Air Sensitive Schlenk-Type , Aldrich Air Sensitive Schlenk-Type Tubes , Labware , Schlenk storage tubes |  | male Joint: ST/NS29/32,250 mL | , |  |  | male Joint: ST/NS29/32,250 mL
,Pyrex, L 16 cm,,,,, | Z163953 |  | Aldrich | Aldrich ® reaction tube |  | ,,,, | Air-Sensitive Chemistry , Aldrich Air Sensitive , Aldrich Air Sensitive Reaction Tubes , Bottles and Flasks , Dispensing and Storage , Labware , Reaction tubes |  | Pyrex,16 cm,14 mm × 20 mm | , |  |  | Pyrex,16 cm,14 mm × 20 mm
,Pyrex, L 32 cm,,,,, | Z163937 |  | Aldrich | Aldrich ® reaction tube |  | ,,,, | Air-Sensitive Chemistry , Aldrich Air Sensitive , Aldrich Air Sensitive Reaction Tubes , Bottles and Flasks , Dispensing and Storage , Labware , Reaction tubes |  | Pyrex,32 cm,14 mm × 20 mm | , |  |  | Pyrex,32 cm,14 mm × 20 mm
,capacity 10 mL, plain joint,,,,, | Z409235 |  | Aldrich | Aldrich ® Schlaker reaction tube |  | ,,,, | Air-Sensitive Chemistry , Aldrich Air Sensitive , Aldrich Air Sensitive Reaction Tubes , Bottles and Flasks , Dispensing and Storage , Labware , Reaction tubes |  | 10 mL | , |  |  | 10 mL
,capacity 10 mL, screw-thread joint,,,,, | Z409294 |  | Aldrich | Aldrich ® Schlaker reaction tube |  | ,,,, | Air-Sensitive Chemistry , Aldrich Air Sensitive , Aldrich Air Sensitive Reaction Tubes , Bottles and Flasks , Dispensing and Storage , Labware , Reaction tubes |  | 10 mL | , |  |  | 10 mL
,capacity 25 mL, plain joint,,,,, | Z409243 |  | Aldrich | Aldrich ® Schlaker reaction tube |  | ,,,, | Air-Sensitive Chemistry , Aldrich Air Sensitive , Aldrich Air Sensitive Reaction Tubes , Bottles and Flasks , Dispensing and Storage , Labware , Reaction tubes |  | 25 mL | , |  |  | 25 mL
,capacity 25 mL, screw-thread joint,,,,, | Z409308 |  | Aldrich | Aldrich ® Schlaker reaction tube |  | ,,,, | Air-Sensitive Chemistry , Aldrich Air Sensitive , Aldrich Air Sensitive Reaction Tubes , Bottles and Flasks , Dispensing and Storage , Labware , Reaction tubes |  | 25 mL | , |  |  | 25 mL
,capacity 50 mL, plain joint,,,,, | Z409251 |  | Aldrich | Aldrich ® Schlaker reaction tube |  | ,,,, | Air-Sensitive Chemistry , Aldrich Air Sensitive , Aldrich Air Sensitive Reaction Tubes , Bottles and Flasks , Dispensing and Storage , Labware , Reaction tubes |  | 50 mL | , |  |  | 50 mL
,capacity 100 mL, plain joint,,,,, | Z409278 |  | Aldrich | Aldrich ® Schlaker reaction tube |  | ,,,, | Air-Sensitive Chemistry , Aldrich Air Sensitive , Aldrich Air Sensitive Reaction Tubes , Bottles and Flasks , Dispensing and Storage , Labware , Reaction tubes |  | 100 mL | , |  |  | 100 mL
,capacity 100 mL, screw-thread joint,,,,, | Z409324 |  | Aldrich | Aldrich ® Schlaker reaction tube |  | ,,,, | Air-Sensitive Chemistry , Aldrich Air Sensitive , Aldrich Air Sensitive Reaction Tubes , Bottles and Flasks , Dispensing and Storage , Labware , Reaction tubes |  | 100 mL | , |  |  | 100 mL
,chrome-plated (¼ turn operation),,,,, | Z122661 |  | Aldrich | Bronze ball valve |  | ,,,, | Air-Sensitive Chemistry , Aldrich Air Sensitive , Aldrich Air Sensitive Sure/Pac , Dispensing and Storage , Labware , Sure/Pac Cylinder System Accessories |  | pkg of 1 ea,chrome-plated (¼ turn operation),≤600 psi pressure,1/4 in. × 1/4 in. , lock out feature | , |  |  | pkg of 1 ea,chrome-plated (¼ turn operation),≤600 psi pressure,1/4 in. × 1/4 in. , lock out feature
,brass,,,,, | Z244112 |  | Aldrich | Sample cylinder plug |  | ,,,, | Air-Sensitive Chemistry , Aldrich Air Sensitive , Aldrich Air Sensitive Sure/Pac , Dispensing and Storage , Labware , Sure/Pac Cylinder System Accessories |  | brass | , |  |  | brass
,carbon steel,,,,, | Z244120 |  | Aldrich | Sample cylinder plug |  | ,,,, | Air-Sensitive Chemistry , Aldrich Air Sensitive , Aldrich Air Sensitive Sure/Pac , Dispensing and Storage , Labware , Sure/Pac Cylinder System Accessories |  | carbon steel | , |  |  | carbon steel
,capacity 25 mL, diam. 1 in.,,,,, | Z420646 |  | Aldrich | Sure/Pac ™ steel sample cylinder |  | ,,,, | Air-Sensitive Chemistry , Aldrich Air Sensitive , Aldrich Air Sensitive Sure/Pac , Gas Cylinders and Accessories , Gas Equipment Product Guide , Labware |  | 25 mL,1 in. | , |  |  | 25 mL,1 in.
,capacity 275 mL, diam. 3 in.,,,,, | Z122653 |  | Aldrich | Sure/Pac ™ steel sample cylinder |  | ,,,, | Air-Sensitive Chemistry , Aldrich Air Sensitive , Aldrich Air Sensitive Sure/Pac , Gas Cylinders and Accessories , Gas Equipment Product Guide , Labware |  | 275 mL,3 in. | , |  |  | 275 mL,3 in.
,capacity 900 mL, diam. 3 in.,,,,, | Z175277 |  | Aldrich | Sure/Pac ™ steel sample cylinder |  | ,,,, | Air-Sensitive Chemistry , Aldrich Air Sensitive , Aldrich Air Sensitive Sure/Pac , Gas Cylinders and Accessories , Gas Equipment Product Guide , Labware |  | 900 mL,3 in. | , |  |  | 900 mL,3 in.
,capacity 2.2 L, diam. 5 in.,,,,, | Z122645 |  | Aldrich | Sure/Pac ™ steel sample cylinder |  | ,,,, | Air-Sensitive Chemistry , Aldrich Air Sensitive , Aldrich Air Sensitive Sure/Pac , Gas Cylinders and Accessories , Gas Equipment Product Guide , Labware |  | 2.2 L,5 in. | , |  |  | 2.2 L,5 in.
,thread for 33 mm, pack of 50 ea,,,,, | Z406317 |  | Aldrich | Aldrich ® Sure/Seal ™ polypropylene overcaps |  | ,,,, | Air-Sensitive Chemistry , Aldrich Air Sensitive , Aldrich Air Sensitive Sure/Seal , Dispensing and Storage , Labware , Sure/Seal Bottle System |  | pack of 50 ea,thread for 33 mm,PTFE liner | , |  |  | pack of 50 ea,thread for 33 mm,PTFE liner
,polypropylene, pkg of 1 ea,,,,, | Z407186 |  | Aldrich | Aldrich ® Sure/Seal ™ septum-inlet transfer adapter |  | ,,,, | Air-Sensitive Chemistry , Aldrich Air Sensitive , Aldrich Air Sensitive Sure/Seal , Dispensing and Storage , Labware , Sure/Seal Bottle System |  | pkg of 1 ea,polypropylene | , |  |  | pkg of 1 ea,polypropylene
,H × diam. 21 1/2 in. × 12 in.,,,,, | Z112976 |  | Aldrich | Crown-cap crimper |  | ,,,, | Air-Sensitive Chemistry , Aldrich Air Sensitive , Aldrich Air Sensitive Sure/Seal , Dispensing and Storage , Labware , Sure/Seal Bottle System |  | 21 1/2 in. × 12 in. | , |  |  | 21 1/2 in. × 12 in.
,pkg of 1 ea,,,,, | Z406260 |  | Aldrich | Oxford ® Sure/Seal ™ storage valve-cap | (PDF) | ,,,, | Air-Sensitive Chemistry , Aldrich Air Sensitive , Aldrich Air Sensitive Sure/Seal , Dispensing and Storage , Labware , Sure/Seal Bottle System |  | pkg of 1 ea | , |  |  | pkg of 1 ea
,diam. 26 mm,,,,, | Z244473 |  | Aldrich | PTFE-faced liners |  | ,,,, | Air-Sensitive Chemistry , Aldrich Air Sensitive , Aldrich Air Sensitive Sure/Seal , Dispensing and Storage , Labware , Sure/Seal Bottle System |  | pkg of 50 ea,26 mm | , |  |  | pkg of 50 ea,26 mm
,pkg of 5 ea,,,,, | Z421537 |  | Aldrich | Replacement bottle neck O-rings for Z407186 |  | ,,,, | Air-Sensitive Chemistry , Aldrich Air Sensitive , Aldrich Air Sensitive Sure/Seal , Dispensing and Storage , Labware , Sure/Seal Bottle System |  | pkg of 5 ea | , |  |  | pkg of 5 ea
,pkg of 10 ea,,,,, | Z413089 |  | Aldrich | Replacement rubber washers for crown-cap crimper |  | ,,,, | Air-Sensitive Chemistry , Aldrich Air Sensitive , Aldrich Air Sensitive Sure/Seal , Dispensing and Storage , Labware , Sure/Seal Bottle System |  | pkg of 10 ea | , |  |  | pkg of 10 ea
,pkg of 100 ea,,,,, | Z102148 |  | Aldrich | Steel crown cap |  | ,,,, | Air-Sensitive Chemistry , Aldrich Air Sensitive , Aldrich Air Sensitive Sure/Seal , Dispensing and Storage , Labware , Sure/Seal Bottle System |  | pkg of 100 ea,1/4 in. | , |  |  | pkg of 100 ea,1/4 in.
,capacity 125 mL, amber glass,,,,, | Z406279 |  | Aldrich | Sure/Seal ™ bottles |  | ,,,, | Air-Sensitive Chemistry , Aldrich Air Sensitive , Aldrich Air Sensitive Sure/Seal , Dispensing and Storage , Labware , Sure/Seal Bottle System |  | pkg of 6 ea,amber glass,125 mL | , |  |  | pkg of 6 ea,amber glass,125 mL
,capacity 1,000 mL, pkg of 9 ea,,,,, | Z406287 |  | Aldrich | Sure/Seal ™ bottles |  | ,,,, | Air-Sensitive Chemistry , Aldrich Air Sensitive , Aldrich Air Sensitive Sure/Seal , Dispensing and Storage , Labware , Sure/Seal Bottle System |  | pkg of 9 ea,amber glass,1,000 mL | , |  |  | pkg of 9 ea,amber glass,1,000 mL
,capacity 125 mL, amber plastic-coated glass,,,,, | Z406295 |  | Aldrich | Sure/Seal ™ bottles |  | ,,,, | Air-Sensitive Chemistry , Aldrich Air Sensitive , Aldrich Air Sensitive Sure/Seal , Dispensing and Storage , Labware , Sure/Seal Bottle System |  | pkg of 6 ea,amber plastic-coated glass,125 mL | , |  |  | pkg of 6 ea,amber plastic-coated glass,125 mL
,capacity 1,000 mL, amber plastic-coated glass,,,,, | Z406309 |  | Aldrich | Sure/Seal ™ bottles |  | ,,,, | Air-Sensitive Chemistry , Aldrich Air Sensitive , Aldrich Air Sensitive Sure/Seal , Dispensing and Storage , Labware , Sure/Seal Bottle System |  | pkg of 12 ea,amber plastic-coated glass,1,000 mL | , |  |  | pkg of 12 ea,amber plastic-coated glass,1,000 mL
,tube L 30 in.,,,,, | Z231029 |  | Aldrich | Chem- FLEX ™ transfer line |  | ,,,, | Air-Sensitive Chemistry , Aldrich Air Sensitive , CHEM- FLEX , Dispensing and Storage , Labware , Sure/Seal Bottle System |  | 30 in. | , |  |  | 30 in.
,tube L 60 in.,,,,, | Z281751 |  | Aldrich | Chem- FLEX ™ transfer line |  | ,,,, | Air-Sensitive Chemistry , Aldrich Air Sensitive , CHEM- FLEX , Dispensing and Storage , Labware , Sure/Seal Bottle System |  | 60 in. | , |  |  | 60 in.
,tube L 120 in.,,,,, | Z281778 |  | Aldrich | Chem- FLEX ™ transfer line |  | ,,,, | Air-Sensitive Chemistry , Aldrich Air Sensitive , CHEM- FLEX , Dispensing and Storage , Labware , Sure/Seal Bottle System |  | 120 in. | , |  |  | 120 in.
,tube L 30 in.,,,,, | Z569925 |  | Aldrich | Chem-FLEX ™ transfer line with male and female Luer connectors |  | ,,,, | Air-Sensitive Chemistry , Aldrich Air Sensitive , CHEM- FLEX , Dispensing and Storage , Labware , Sure/Seal Bottle System |  | 30 in. | , |  |  | 30 in.
,tube L 60 in.,,,,, | Z569933 |  | Aldrich | Chem-FLEX ™ transfer line with male and female Luer connectors |  | ,,,, | Air-Sensitive Chemistry , Aldrich Air Sensitive , CHEM- FLEX , Dispensing and Storage , Labware , Sure/Seal Bottle System |  | 60 in. | , |  |  | 60 in.
,Bench top, capacity, 1 cylinder,,,,, | Z238147 |  | Aldrich | Aldrich ® LB-cylinder holder |  | ,,,, | Aldrich , Aldrich Gas Equipment , Aldrich Supports (Gas) , Gas Cylinders and Accessories , Gas Equipment Product Guide , Labware , Manufacturer Browser |  | 8 in. × 5 in. × 8 in.,PVC,capacity 1 cylinder | , |  |  | 8 in. × 5 in. × 8 in.,PVC,capacity 1 cylinder
,Bench/wall mount, capacity, 1 cylinder,,,,, | Z238155 |  | Aldrich | Aldrich ® LB-cylinder holder |  | ,,,, | Aldrich , Aldrich Gas Equipment , Aldrich Supports (Gas) , Gas Cylinders and Accessories , Gas Equipment Product Guide , Labware , Manufacturer Browser |  | 5 in. × 7 3/4 in. × 4 in.,PVC,capacity 1 cylinder | , |  |  | 5 in. × 7 3/4 in. × 4 in.,PVC,capacity 1 cylinder
,Bench/wall mount, capacity, 3 cylinders,,,,, | Z238163 |  | Aldrich | Aldrich ® LB-cylinder holder |  | ,,,, | Aldrich , Aldrich Gas Equipment , Aldrich Supports (Gas) , Gas Cylinders and Accessories , Gas Equipment Product Guide , Labware , Manufacturer Browser |  | 11 in. × 7 3/4 in. × 4 in.,PVC,capacity 3 cylinders | , |  |  | 11 in. × 7 3/4 in. × 4 in.,PVC,capacity 3 cylinders
,W × H × D 8 3/4 in. × 18 3/4 in. × 5 3/4 in., PVC,,,,, | Z238171 |  | Aldrich | Aldrich ® LB-cylinder holder/porter |  | ,,,, | Aldrich , Aldrich Gas Equipment , Aldrich Supports (Gas) , Gas Cylinders and Accessories , Gas Equipment Product Guide , Labware , Manufacturer Browser |  | 8 3/4 in. × 18 3/4 in. × 5 3/4 in.,PVC | , |  |  | 8 3/4 in. × 18 3/4 in. × 5 3/4 in.,PVC
,,,,,, | Z418420 |  | Aldrich | Aldrich ® System 45 ™ gas bubbler |  | ,,,, | Aldrich , Aldrich Bubblers , Gas Cylinders and Accessories , Gas Equipment Product Guide , Labware , Manufacturer Browser , Other Aldrich Bubblers |  | 135 mm | , |  |  | 135 mm
,1/4 turn, 316 stainless steel,,,,, | Z168645 |  | Aldrich | Diaphragm-seal packless valve |  | ,,,, | Aldrich , Aldrich Gas Equipment , Aldrich Valves (Gas) , Diaphragm-seal packless valve , Gas Cylinders and Accessories , Gas Equipment Product Guide , Labware , Manufacturer Browser |  | 316 stainless steel | , |  |  | 316 stainless steel
,multi-turn, brass,,,,, | Z168629 |  | Aldrich | Diaphragm-seal packless valve |  | ,,,, | Aldrich , Aldrich Gas Equipment , Aldrich Valves (Gas) , Diaphragm-seal packless valve , Gas Cylinders and Accessories , Gas Equipment Product Guide , Labware , Manufacturer Browser |  | brass | , |  |  | brass
,multi-turn, 316 stainless steel,,,,, | Z168637 |  | Aldrich | Diaphragm-seal packless valve |  | ,,,, | Aldrich , Aldrich Gas Equipment , Aldrich Valves (Gas) , Diaphragm-seal packless valve , Gas Cylinders and Accessories , Gas Equipment Product Guide , Labware , Manufacturer Browser |  | 316 stainless steel | , |  |  | 316 stainless steel
,brass, NPTM 1/4 in.,,,,, | Z148903 |  | Aldrich | Fusible plug for Kilo-Lab ® cylinders |  | ,,,338-388 °F, | Gas Cylinders and Accessories , Gas Equipment Product Guide , Labware |  | brass,500 psi max. pressure,1/4 in. | , |  |  | brass,500 psi max. pressure,338-388 °F,1/4 in.
,Single, wall-mount,,,,, | Z408387 |  | Aldrich | Gas-cylinder bracket |  | ,,,, | Gas Cylinders and Accessories , Gas Equipment Product Guide , Labware |  | 4 1/4 in. × 8 in. × 2 1/4 in.,3.0 lb | , |  |  | 4 1/4 in. × 8 in. × 2 1/4 in.,3.0 lb
,Single, bench-mount,,,,, | Z408352 |  | Aldrich | Gas-cylinder bracket |  | ,,,, | Gas Cylinders and Accessories , Gas Equipment Product Guide , Labware |  | 4 1/4 in. × 8 in. × 4 1/4 in.,4.5 lb | , |  |  | 4 1/4 in. × 8 in. × 4 1/4 in.,4.5 lb
,capacity 18 L , nominal,,,,, | Z148881 |  | Aldrich | Kilo-Lab ® cylinder |  | ,,,, | Air-Sensitive Chemistry , Aldrich Air Sensitive , Aldrich Air Sensitive Kilo-Lab , Aldrich Air Sensitive Kilo-Lab Cylinders , Gas Cylinders and Accessories , Gas Equipment Product Guide , Labware |  | 18 L , nominal | , |  |  | 18 L , nominal
,capacity 90 L , nominal,,,,, | Z234109 |  | Aldrich | Kilo-Lab ® cylinder |  | ,,,, | Air-Sensitive Chemistry , Aldrich Air Sensitive , Aldrich Air Sensitive Kilo-Lab , Aldrich Air Sensitive Kilo-Lab Cylinders , Gas Cylinders and Accessories , Gas Equipment Product Guide , Labware |  | 90 L , nominal | , |  |  | 90 L , nominal
,Diptubes, for cylinder, 18 L,,,,, | Z151645 |  | Aldrich | Kilo-Lab ® cylinder |  | ,,,, | Air-Sensitive Chemistry , Aldrich Air Sensitive , Aldrich Air Sensitive Kilo-Lab , Aldrich Air Sensitive Kilo-Lab Cylinders , Gas Cylinders and Accessories , Gas Equipment Product Guide , Labware |  | for cylinder 18 L | , |  |  | for cylinder 18 L
,Diptubes, for cylinder, 90 L,,,,, | Z234117 |  | Aldrich | Kilo-Lab ® cylinder |  | ,,,, | Air-Sensitive Chemistry , Aldrich Air Sensitive , Aldrich Air Sensitive Kilo-Lab , Aldrich Air Sensitive Kilo-Lab Cylinders , Gas Cylinders and Accessories , Gas Equipment Product Guide , Labware |  | for cylinder 90 L | , |  |  | for cylinder 90 L
,brass, 1/4 in. NPTM x 1/4 in. SAE fittings with cap,,,,, | Z148857 |  | Aldrich | Kilo-Lab ® cylinder-inlet valve |  | ,,,, | Gas Cylinders and Accessories , Gas Equipment Product Guide , Labware |  | brass | , |  |  | brass
,,,,,, | Z249246 |  | Aldrich | Kilo-Lab ® Cylinder, with protective cover/ carbon steel, ca. 400L, W/O valves |  | ,,,, | Air-Sensitive Chemistry , Aldrich Air Sensitive , Aldrich Air Sensitive Kilo-Lab , Aldrich Air Sensitive Kilo-Lab Cylinders , Gas Cylinders and Accessories , Gas Equipment Product Guide , Labware |  |  | ,
,brass valve, needle valve, Luer lock,,,,, | Z150215 |  | Aldrich | Kilo-Lab ® transfer lines |  | ,,,, | Gas Cylinders and Accessories , Gas Equipment Product Guide , Labware |  | brass valve,needle valve Luer lock | , |  |  | brass valve,needle valve Luer lock
,brass valve, needle valve, 1/8 in. Ferrule lock,,,,, | Z150231 |  | Aldrich | Kilo-Lab ® transfer lines |  | ,,,, | Gas Cylinders and Accessories , Gas Equipment Product Guide , Labware |  | brass valve,needle valve 1/8 in. Ferrule lock | , |  |  | brass valve,needle valve 1/8 in. Ferrule lock
,stainless steel valve, needle valve, 1/8 in. Ferrule lock,,,,, | Z150258 |  | Aldrich | Kilo-Lab ® transfer lines |  | ,,,, | Gas Cylinders and Accessories , Gas Equipment Product Guide , Labware |  | stainless steel valve,needle valve 1/8 in. Ferrule lock | , |  |  | stainless steel valve,needle valve 1/8 in. Ferrule lock
,brass valve, needle valve, 3/16 in. Ferrule lock,,,,, | Z150266 |  | Aldrich | Kilo-Lab ® transfer lines |  | ,,,, | Gas Cylinders and Accessories , Gas Equipment Product Guide , Labware |  | brass valve,needle valve 3/16 in. Ferrule lock | , |  |  | brass valve,needle valve 3/16 in. Ferrule lock
,stainless steel valve, needle valve, 3/16 in. Ferrule lock,,,,, | Z150274 |  | Aldrich | Kilo-Lab ® transfer lines |  | ,,,, | Gas Cylinders and Accessories , Gas Equipment Product Guide , Labware |  | stainless steel valve,needle valve 3/16 in. Ferrule lock | , |  |  | stainless steel valve,needle valve 3/16 in. Ferrule lock
,capacity 440 mL, 3/8 in. NPTF valve thread,,,,, | Z175544 |  | Aldrich | Lecture bottle |  | ,,,, | Aldrich , Aldrich Cylinders (Gas) , Aldrich Gas Equipment , Gas Cylinders and Accessories , Gas Equipment Product Guide , Labware , Manufacturer Browser |  | 440 mL | , |  |  | 440 mL
,CGA Inlet for 180M/110F, brass,,,,, | Z175552 |  | Aldrich | Lecture-bottle valve |  | ,,,, | Aldrich , Aldrich Gas Equipment , Aldrich Valves (Gas) , Gas Cylinders and Accessories , Gas Equipment Product Guide , Labware , Lecture-bottle valve , Manufacturer Browser |  | CGA Inlet for 180M/110F,brass | , |  |  | CGA Inlet for 180M/110F,brass
,CGA Inlet for 180M/110F, 316 stainless steel,,,,, | Z176052 |  | Aldrich | Lecture-bottle valve |  | ,,,, | Aldrich , Aldrich Gas Equipment , Aldrich Valves (Gas) , Gas Cylinders and Accessories , Gas Equipment Product Guide , Labware , Lecture-bottle valve , Manufacturer Browser |  | CGA Inlet for 180M/110F,316 stainless steel | , |  |  | CGA Inlet for 180M/110F,316 stainless steel
,brass, straight pattern,,,,, | Z146048 |  | Aldrich | Needle valve |  | ,,,, | Aldrich , Aldrich Gas Equipment , Aldrich Valves (Gas) , Analytical Labware , Gas Cylinders and Accessories , Gas Equipment Product Guide , Labware , Manufacturer Browser , Needle valve , Valves and Stopcocks |  | brass | , |  |  | brass
,brass, angle pattern,,,,, | Z146021 |  | Aldrich | Needle valve |  | ,,,, | Aldrich , Aldrich Gas Equipment , Aldrich Valves (Gas) , Analytical Labware , Gas Cylinders and Accessories , Gas Equipment Product Guide , Labware , Manufacturer Browser , Needle valve , Valves and Stopcocks |  | brass | , |  |  | brass
,stainless steel, straight pattern,,,,, | Z146064 |  | Aldrich | Needle valve |  | ,,,, | Aldrich , Aldrich Gas Equipment , Aldrich Valves (Gas) , Analytical Labware , Gas Cylinders and Accessories , Gas Equipment Product Guide , Labware , Manufacturer Browser , Needle valve , Valves and Stopcocks |  | stainless steel | , |  |  | stainless steel
,stainless steel, angle pattern,,,,, | Z146056 |  | Aldrich | Needle valve |  | ,,,, | Aldrich , Aldrich Gas Equipment , Aldrich Valves (Gas) , Analytical Labware , Gas Cylinders and Accessories , Gas Equipment Product Guide , Labware , Manufacturer Browser , Needle valve , Valves and Stopcocks |  | stainless steel | , |  |  | stainless steel
,brass, NPTM 1/4 in.,,,,, | Z150096 |  | Aldrich | Pressure relief valve for Kilo-Lab ® cylinders |  | ,,,, | Gas Cylinders and Accessories , Gas Equipment Product Guide , Labware |  | brass,1/4 in. | , |  |  | brass,1/4 in.
,capacity 75 mL,,,,, | Z173592 |  | Aldrich | Sample cylinder 304 stainless steel |  | ,,,, | Aldrich , Aldrich Cylinders (Gas) , Aldrich Gas Equipment , Gas Cylinders and Accessories , Gas Equipment Product Guide , Labware , Manufacturer Browser |  | 124 mm × 38 mm,75 mL | , |  |  | 124 mm × 38 mm,75 mL
,capacity 150 mL,,,,, | Z173606 |  | Aldrich | Sample cylinder 304 stainless steel |  | ,,,, | Aldrich , Aldrich Cylinders (Gas) , Aldrich Gas Equipment , Gas Cylinders and Accessories , Gas Equipment Product Guide , Labware , Manufacturer Browser |  | 210 mm × 38 mm,150 mL | , |  |  | 210 mm × 38 mm,150 mL
,capacity 300 mL,,,,, | Z173614 |  | Aldrich | Sample cylinder 304 stainless steel |  | ,,,, | Aldrich , Aldrich Cylinders (Gas) , Aldrich Gas Equipment , Gas Cylinders and Accessories , Gas Equipment Product Guide , Labware , Manufacturer Browser |  | 235 mm × 51 mm,300 mL | , |  |  | 235 mm × 51 mm,300 mL
,capacity 500 mL,,,,, | Z173622 |  | Aldrich | Sample cylinder 304 stainless steel |  | ,,,, | Aldrich , Aldrich Cylinders (Gas) , Aldrich Gas Equipment , Gas Cylinders and Accessories , Gas Equipment Product Guide , Labware , Manufacturer Browser |  | 352 mm × 51 mm,500 mL | , |  |  | 352 mm × 51 mm,500 mL
,pkg of 1 ea,,,,, | Z530042 |  | Aldrich | Single cylinder floor stand |  | ,,,, | Gas Cylinders and Accessories , Gas Equipment Product Guide , Labware |  | pkg of 1 ea,steel support | , |  |  | pkg of 1 ea,steel support
,capacity 100 mL,,,,, | Z557870 |  | Aldrich | Stainless steel bubbler |  | ,,,, | Aldrich , Aldrich Bubblers , Aldrich Stainless Steel Bubbler , Bubblers and Cylinders , Gas Cylinders and Accessories , Gas Equipment Product Guide , Labware , Manufacturer Browser , Micro/NanoElectronics , 材料科学 |  | Kel-F valve seat,100 mL,0.065 in.,316L stainless steel,1/2 in.,1/4 in. , 2 | , |  |  | Kel-F valve seat,100 mL,0.065 in.,316L stainless steel,1/2 in.,1/4 in. , 2
,capacity 300 mL,,,,, | Z527068 |  | Aldrich | Stainless steel bubbler |  | ,,,, | Aldrich , Aldrich Bubblers , Aldrich Stainless Steel Bubbler , Bubblers and Cylinders , Gas Cylinders and Accessories , Gas Equipment Product Guide , Labware , Manufacturer Browser , Micro/NanoElectronics , 材料科学 |  | Kel-F valve seat,300 mL,0.065 in.,316L stainless steel,1/2 in.,1/4 in. , 2 | , |  |  | Kel-F valve seat,300 mL,0.065 in.,316L stainless steel,1/2 in.,1/4 in. , 2
,capacity 1.2 L,,,,, | Z553360 |  | Aldrich | Stainless steel bubbler |  | ,,,, | Aldrich , Aldrich Bubblers , Aldrich Stainless Steel Bubbler , Bubblers and Cylinders , Gas Cylinders and Accessories , Gas Equipment Product Guide , Labware , Manufacturer Browser , Micro/NanoElectronics , 材料科学 |  | Kel-F valve seat,1.2 L,0.065 in.,316L stainless steel,1/2 in.,1/4 in. , 2 | , |  |  | Kel-F valve seat,1.2 L,0.065 in.,316L stainless steel,1/2 in.,1/4 in. , 2
,,,,,, | Z213446 |  | Aldrich | Valve cap nut |  | ,,,, | Aldrich , Aldrich Gas Equipment , Aldrich Supports (Gas) , Gas Cylinders and Accessories , Gas Equipment Product Guide , Labware , Manufacturer Browser |  |  | ,
,0-15 psig delivery pressure, CGA Inlet size 170,,,,, | Z512966 |  | Aldrich | Aldrich ® corrosive lecture-bottle gas regulator | (PDF) | ,,,, | Aldrich , Aldrich Gas Equipment , Aldrich Regulators (Gas) , Gas Equipment Product Guide , Gas Lecture Bottle Accessories , Labware , Manufacturer Browser |  | 0-15 psig delivery pressure,170 | , |  |  | 0-15 psig delivery pressure,170
,0-15 psig delivery pressure, CGA Inlet size 180,,,,, | Z148504 |  | Aldrich | Aldrich ® corrosive lecture-bottle gas regulator | (PDF) | ,,,, | Aldrich , Aldrich Gas Equipment , Aldrich Regulators (Gas) , Gas Equipment Product Guide , Gas Lecture Bottle Accessories , Labware , Manufacturer Browser |  | 0-15 psig delivery pressure,180 | , |  |  | 0-15 psig delivery pressure,180
,0-50 psig delivery pressure, CGA Inlet size 170,,,,, | Z512974 |  | Aldrich | Aldrich ® corrosive lecture-bottle gas regulator | (PDF) | ,,,, | Aldrich , Aldrich Gas Equipment , Aldrich Regulators (Gas) , Gas Equipment Product Guide , Gas Lecture Bottle Accessories , Labware , Manufacturer Browser |  | 0-50 psig delivery pressure,170 | , |  |  | 0-50 psig delivery pressure,170
,0-50 psig delivery pressure, CGA Inlet size 180,,,,, | Z148512 |  | Aldrich | Aldrich ® corrosive lecture-bottle gas regulator | (PDF) | ,,,, | Aldrich , Aldrich Gas Equipment , Aldrich Regulators (Gas) , Gas Equipment Product Guide , Gas Lecture Bottle Accessories , Labware , Manufacturer Browser |  | 0-50 psig delivery pressure,180 | , |  |  | 0-50 psig delivery pressure,180
,brass body,,,,, | Z513539 |  | Aldrich | Aldrich ® mini gas regulator | (PDF) | ,,,, | Aldrich , Aldrich Gas Equipment , Aldrich Regulators (Gas) , Gas Equipment Product Guide , Gas Lecture Bottle Accessories , Labware , Manufacturer Browser |  | brass body | , |  |  | brass body
,stainless steel body,,,,, | Z513547 |  | Aldrich | Aldrich ® mini gas regulator | (PDF) | ,,,, | Aldrich , Aldrich Gas Equipment , Aldrich Regulators (Gas) , Gas Equipment Product Guide , Gas Lecture Bottle Accessories , Labware , Manufacturer Browser |  | stainless steel body | , |  |  | stainless steel body
,0-15 psig delivery pressure, CGA Inlet size 170,,,,, | Z512958 |  | Aldrich | Aldrich ® non-corrosive lecture-bottle gas regulator | (PDF) | ,,,, | Aldrich , Aldrich Gas Equipment , Aldrich Regulators (Gas) , Gas Equipment Product Guide , Gas Lecture Bottle Accessories , Labware , Manufacturer Browser |  | 0-15 psig delivery pressure,170 | , |  |  | 0-15 psig delivery pressure,170
,0-15 psig delivery pressure, CGA Inlet size 180,,,,, | Z146714 |  | Aldrich | Aldrich ® non-corrosive lecture-bottle gas regulator | (PDF) | ,,,, | Aldrich , Aldrich Gas Equipment , Aldrich Regulators (Gas) , Gas Equipment Product Guide , Gas Lecture Bottle Accessories , Labware , Manufacturer Browser |  | 0-15 psig delivery pressure,stainless steel diaphragm,180 | , |  |  | 0-15 psig delivery pressure,stainless steel diaphragm,180
,0-100 psig delivery pressure, CGA Inlet size 170,,,,, | Z513113 |  | Aldrich | Aldrich ® non-corrosive lecture-bottle gas regulator | (PDF) | ,,,, | Aldrich , Aldrich Gas Equipment , Aldrich Regulators (Gas) , Gas Equipment Product Guide , Gas Lecture Bottle Accessories , Labware , Manufacturer Browser |  | 0-100 psig delivery pressure,170 | , |  |  | 0-100 psig delivery pressure,170
,0-100 psig delivery pressure, CGA Inlet size 180,,,,, | Z146706 |  | Aldrich | Aldrich ® non-corrosive lecture-bottle gas regulator | (PDF) | ,,,, | Aldrich , Aldrich Gas Equipment , Aldrich Regulators (Gas) , Gas Equipment Product Guide , Gas Lecture Bottle Accessories , Labware , Manufacturer Browser |  | 0-100 psig delivery pressure,180 | , |  |  | 0-100 psig delivery pressure,180
,for tubing o.d., 1/4 in.,,,,, | Z173576 |  | Aldrich | Bonnet-vent tube connector |  | ,,,, | Adapters , Aldrich , Aldrich Adapters (Gas) , Aldrich Gas Equipment , Gas Equipment Adapters , Gas Equipment Product Guide , Gas Lecture Bottle Accessories , Labware , Manufacturer Browser |  | 1/8 in. male NPT,316 stainless steel,for tubing o.d. 1/4 in. | , |  |  | 1/8 in. male NPT,316 stainless steel,for tubing o.d. 1/4 in.
,for tubing o.d., 1/8 in.,,,,, | Z173584 |  | Aldrich | Bonnet-vent tube connector |  | ,,,, | Adapters , Aldrich , Aldrich Adapters (Gas) , Aldrich Gas Equipment , Gas Equipment Adapters , Gas Equipment Product Guide , Gas Lecture Bottle Accessories , Labware , Manufacturer Browser |  | 1/8 in. male NPT,316 stainless steel,for tubing o.d. 1/8 in. | , |  |  | 1/8 in. male NPT,316 stainless steel,for tubing o.d. 1/8 in.
,Viton ® O-ring, brass valve,,,,, | Z146846 |  | Aldrich | Check valve |  | ,,,, | Aldrich , Aldrich Gas Equipment , Aldrich Valves (Gas) , Check Valve , Check valve , Gas Chromatography (GC) , Gas Cylinder Accessories , Gas Equipment Product Guide , Gas Lecture Bottle Accessories , Gas Purification and Gas Management , Labware , Manufacturer Browser , Plumbing/Regulation , 分析/色谱 |  | brass valve,Viton ® O-ring,-20-400 °F temp. range | , |  |  | brass valve,Viton ® O-ring,-20-400 °F temp. range
,stainless steel valve, EPR O-ring,,,,, | Z146854 |  | Aldrich | Check valve |  | ,,,, | Aldrich , Aldrich Gas Equipment , Aldrich Valves (Gas) , Check Valve , Check valve , Gas Chromatography (GC) , Gas Cylinder Accessories , Gas Equipment Product Guide , Gas Lecture Bottle Accessories , Gas Purification and Gas Management , Labware , Manufacturer Browser , Plumbing/Regulation , 分析/色谱 |  | stainless steel valve,EPR O-ring,-65-300 °F temp. range | , |  |  | stainless steel valve,EPR O-ring,-65-300 °F temp. range
,neoprene O-ring, stainless steel valve,,,,, | Z146862 |  | Aldrich | Check valve |  | ,,,, | Aldrich , Aldrich Gas Equipment , Aldrich Valves (Gas) , Check Valve , Check valve , Gas Chromatography (GC) , Gas Cylinder Accessories , Gas Equipment Product Guide , Gas Lecture Bottle Accessories , Gas Purification and Gas Management , Labware , Manufacturer Browser , Plumbing/Regulation , 分析/色谱 |  | stainless steel valve,neoprene O-ring,-80-300 °F temp. range | , |  |  | stainless steel valve,neoprene O-ring,-80-300 °F temp. range
,Viton ® O-ring, stainless steel valve,,,,, | Z146870 |  | Aldrich | Check valve |  | ,,,, | Aldrich , Aldrich Gas Equipment , Aldrich Valves (Gas) , Check Valve , Check valve , Gas Chromatography (GC) , Gas Cylinder Accessories , Gas Equipment Product Guide , Gas Lecture Bottle Accessories , Gas Purification and Gas Management , Labware , Manufacturer Browser , Plumbing/Regulation , 分析/色谱 |  | stainless steel valve,Viton ® O-ring,-20-400 °F temp. range | , |  |  | stainless steel valve,Viton ® O-ring,-20-400 °F temp. range
,brass,,,,, | Z146811 |  | Aldrich | Hose adapter |  | ,,,, | Adapters , Aldrich , Aldrich Adapters (Gas) , Aldrich Gas Equipment , Gas Equipment Adapters , Gas Equipment Product Guide , Gas Lecture Bottle Accessories , Labware , Manufacturer Browser |  | 1/4 in.,1/4 in. female,brass | , |  |  | 1/4 in.,1/4 in. female,brass
,stainless steel,,,,, | Z146838 |  | Aldrich | Hose adapter |  | ,,,, | Adapters , Aldrich , Aldrich Adapters (Gas) , Aldrich Gas Equipment , Gas Equipment Adapters , Gas Equipment Product Guide , Gas Lecture Bottle Accessories , Labware , Manufacturer Browser |  | 1/4 in.,1/4 in. female,stainless steel | , |  |  | 1/4 in.,1/4 in. female,stainless steel
,brass,,,,, | Z147095 |  | Aldrich | Lecture bottle adapter, CGA to CGA |  | ,,,, | Adapters , Aldrich , Aldrich Adapters (Gas) , Aldrich Gas Equipment , Gas Equipment Adapters , Gas Equipment Product Guide , Gas Lecture Bottle Accessories , Labware , Manufacturer Browser |  | inlet and outlet CGA 110/180,brass | , |  |  | inlet and outlet CGA 110/180,brass
,stainless steel,,,,, | Z147125 |  | Aldrich | Lecture bottle adapter, CGA to CGA |  | ,,,, | Adapters , Aldrich , Aldrich Adapters (Gas) , Aldrich Gas Equipment , Gas Equipment Adapters , Gas Equipment Product Guide , Gas Lecture Bottle Accessories , Labware , Manufacturer Browser |  | inlet and outlet CGA 110/180,stainless steel | , |  |  | inlet and outlet CGA 110/180,stainless steel
,inlet and outlet CGA 180 male for female 1/4 in. NPT, brass,,,,, | Z147303 |  | Aldrich | Lecture bottle adapter, CGA to NPT |  | ,,,, | Adapters , Aldrich , Aldrich Adapters (Gas) , Aldrich Gas Equipment , Gas Equipment Adapters , Gas Equipment Product Guide , Gas Lecture Bottle Accessories , Labware , Manufacturer Browser |  | inlet and outlet CGA 180 male for female 1/4 in. NPT,brass | , |  |  | inlet and outlet CGA 180 male for female 1/4 in. NPT,brass
,brass,,,,, | Z147311 |  | Aldrich | Lecture-bottle adapter, NPT to NPT |  | ,,,, | Adapters , Aldrich , Aldrich Adapters (Gas) , Aldrich Gas Equipment , Gas Equipment Adapters , Gas Equipment Product Guide , Gas Lecture Bottle Accessories , Labware , Manufacturer Browser |  | 1/4 in. × 1/4 in.,brass | , |  |  | 1/4 in. × 1/4 in.,brass
,stainless steel,,,,, | Z147338 |  | Aldrich | Lecture-bottle adapter, NPT to NPT |  | ,,,, | Adapters , Aldrich , Aldrich Adapters (Gas) , Aldrich Gas Equipment , Gas Equipment Adapters , Gas Equipment Product Guide , Gas Lecture Bottle Accessories , Labware , Manufacturer Browser |  | 1/4 in. × 1/4 in.,stainless steel | , |  |  | 1/4 in. × 1/4 in.,stainless steel
,brass, hose outlet I.D. 1/4 in.,,,,, | Z146943 |  | Aldrich | Lecture-bottle control valve |  | ,,,, | Aldrich , Aldrich Gas Equipment , Aldrich Valves (Gas) , Gas Equipment Product Guide , Gas Lecture Bottle Accessories , Labware , Lecture-bottle control valve , Manufacturer Browser |  | 3,000 psi pressure range (@ 70°F),brass,-65-250 °F temperature (-54-120 °C),1/4 in. | , |  |  | 3,000 psi pressure range (@ 70°F),brass,-65-250 °F temperature (-54-120 °C),1/4 in.
,stainless steel, hose outlet I.D. 1/4 in.,,,,, | Z146951 |  | Aldrich | Lecture-bottle control valve |  | ,,,, | Aldrich , Aldrich Gas Equipment , Aldrich Valves (Gas) , Gas Equipment Product Guide , Gas Lecture Bottle Accessories , Labware , Lecture-bottle control valve , Manufacturer Browser |  | 3,000 psi pressure range (@ 70°F),stainless steel,-65-250 °F temperature (-54-120 °C),1/4 in. | , |  |  | 3,000 psi pressure range (@ 70°F),stainless steel,-65-250 °F temperature (-54-120 °C),1/4 in.
,Monel ® , hose outlet I.D. 1/4 in.,,,,, | Z146978 |  | Aldrich | Lecture-bottle control valve |  | ,,,, | Aldrich , Aldrich Gas Equipment , Aldrich Valves (Gas) , Gas Equipment Product Guide , Gas Lecture Bottle Accessories , Labware , Lecture-bottle control valve , Manufacturer Browser |  | 3,000 psi pressure range (@ 70°F),Monel ®,-65-250 °F temperature (-54-120 °C),1/4 in. | , |  |  | 3,000 psi pressure range (@ 70°F),Monel ®,-65-250 °F temperature (-54-120 °C),1/4 in.
,tube outlet O.D. 1/4 in., stainless steel,,,,, | Z187224 |  | Aldrich | Lecture-bottle control valve with compression fitting |  | ,,,, | Aldrich , Aldrich Gas Equipment , Aldrich Valves (Gas) , Gas Equipment Product Guide , Gas Lecture Bottle Accessories , Labware , Lecture-bottle control valve , Manufacturer Browser |  | 1/4 in.,stainless steel | , |  |  | 1/4 in.,stainless steel
,CGA Inlet size 110,,,,, | Z146986 |  | Aldrich | PTFE sealing washers |  | ,,,, | Aldrich , Aldrich Gas Equipment , Aldrich Regulators (Gas) , Gas Equipment Product Guide , Gas Lecture Bottle Accessories , Labware , Manufacturer Browser |  | pkg of 25 ea,110 | , |  |  | pkg of 25 ea,110
,CGA Inlet size 170,,,,, | Z513105 |  | Aldrich | PTFE sealing washers |  | ,,,, | Aldrich , Aldrich Gas Equipment , Aldrich Regulators (Gas) , Gas Equipment Product Guide , Gas Lecture Bottle Accessories , Labware , Manufacturer Browser |  | pkg of 25 ea,170 | , |  |  | pkg of 25 ea,170
,CGA Inlet size 180,,,,, | Z146994 |  | Aldrich | PTFE sealing washers |  | ,,,, | Aldrich , Aldrich Gas Equipment , Aldrich Regulators (Gas) , Gas Equipment Product Guide , Gas Lecture Bottle Accessories , Labware , Manufacturer Browser |  | pkg of 25 ea,180 | , |  |  | pkg of 25 ea,180
,tee-purge, stainless steel, inlet 1/4 in. male NPT,,,,, | Z259713 |  | Aldrich | Purge assemblies |  | ,,,, | Aldrich , Aldrich Gas Equipment , Aldrich Valves (Gas) , Gas Equipment Product Guide , Gas Lecture Bottle Accessories , Labware , Manufacturer Browser , Purge assemblies |  | inlet 1/4 in. male NPT,stainless steel,tee-purge | , |  |  | inlet 1/4 in. male NPT,stainless steel,tee-purge
,CGA Inlet size 170,,,,, | Z512982 |  | Aldrich | "T"-purge valve | (PDF) | ,,,, | Aldrich , Aldrich Gas Equipment , Aldrich Valves (Gas) , Gas Equipment Product Guide , Gas Lecture Bottle Accessories , Labware , Manufacturer Browser , T-purge valve |  | ≤3,000 psig pressure,170 | , |  |  | ≤3,000 psig pressure,170
,CGA Inlet size 180,,,,, | Z151661 |  | Aldrich | "T"-purge valve | (PDF) | ,,,, | Aldrich , Aldrich Gas Equipment , Aldrich Valves (Gas) , Gas Equipment Product Guide , Gas Lecture Bottle Accessories , Labware , Manufacturer Browser , T-purge valve |  | ≤3,000 psig pressure,180 | , |  |  | ≤3,000 psig pressure,180
,CGA Inlet size 330,,,,, | Z748145 |  | Aldrich | "T"-purge valve |  | ,,,, | Aldrich , Aldrich Gas Equipment , Aldrich Valves (Gas) , Gas Equipment Product Guide , Gas Lecture Bottle Accessories , Labware , Manufacturer Browser , T-purge valve |  | 330,suitable for (for safety regulators),≤3,000 psig pressure | , |  |  | 330,suitable for (for safety regulators),≤3,000 psig pressure
,CGA Inlet size 660,,,,, | Z748153 |  | Aldrich | "T"-purge valve |  | ,,,, | Aldrich , Aldrich Gas Equipment , Aldrich Valves (Gas) , Gas Equipment Product Guide , Gas Lecture Bottle Accessories , Labware , Manufacturer Browser , T-purge valve |  | 660,suitable for (for safety regulators),≤3,000 psig pressure | , |  |  | 660,suitable for (for safety regulators),≤3,000 psig pressure
,For Z146722,,,,, | Z146749 |  | Aldrich | Replacement ferrules for Swagelok ® tube connector |  | ,,,, | Adapters , Gas Equipment Adapters , Gas Equipment Product Guide , Gas Lecture Bottle Accessories , Labware |  | female (front and back) | , |  |  | female (front and back)
,For Z146730,,,,, | Z146757 |  | Aldrich | Replacement ferrules for Swagelok ® tube connector |  | ,,,, | Adapters , Gas Equipment Adapters , Gas Equipment Product Guide , Gas Lecture Bottle Accessories , Labware |  | female (front and back) | , |  |  | female (front and back)
,For Z146781,,,,, | Z146765 |  | Aldrich | Replacement ferrules for Swagelok ® tube connector |  | ,,,, | Adapters , Gas Equipment Adapters , Gas Equipment Product Guide , Gas Lecture Bottle Accessories , Labware |  | female (front and back) | , |  |  | female (front and back)
,For Z146803,,,,, | Z146773 |  | Aldrich | Replacement ferrules for Swagelok ® tube connector |  | ,,,, | Adapters , Gas Equipment Adapters , Gas Equipment Product Guide , Gas Lecture Bottle Accessories , Labware |  | female (front and back) | , |  |  | female (front and back)
,brass, for tubing o.d., 1/8 in.,,,,, | Z146722 |  | Aldrich | Swagelok ® tube connector |  | ,,,, | Adapters , Gas Equipment Adapters , Gas Equipment Product Guide , Gas Lecture Bottle Accessories , Labware |  | brass,for tubing o.d. 1/8 in. | , |  |  | brass,for tubing o.d. 1/8 in.
,stainless steel, for tubing o.d., 1/8 in.,,,,, | Z146730 |  | Aldrich | Swagelok ® tube connector |  | ,,,, | Adapters , Gas Equipment Adapters , Gas Equipment Product Guide , Gas Lecture Bottle Accessories , Labware |  | stainless steel,for tubing o.d. 1/8 in. | , |  |  | stainless steel,for tubing o.d. 1/8 in.
,brass, for tubing o.d., 1/4 in.,,,,, | Z146781 |  | Aldrich | Swagelok ® tube connector |  | ,,,, | Adapters , Gas Equipment Adapters , Gas Equipment Product Guide , Gas Lecture Bottle Accessories , Labware |  | brass,for tubing o.d. 1/4 in. | , |  |  | brass,for tubing o.d. 1/4 in.
,stainless steel, for tubing o.d., 1/4 in.,,,,, | Z146803 |  | Aldrich | Swagelok ® tube connector |  | ,,,, | Adapters , Gas Equipment Adapters , Gas Equipment Product Guide , Gas Lecture Bottle Accessories , Labware |  | stainless steel,for tubing o.d. 1/4 in. | , |  |  | stainless steel,for tubing o.d. 1/4 in.
,for non-corrosive gases, brass regulator,,,,, | Z562599 |  | Aldrich | Aldrich ® lecture-bottle station |  | ,,,, | Aldrich , Aldrich Dispensing Stations Gas , Aldrich Gas Equipment , Gas Equipment Product Guide , Gas Lecture Bottle Stations , Labware , Manufacturer Browser |  | 14 in. × 12 in. × 8 1/2 in.,brass regulator,180 | , |  |  | 14 in. × 12 in. × 8 1/2 in.,brass regulator,180
,for high-purity gases, stainless steel regulator,,,,, | Z562602 |  | Aldrich | Aldrich ® lecture-bottle station |  | ,,,, | Aldrich , Aldrich Dispensing Stations Gas , Aldrich Gas Equipment , Gas Equipment Product Guide , Gas Lecture Bottle Stations , Labware , Manufacturer Browser |  | 14 in. × 12 in. × 8 1/2 in.,stainless steel regulator,180 | , |  |  | 14 in. × 12 in. × 8 1/2 in.,stainless steel regulator,180
,for mildly corrosive gases,,,,, | Z562610 |  | Aldrich | Aldrich ® lecture-bottle station |  | ,,,, | Aldrich , Aldrich Dispensing Stations Gas , Aldrich Gas Equipment , Gas Equipment Product Guide , Gas Lecture Bottle Stations , Labware , Manufacturer Browser |  | 16 in. × 12 in. × 8 1/2 in.,180 | , |  |  | 16 in. × 12 in. × 8 1/2 in.,180
,for corrosive gases, Monel ® regulator with cross-purge valve,,,,, | Z562629 |  | Aldrich | Aldrich ® lecture-bottle station |  | ,,,, | Aldrich , Aldrich Dispensing Stations Gas , Aldrich Gas Equipment , Gas Equipment Product Guide , Gas Lecture Bottle Stations , Labware , Manufacturer Browser |  | 16 in. × 12 in. × 8 1/2 in.,Monel ® regulator with cross-purge valve,Outlet flow coefficient (Cv): 0.129,180 | , |  |  | 16 in. × 12 in. × 8 1/2 in.,Monel ® regulator with cross-purge valve,Outlet flow coefficient (Cv): 0.129,180
,for general service and storage,,,,, | Z562637 |  | Aldrich | Aldrich ® lecture-bottle station |  | ,,,, | Aldrich , Aldrich Dispensing Stations Gas , Aldrich Gas Equipment , Gas Equipment Product Guide , Gas Lecture Bottle Stations , Labware , Manufacturer Browser |  | 12 in. × 12 in. × 8 1/2 in.,180 | , |  |  | 12 in. × 12 in. × 8 1/2 in.,180
,CGA × NPTM 170 × 1/8 in.,,,,, | Z564478 |  | Aldrich | CGA adapter for Aldrich ® Lecture Bottle Stations |  | ,,,, | Gas Equipment Product Guide , Gas Lecture Bottle Stations , Labware |  | 170 × 1/8 in.,316 stainless steel | , |  |  | 170 × 1/8 in.,316 stainless steel
,CGA × NPTM 330 × 1/4 in.,,,,, | Z564486 |  | Aldrich | CGA adapter for Aldrich ® Lecture Bottle Stations |  | ,,,, | Gas Equipment Product Guide , Gas Lecture Bottle Stations , Labware |  | 330 × 1/4 in.,316 stainless steel | , |  |  | 330 × 1/4 in.,316 stainless steel
,CGA × NPTM 350 × 1/4 in.,,,,, | Z564494 |  | Aldrich | CGA adapter for Aldrich ® Lecture Bottle Stations |  | ,,,, | Gas Equipment Product Guide , Gas Lecture Bottle Stations , Labware |  | 350 × 1/4 in.,316 stainless steel | , |  |  | 350 × 1/4 in.,316 stainless steel
,CGA × NPTM 660 × 1/4 in.,,,,, | Z564508 |  | Aldrich | CGA adapter for Aldrich ® Lecture Bottle Stations |  | ,,,, | Gas Equipment Product Guide , Gas Lecture Bottle Stations , Labware |  | 660 × 1/4 in.,316 stainless steel | , |  |  | 660 × 1/4 in.,316 stainless steel
,CGA170/CGA180 to NPT,,,,, | Z564516 |  | Aldrich | Lecture bottle 4-way wrench |  | ,,,, | Gas Equipment Product Guide , Gas Lecture Bottle Stations , Labware |  |  | ,
,1/4 in. I.D. hose connections,,,,, | Z566454 |  | Aldrich | Aldrich ® Cool/Heat coil for Sure/Pac ™ station |  | ,,,, | Air-Sensitive Chemistry , Dispensing and Storage , Labware , Sure/Pac station |  |  | ,
,portable station, weight 4 lb,,,,, | Z566446 |  | Aldrich | Aldrich ® Sure/Pac ™ station for liquefied gases | (PDF) | ,,,, | Air-Sensitive Chemistry , Dispensing and Storage , Labware , Sure/Pac station |  | 10 in. × 4 in. × 3½ in.,4 lb | , |  |  | 10 in. × 4 in. × 3½ in.,4 lb
Replacement cylinder adapter for Aldrich ® Sure/Pac ™ station,1 / 4 in. NPTF x JIC flare,,,,, | Z566462 |  | Aldrich | Cylinder adapter for Aldrich Sure/Pac ™ station |  | ,,,, | Air-Sensitive Chemistry , Dispensing and Storage , Labware , Sure/Pac station |  |  | ,
,polypropylene, pkg of 5 ea,,,,, | Z763306 |  | Aldrich | Aldrich ® Sure/Seal ™ cap with hole |  | ,,,, | Air-Sensitive Chemistry , Dispensing and Storage , Labware , Sure/Seal Bottle System |  | pkg of 5 ea,polypropylene | , |  |  | pkg of 5 ea,polypropylene
,with PTFE-faced EPDM rubber septum, PTFE body, Joint: 24/40,,,,, | Z763276 |  | Aldrich | Aldrich ® Sure/Seal ™ joint adapter |  | ,,,, | Air-Sensitive Chemistry , Dispensing and Storage , Labware , Sure/Seal Bottle System |  | Joint: 24/40,PTFE body | , |  |  | Joint: 24/40,PTFE body
,with PTFE-faced EPDM rubber septum, PTFE body, Joint: 14/20,,,,, | Z763284 |  | Aldrich | Aldrich ® Sure/Seal ™ joint adapter |  | ,,,, | Air-Sensitive Chemistry , Dispensing and Storage , Labware , Sure/Seal Bottle System |  | Joint: 14/20,PTFE body | , |  |  | Joint: 14/20,PTFE body
,pkg of 10 ea,,,,, | Z763292 |  | Aldrich | Aldrich ® Sure/Seal ™ septa, EPDM rubber with PTFE face |  | ,,,, | Air-Sensitive Chemistry , Dispensing and Storage , Labware , Sure/Seal Bottle System |  | pkg of 10 ea | , |  |  | pkg of 10 ea
,capacity 500 mL, amber glass,,,,, | Z567140 |  | Aldrich | Sure/Seal ™ bottles |  | ,,,, | Air-Sensitive Chemistry , Dispensing and Storage , Labware , Sure/Seal Bottle System |  | pkg of 12 ea,amber glass,500 mL | , |  |  | pkg of 12 ea,amber glass,500 mL
,pkg of 50 ea,,,,, | Z569798 |  | Aldrich | Sure/Seal ™ polypropylene overcaps |  | ,,,, | Air-Sensitive Chemistry , Dispensing and Storage , Labware , Sure/Seal Bottle System |  | pkg of 50 ea | , |  |  | pkg of 50 ea
,accordion sleeves, natural rubber gloves, port size 8 in., size 8,,,,, | Z170089 |  | Aldrich | Dry-box glove/sleeve assembly |  | ,,,, | Glove Box Sleeves , Glove Boxes , Labware |  | reusable,Sigma-Aldrich,~0.018 in.,natural rubber gloves,powder-free,8 in.,21 in.,pkg of 2 sleeves,8,non-sterile,0.025 in. | , |  |  | reusable,Sigma-Aldrich,~0.018 in.,natural rubber gloves,powder-free,8 in.,21 in.,pkg of 2 sleeves,8,non-sterile,0.025 in.
,accordion sleeves, natural rubber gloves, port size 8 in., size 9,,,,, | Z170097 |  | Aldrich | Dry-box glove/sleeve assembly |  | ,,,, | Glove Box Sleeves , Glove Boxes , Labware |  | reusable,Sigma-Aldrich,~0.018 in.,natural rubber gloves,powder-free,8 in.,21 in.,pkg of 2 sleeves,9,non-sterile,0.025 in. | , |  |  | reusable,Sigma-Aldrich,~0.018 in.,natural rubber gloves,powder-free,8 in.,21 in.,pkg of 2 sleeves,9,non-sterile,0.025 in.
,accordion sleeves, natural rubber gloves, port size 8 in., size 10,,,,, | Z170100 |  | Aldrich | Dry-box glove/sleeve assembly |  | ,,,, | Glove Box Sleeves , Glove Boxes , Labware |  | reusable,Sigma-Aldrich,~0.018 in.,natural rubber gloves,powder-free,8 in.,21 in.,pkg of 2 sleeves,10,non-sterile,0.025 in. | , |  |  | reusable,Sigma-Aldrich,~0.018 in.,natural rubber gloves,powder-free,8 in.,21 in.,pkg of 2 sleeves,10,non-sterile,0.025 in.
,neoprene gloves, straight sleeves, port size 6 in., size 8,,,,, | Z187283 |  | Aldrich | Dry-box glove/sleeve assembly |  | ,,,, | Glove Box Sleeves , Glove Boxes , Labware |  | reusable,Sigma-Aldrich,~0.018 in.,neoprene gloves,latex free,6 in.,21 in.,pkg of 2 sleeves,8,non-sterile,0.025 in. | , |  |  | reusable,Sigma-Aldrich,~0.018 in.,neoprene gloves,latex free,6 in.,21 in.,pkg of 2 sleeves,8,non-sterile,0.025 in.
,straight sleeves, neoprene gloves, port size 6 in., size 9,,,,, | Z187747 |  | Aldrich | Dry-box glove/sleeve assembly |  | ,,,, | Glove Box Sleeves , Glove Boxes , Labware |  | reusable,Sigma-Aldrich,~0.018 in.,neoprene gloves,latex free,6 in.,21 in.,pkg of 2 sleeves,9,non-sterile,0.025 in. | , |  |  | reusable,Sigma-Aldrich,~0.018 in.,neoprene gloves,latex free,6 in.,21 in.,pkg of 2 sleeves,9,non-sterile,0.025 in.
,straight sleeves, neoprene gloves, port size 6 in., size 10,,,,, | Z187755 |  | Aldrich | Dry-box glove/sleeve assembly |  | ,,,, | Glove Box Sleeves , Glove Boxes , Labware |  | reusable,Sigma-Aldrich,~0.018 in.,neoprene gloves,latex free,6 in.,21 in.,pkg of 2 sleeves,10,non-sterile,0.025 in. | , |  |  | reusable,Sigma-Aldrich,~0.018 in.,neoprene gloves,latex free,6 in.,21 in.,pkg of 2 sleeves,10,non-sterile,0.025 in.
,straight sleeves, neoprene gloves, port size 8 in., size 8,,,,, | Z187275 |  | Aldrich | Dry-box glove/sleeve assembly |  | ,,,, | Glove Box Sleeves , Glove Boxes , Labware |  | reusable,Sigma-Aldrich,~0.018 in.,neoprene gloves,latex free,8 in.,21 in.,pkg of 2 sleeves,8,non-sterile,0.025 in. | , |  |  | reusable,Sigma-Aldrich,~0.018 in.,neoprene gloves,latex free,8 in.,21 in.,pkg of 2 sleeves,8,non-sterile,0.025 in.
,neoprene gloves, straight sleeves, port size 8 in., size 9,,,,, | Z187720 |  | Aldrich | Dry-box glove/sleeve assembly |  | ,,,, | Glove Box Sleeves , Glove Boxes , Labware |  | reusable,Sigma-Aldrich,~0.018 in.,neoprene gloves,latex free,8 in.,21 in.,pkg of 2 sleeves,9,non-sterile,0.025 in. | , |  |  | reusable,Sigma-Aldrich,~0.018 in.,neoprene gloves,latex free,8 in.,21 in.,pkg of 2 sleeves,9,non-sterile,0.025 in.
,straight sleeves, neoprene gloves, port size 8 in., size 10,,,,, | Z187739 |  | Aldrich | Dry-box glove/sleeve assembly |  | ,,,, | Glove Box Sleeves , Glove Boxes , Labware |  | reusable,Sigma-Aldrich,~0.018 in.,neoprene gloves,latex free,8 in.,21 in.,pkg of 2 sleeves,10,non-sterile,0.025 in. | , |  |  | reusable,Sigma-Aldrich,~0.018 in.,neoprene gloves,latex free,8 in.,21 in.,pkg of 2 sleeves,10,non-sterile,0.025 in.
,size 8, port size 6 in.,,,,, | Z187313 |  | Aldrich | Economical neoprene dry-box gloves |  | ,,,, | Glove Box Sleeves , Glove Boxes , Labware |  | reusable,Sigma-Aldrich,black,neoprene,latex free,6 in.,pkg of 1 pair,3000 psi tensile strength (approx),27 in. × 0.015 in.,non-sterile,8 | , |  |  | reusable,Sigma-Aldrich,black,neoprene,latex free,6 in.,pkg of 1 pair,3000 psi tensile strength (approx),27 in. × 0.015 in.,non-sterile,8
,size 9, port size 6 in.,,,,, | Z187798 |  | Aldrich | Economical neoprene dry-box gloves |  | ,,,, | Glove Box Sleeves , Glove Boxes , Labware |  | reusable,Sigma-Aldrich,black,neoprene,latex free,6 in.,pkg of 1 pair,3000 psi tensile strength (approx),27 in. × 0.015 in.,non-sterile,9 | , |  |  | reusable,Sigma-Aldrich,black,neoprene,latex free,6 in.,pkg of 1 pair,3000 psi tensile strength (approx),27 in. × 0.015 in.,non-sterile,9
,size 10, port size 6 in.,,,,, | Z187801 |  | Aldrich | Economical neoprene dry-box gloves |  | ,,,, | Glove Box Sleeves , Glove Boxes , Labware |  | reusable,Sigma-Aldrich,black,neoprene,latex free,6 in.,pkg of 1 pair,3000 psi tensile strength (approx),27 in. × 0.015 in.,non-sterile,10 | , |  |  | reusable,Sigma-Aldrich,black,neoprene,latex free,6 in.,pkg of 1 pair,3000 psi tensile strength (approx),27 in. × 0.015 in.,non-sterile,10
,size 8, port size 8 in.,,,,, | Z187305 |  | Aldrich | Economical neoprene dry-box gloves |  | ,,,, | Glove Box Sleeves , Glove Boxes , Labware |  | reusable,Sigma-Aldrich,black,neoprene,latex free,8 in.,pkg of 1 pair,3000 psi tensile strength (approx),27 in. × 0.015 in.,non-sterile,8 | , |  |  | reusable,Sigma-Aldrich,black,neoprene,latex free,8 in.,pkg of 1 pair,3000 psi tensile strength (approx),27 in. × 0.015 in.,non-sterile,8
,size 9, port size 8 in.,,,,, | Z170062 |  | Aldrich | Economical neoprene dry-box gloves |  | ,,,, | Glove Box Sleeves , Glove Boxes , Labware |  | reusable,Sigma-Aldrich,black,neoprene,latex free,8 in.,pkg of 1 pair,3000 psi tensile strength (approx),27 in. × 0.015 in.,non-sterile,9 | , |  |  | reusable,Sigma-Aldrich,black,neoprene,latex free,8 in.,pkg of 1 pair,3000 psi tensile strength (approx),27 in. × 0.015 in.,non-sterile,9
,size 10, port size 8 in.,,,,, | Z170070 |  | Aldrich | Economical neoprene dry-box gloves |  | ,,,, | Glove Box Sleeves , Glove Boxes , Labware |  | reusable,Sigma-Aldrich,black,neoprene,latex free,8 in.,pkg of 1 pair,3000 psi tensile strength (approx),27 in. × 0.015 in.,non-sterile,10 | , |  |  | reusable,Sigma-Aldrich,black,neoprene,latex free,8 in.,pkg of 1 pair,3000 psi tensile strength (approx),27 in. × 0.015 in.,non-sterile,10
,black butyl rubber, thickness 15 mil (0.015 in.),,,,, | Z187348 |  | Aldrich | One-piece dry-box gloves and sleeves |  | ,,,, | Glove Box Sleeves , Glove Boxes , Labware |  | reusable,Sigma-Aldrich,9 3/4 , circumference, measured around the widest part of the hand,black butyl rubber,latex free,8 in.,32 in.,pkg of 1 pair,15 mil (0.015 in.),non-sterile | , |  |  | reusable,Sigma-Aldrich,9 3/4 , circumference, measured around the widest part of the hand,black butyl rubber,latex free,8 in.,32 in.,pkg of 1 pair,15 mil (0.015 in.),non-sterile
,white Hypalon ® , thickness 15 mil (0.015 in.),,,,, | Z187321 |  | Aldrich | One-piece dry-box gloves and sleeves |  | ,,,, | Glove Box Sleeves , Glove Boxes , Labware |  | reusable,Sigma-Aldrich,9 3/4 , circumference, measured around the widest part of the hand,white Hypalon ®,powder-free,8 in.,32 in.,pkg of 1 pair,15 mil (0.015 in.),non-sterile | , |  |  | reusable,Sigma-Aldrich,9 3/4 , circumference, measured around the widest part of the hand,white Hypalon ®,powder-free,8 in.,32 in.,pkg of 1 pair,15 mil (0.015 in.),non-sterile
,accordion sleeves, natural rubber, port size 8 in.,,,,, | Z189685 |  | Aldrich | Sleeves for dry box glove and sleeve assembly |  | ,,,, | Glove Box Sleeves , Glove Boxes , Labware |  | reusable,Sigma-Aldrich,natural rubber,powder-free,8 in.,package of 1 pair,non-sterile | , |  |  | reusable,Sigma-Aldrich,natural rubber,powder-free,8 in.,package of 1 pair,non-sterile
,straight sleeves, neoprene, port size 6 in.,,,,, | Z189707 |  | Aldrich | Sleeves for dry box glove and sleeve assembly |  | ,,,, | Glove Box Sleeves , Glove Boxes , Labware |  | reusable,Sigma-Aldrich,neoprene,latex free,6 in.,package of 1 pair,non-sterile | , |  |  | reusable,Sigma-Aldrich,neoprene,latex free,6 in.,package of 1 pair,non-sterile
,straight sleeves, neoprene, port size 8 in.,,,,, | Z189693 |  | Aldrich | Sleeves for dry box glove and sleeve assembly |  | ,,,, | Glove Box Sleeves , Glove Boxes , Labware |  | reusable,Sigma-Aldrich,neoprene,latex free,8 in.,package of 1 pair,non-sterile | , |  |  | reusable,Sigma-Aldrich,neoprene,latex free,8 in.,package of 1 pair,non-sterile
,port O.D. 6 in.,,,,, | Z566284 |  | Aldrich | Clamping rings for glove box ports |  | ,,,, | Glove Boxes , Labware , Scienceware Glove Boxes |  | Bel-Art, H50029-0200,for glove boxes and Techni-Dome ® 6 in. O.D. | , |  |  | Bel-Art, H50029-0200,for glove boxes and Techni-Dome ® 6 in. O.D.
,port O.D. 8 in.,,,,, | Z748110 |  | Aldrich | Clamping rings for glove box ports |  | ,,,, | Glove Boxes , Labware , Scienceware Glove Boxes |  | pkg of 1 ea (1 ring per bag),Bel-Art, H50025-0320,8 in. | , |  |  | pkg of 1 ea (1 ring per bag),Bel-Art, H50025-0320,8 in.
,pkg of 1 ea,,,,, | Z169951 |  | Aldrich | Scienceware ® glove box air lock |  | ,,,, | Bel-Art , Bel-Art Glove Bags & Boxes , Glove Boxes , Labware , Manufacturer Browser , Scienceware Glove Boxes |  | pkg of 1 ea,Bel-Art,A | , |  |  | pkg of 1 ea,Bel-Art,A
,iris port,,,,, | Z170119 |  | Aldrich | Scienceware ® glove box bare-hand port |  | ,,,, | Bel-Art , Bel-Art Glove Bags & Boxes , Glove Boxes , Labware , Manufacturer Browser , Scienceware Glove Boxes |  | Bel-Art,E | , |  |  | Bel-Art,E
,port diam. 20.3 cm, Z169943,,,,, | Z169994 |  | Aldrich | Scienceware ® glove box hand-port cover |  | ,,,Z169943, | Bel-Art , Bel-Art Glove Bags & Boxes , Glove Boxes , Labware , Manufacturer Browser , Scienceware Glove Boxes |  | pkg of 2 ea,Bel-Art, 500250008,20.3 cm | , |  |  | pkg of 2 ea,Bel-Art, 500250008,Z169943,20.3 cm
,port I.D. 6 in.,,,,, | Z513520 |  | Aldrich | Scienceware ® portable glove box system |  | ,,,, | Bel-Art , Bel-Art Glove Bags & Boxes , Glove Boxes , Labware , Manufacturer Browser , Scienceware Glove Boxes |  | 27 in. × 13 in. × 22 in.,6 in.,38 lb | , |  |  | 27 in. × 13 in. × 22 in.,6 in.,38 lb
,unobstructed viewing from any angle,,,,, | Z564869 |  | Aldrich | Secador ® Techni-Dome ® 360 glove chamber |  | ,,,, | Desiccator Cabinets , Desiccators and Desiccants , Glove Boxes , Labware , Scienceware Glove Boxes |  | 6 in.,Bel-Art, F50030-0000,65 L,22 in. (60 cm) × 22 in. (60 cm),5 kg | , |  |  | 6 in.,Bel-Art, F50030-0000,65 L,22 in. (60 cm) × 22 in. (60 cm),5 kg
,a clear acrylic glove box which features a large side entry, gasketed door, and a shelf rack,,,,, | Z260517 |  | Aldrich | sidEntry ™ glove box |  | ,,,, | Bel-Art , Bel-Art Glove Bags & Boxes , Glove Boxes , Labware , Manufacturer Browser , Scienceware Glove Boxes |  | Bel-Art, H50026-0000,30 in. × 24 in. × 24 in. | , |  |  | Bel-Art, H50026-0000,30 in. × 24 in. × 24 in.
,,C,,,MFCD22666553, | 795224 | 1104637-48-0 | Aldrich | trans -1-Butenylboronic acid MIDA ester |  | ,,,, | Alkenyl MIDA Boronates , Boronic Acids and Derivatives , Chemical Synthesis , MIDA Boronates , New Products for Chemical Synthesis , Organometallic Reagents |  |  | ,
,,C,,,MFCD18909190, | 793701 | 1227700-47-1 | Aldrich | 5- Trifluoromethyl- 2- pyridylboronic acid MIDA ester | (PDF) | ,,,207-212 °C, | Chemical Synthesis , New Products for Chemical Synthesis , Organometallic Reagents |  | solid | , |  |  | 207-212 °C,solid
Methylmagnesium bromide solution,1.0 M in dibutyl ether,CH,3535220,,MFCD00000041,24858252 | 302430 | 75-16-1 | Aldrich | 甲基溴化镁 溶液 | (PDF) | ,,,,0.856 g/mL at 25 °C | Acids & Bases , Alkyl , Bases , Chemical Synthesis , Grignard Reagents , Organic Bases , Organometallic Reagents , Synthetic Reagents |  | 1.0 M in dibutyl ether | , |  |  | 1.0 M in dibutyl ether,0.856 g/mL at 25 °C
Methylmagnesium bromide solution,3.0 M in diethyl ether,CH,3535220,,MFCD00000041, | 257087 | 75-16-1 | Aldrich | 甲基溴化镁 溶液 | (PDF) | ,,,,1.035 g/mL at 25 °C | Acids & Bases , Alkyl , Bases , Chemical Synthesis , Grignard Reagents , Organic Bases , Organometallic Reagents , Synthetic Reagents |  | 3.0 M in diethyl ether | , |  |  | 3.0 M in diethyl ether,1.035 g/mL at 25 °C
Methylmagnesium bromide solution,1.4 M in THF: toluene (1:3),CH,3535220,,MFCD00000041,24857032 | 282235 | 75-16-1 | Aldrich | 甲基溴化镁 溶液 |  | ,,,,1.018 g/mL at 25 °C | Acids & Bases , Alkyl , Bases , Chemical Synthesis , Grignard Reagents , Organic Bases , Organometallic Reagents , Synthetic Reagents |  | 1.4 M in THF: toluene (1:3) | , |  |  | 1.4 M in THF: toluene (1:3),1.018 g/mL at 25 °C
Methylmagnesium bromide solution,~3.4 M in 2- methyltetrahydrofuran,CH,3535220,,MFCD00000041, | 703583 | 75-16-1 | Aldrich | 甲基溴化镁 溶液 | (PDF) | ,,78-80 °C/760 mmHg,,1.117 g/mL at 25 °C | Alkyl , Chemical Synthesis , Grignard Reagents , Organometallic Reagents |  | Catalysis,~3.4 M in 2-methyltetrahydrofuran | , |  |  | Catalysis,~3.4 M in 2-methyltetrahydrofuran,78-80 °C/760 mmHg,1.117 g/mL at 25 °C
Methylmagnesium chloride solution,technical, ~3 M in THF,CH,3587199,,MFCD00000468,24885372 | 67743 | 676-58-4 | Fluka | 甲基氯化镁 溶液 |  | ,,,,1.010 g/mL at 20 °C | Acids & Bases , Alkyl , Bases , Chemical Synthesis , Grignard Reagents , Organic Bases , Organometallic Reagents , Synthetic Reagents |  | technical,~3 M in THF | , |  |  | technical,~3 M in THF,1.010 g/mL at 20 °C
Methyl-d 3 -magnesium iodide solution,1.0 M in diethyl ether, 99 atom % D,CD,3587273,,MFCD00001027,24857634 | 293091 | 41251-37-0 | Aldrich | 甲基-d 3 -碘化镁 溶液 |  | ,,,,0.871 g/mL at 25 °C | Acids & Bases , Alkyl , Bases , Chemical Synthesis , Grignard Reagents , Organic Bases , Organometallic Reagents , Synthetic Reagents |  | 1.0 M in diethyl ether,99 atom % D,M+3 | , |  |  | 0.871 g/mL at 25 °C,1.0 M in diethyl ether,99 atom % D,M+3
Methylmagnesium iodide solution,3.0 M in diethyl ether,CH,1209226,,MFCD00001026,24855379 | 254363 | 917-64-6 | Aldrich | 甲基碘化镁 溶液 | (PDF) | ,,,,1.261 g/mL at 25 °C | Acids & Bases , Alkyl , Bases , Chemical Synthesis , Grignard Reagents , Organic Bases , Organometallic Reagents , Synthetic Reagents |  | 3.0 M in diethyl ether | , |  |  | 3.0 M in diethyl ether,1.261 g/mL at 25 °C
Methylmagnesium iodide solution,3.0 M in diethyl ether,CH,1209226,,MFCD00001026,24855568 | 257109 | 917-64-6 | Aldrich | 甲基碘化镁 溶液 | (PDF) | ,,,,1.261 g/mL at 25 °C | Acids & Bases , Alkyl , Bases , Chemical Synthesis , Grignard Reagents , Organic Bases , Organometallic Reagents , Synthetic Reagents |  | 3.0 M in diethyl ether | , |  |  | 3.0 M in diethyl ether,1.261 g/mL at 25 °C
Ethynylmagnesium bromide solution,0.5 M in THF,HC≡CMgBr,3600874,,MFCD00075342,24861376 | 346152 | 4301-14-8 | Aldrich | 乙炔基溴化镁 溶液 | (PDF) | ,,,2-8°C,0.94 g/mL at 25 °C | Alkynyl , Chemical Synthesis , Grignard Reagents , Organometallic Reagents |  | 0.5 M in THF | , |  |  | 2-8°C,0.5 M in THF,0.94 g/mL at 25 °C
Ethynylmagnesium chloride solution,0.5 M in THF,CH≡CMgCl,,,MFCD00075343,24861377 | 346160 | 65032-27-1 | Aldrich | 乙炔基氯化镁 溶液 | (PDF) | ,,,2-8°C,0.921 g/mL at 25 °C | Alkynyl , Chemical Synthesis , Grignard Reagents , Organometallic Reagents |  | 0.5 M in THF | , |  |  | 2-8°C,0.5 M in THF,0.921 g/mL at 25 °C
Vinylmagnesium bromide solution,1.0 M in THF,CH,3535841,,MFCD00000042,24853507 | 225584 | 1826-67-1 | Aldrich | 乙烯基溴化镁 溶液 | (PDF) | ,,,,0.981 g/mL at 25 °C | Alkenyl , Chemical Synthesis , Grignard Reagents , Organometallic Reagents |  | 1.0 M in THF | , |  |  | 1.0 M in THF,0.981 g/mL at 25 °C
Vinylmagnesium bromide solution,1.0 M in THF,CH,3535841,,MFCD00000042,24855577 | 257257 | 1826-67-1 | Aldrich | 乙烯基溴化镁 溶液 | (PDF) | ,,,,0.981 g/mL at 25 °C | Alkenyl , Chemical Synthesis , Grignard Reagents , Organometallic Reagents |  | 1.0 M in THF | , |  |  | 1.0 M in THF,0.981 g/mL at 25 °C
Vinylmagnesium chloride solution,1.6 M in THF,CH,3535268,,MFCD00013594,24871270 | 476552 | 3536-96-7 | Aldrich | 乙烯基氯化镁 溶液 | (PDF) | ,,,,0.978 g/mL at 25 °C | Alkenyl , Chemical Synthesis , Grignard Reagents , Organometallic Reagents |  | 1.6 M in THF | , |  |  | 1.6 M in THF,0.978 g/mL at 25 °C
Vinylmagnesium chloride solution,technical, ~1.7 M in THF,CH,3535268,,MFCD00013594,24889973 | 95010 | 3536-96-7 | Fluka | 乙烯基氯化镁 溶液 |  | ,,,,0.980 g/mL at 20 °C | Alkenyl , Chemical Synthesis , Grignard Reagents , Organometallic Reagents |  | technical,~1.7 M in THF | , |  |  | technical,~1.7 M in THF,0.980 g/mL at 20 °C
Ethylmagnesium bromide solution,1.0 M in tert -butyl methyl ether,CH,3587203,,MFCD00000043,24861294 | 345105 | 925-90-6 | Aldrich | 乙基溴化镁 溶液 | (PDF) | ,,,,0.841 g/mL at 25 °C | Acids & Bases , Alkyl , Bases , Chemical Synthesis , Grignard Reagents , Organic Bases , Organometallic Reagents , Synthetic Reagents |  | 1.0 M in tert -butyl methyl ether | , |  |  | 1.0 M in tert -butyl methyl ether,0.841 g/mL at 25 °C
Ethylmagnesium bromide solution,3.0 M in diethyl ether,CH,3587203,,MFCD00000043, | 256978 | 925-90-6 | Aldrich | 乙基溴化镁 溶液 | (PDF) | ,,,,1.02 g/mL at 25 °C | Acids & Bases , Alkyl , Bases , Chemical Synthesis , Grignard Reagents , Organic Bases , Organometallic Reagents , Synthetic Reagents |  | 3.0 M in diethyl ether | , |  |  | 3.0 M in diethyl ether,1.02 g/mL at 25 °C
Ethylmagnesium bromide solution,1.0 M in THF,CH,3587203,,MFCD00000043, | 364665 | 925-90-6 | Aldrich | 乙基溴化镁 溶液 | (PDF) | ,,,,1.01 g/mL at 25 °C | Acids & Bases , Alkyl , Bases , Chemical Synthesis , Grignard Reagents , Organic Bases , Organometallic Reagents , Synthetic Reagents |  | 1.0 M in THF | , |  |  | 1.0 M in THF,1.01 g/mL at 25 °C
Ethylmagnesium bromide solution,1.0 M in THF,CH,3587203,,MFCD00000043,24862450 | 364673 | 925-90-6 | Aldrich | 乙基溴化镁 溶液 | (PDF) | ,,,,1.010 g/mL at 25 °C | Acids & Bases , Alkyl , Bases , Chemical Synthesis , Grignard Reagents , Organic Bases , Organometallic Reagents , Synthetic Reagents |  | 1.0 M in THF | , |  |  | 1.0 M in THF,1.010 g/mL at 25 °C
Ethylmagnesium bromide solution,3.4 M in 2- methyltetrahydrofuran,CH,3587203,,MFCD00000043, | 703591 | 925-90-6 | Aldrich | 乙基溴化镁 溶液 | (PDF) | ,,,,1.142 g/mL at 25 °C | Alkyl , Chemical Synthesis , Grignard Reagents , Organometallic Reagents |  | Catalysis,40 % (w/w),3.4 M in 2-methyltetrahydrofuran | , |  |  | Catalysis,40 % (w/w),3.4 M in 2-methyltetrahydrofuran,1.142 g/mL at 25 °C
Ethylmagnesium chloride solution,technical, ~2.8 M in THF,CH,3647886,,MFCD00000472,24845704 | 04250 | 2386-64-3 | Fluka | 乙基氯化镁 溶液 |  | ,,,,1.00 g/mL at 20 °C | Acids & Bases , Alkyl , Bases , Chemical Synthesis , Grignard Reagents , Organic Bases , Organometallic Reagents , Synthetic Reagents |  | technical,~2.8 M in THF | , |  |  | technical,~2.8 M in THF,1.00 g/mL at 20 °C
Ethylmagnesium chloride solution,2.0 M in diethyl ether,CH,3647886,,MFCD00000472,24858084 | 300330 | 2386-64-3 | Aldrich | 乙基氯化镁 溶液 | (PDF) | ,,,,0.823 g/mL at 25 °C | Acids & Bases , Alkyl , Bases , Chemical Synthesis , Grignard Reagents , Organic Bases , Organometallic Reagents , Synthetic Reagents |  | 2.0 M in diethyl ether | , |  |  | 2.0 M in diethyl ether,0.823 g/mL at 25 °C
Ethylmagnesium chloride solution,2.0 M in THF,CH,3647886,,MFCD00000472,24858148 | 303828 | 2386-64-3 | Aldrich | 乙基氯化镁 溶液 |  | ,,,,0.978 g/mL at 25 °C | Acids & Bases , Alkyl , Bases , Chemical Synthesis , Grignard Reagents , Organic Bases , Organometallic Reagents , Synthetic Reagents |  | 2.0 M in THF | , |  |  | 2.0 M in THF,0.978 g/mL at 25 °C
1-Propynylmagnesium bromide solution,0.5 M in THF,CH,3929146,,MFCD00216588,24866829 | 429007 | 16466-97-0 | Aldrich | 1-丙炔溴化镁 溶液 | (PDF) | ,,65-67 °C,2-8°C,0.941 g/mL at 25 °C | Alkynyl , Chemical Synthesis , Grignard Reagents , Organometallic Reagents |  | 0.5 M in THF | , |  |  | 2-8°C,0.5 M in THF,65-67 °C,0.941 g/mL at 25 °C
1-Propenylmagnesium bromide solution,0.5 M in THF,CH,,,MFCD00209610,24866259 | 419540 | 14092-04-7 | Aldrich | 1-丙烯基溴化镁 溶液 | (PDF) | ,,65 °C,2-8°C,0.95 g/mL at 25 °C | Alkenyl , Chemical Synthesis , Grignard Reagents , Organometallic Reagents |  | 0.5 M in THF | , |  |  | 2-8°C,0.5 M in THF,65 °C,0.95 g/mL at 25 °C
Allylmagnesium bromide solution,1.0 M in diethyl ether,CH,969335,,MFCD00000044,24853518 | 225754 | 1730-25-2 | Aldrich | 烯丙基溴化镁 溶液 | (PDF) | ,,,,0.851 g/mL at 25 °C | Alkyl , Chemical Synthesis , Grignard Reagents , Organometallic Reagents |  | 1.0 M in diethyl ether | , |  |  | 1.0 M in diethyl ether,0.851 g/mL at 25 °C
Allylmagnesium bromide solution,1.0 M in diethyl ether,CH,969335,,MFCD00000044,24855541 | 256609 | 1730-25-2 | Aldrich | 烯丙基溴化镁 溶液 | (PDF) | ,,,,0.851 g/mL at 25 °C | Alkyl , Chemical Synthesis , Grignard Reagents , Organometallic Reagents |  | 1.0 M in diethyl ether | , |  |  | 1.0 M in diethyl ether,0.851 g/mL at 25 °C
Cyclopropylmagnesium bromide solution,0.5 M in THF,C,,,MFCD00672094,24874579 | 526797 | 23719-80-4 | Aldrich | 环丙基溴化镁 溶液 | (PDF) | ,,65 °C,2-8°C,0.968 g/mL at 25 °C | Alkyl , Chemical Synthesis , Grignard Reagents , Organometallic Reagents |  | 0.5 M in THF | , |  |  | 2-8°C,0.5 M in THF,65 °C,0.968 g/mL at 25 °C
Cyclopropylmagnesium bromide solution,1.0 M in 2- methyltetrahydrofuran,C,,,MFCD00672094, | 772844 | 23719-80-4 | Aldrich | 环丙基溴化镁 溶液 | (PDF) | ,,,2-8°C,1.022 g/mL at 25 °C | Alkyl , Chemical Synthesis , Grignard Reagents , Organometallic Reagents |  | Catalysis,1.0 M in 2-methyltetrahydrofuran | , |  |  | Catalysis,2-8°C,1.0 M in 2-methyltetrahydrofuran,1.022 g/mL at 25 °C
Isopropenylmagnesium bromide solution,0.5 M in THF,CH,3587297,,MFCD00192240,24866260 | 419567 | 13291-18-4 | Aldrich | 异丙烯基溴化镁 溶液 | (PDF) | ,,67 °C,,0.935 g/mL at 25 °C | Alkenyl , Chemical Synthesis , Grignard Reagents , Organometallic Reagents |  | 0.5 M in THF | , |  |  | 0.5 M in THF,67 °C,0.935 g/mL at 25 °C
Isopropenylmagnesium bromide solution,1.0 M in 2- methyltetrahydrofuran,CH,3587297,,MFCD00192240, | 772836 | 13291-18-4 | Aldrich | 异丙烯基溴化镁 溶液 | (PDF) | ,,,2-8°C,0.970 g/mL | Alkenyl , Chemical Synthesis , Grignard Reagents , Organometallic Reagents |  | Catalysis,1.0 M in 2-methyltetrahydrofuran | , |  |  | Catalysis,2-8°C,1.0 M in 2-methyltetrahydrofuran,0.970 g/mL
Allylmagnesium chloride solution,2.0 M in THF,CH,3587316,,MFCD00000473,24853531 | 225908 | 2622-05-1 | Aldrich | 烯丙基氯化镁 溶液 | (PDF) | ,,,,0.995 g/mL at 25 °C | Alkyl , Chemical Synthesis , Grignard Reagents , Organometallic Reagents |  | 2.0 M in THF | , |  |  | 2.0 M in THF,0.995 g/mL at 25 °C
Allylmagnesium chloride solution,2.0 M in THF,CH,3587316,,MFCD00000473,24855542 | 256617 | 2622-05-1 | Aldrich | 烯丙基氯化镁 溶液 |  | ,,,,0.995 g/mL at 25 °C | Alkyl , Chemical Synthesis , Grignard Reagents , Organometallic Reagents |  | 2.0 M in THF | , |  |  | 2.0 M in THF,0.995 g/mL at 25 °C
Isopropylmagnesium bromide solution,2.9 M in 2- methyltetrahydrofuran,(CH,,,MFCD00672110, | 703567 | 920-39-8 | Aldrich | 异丙基溴化镁 溶液 | (PDF) | ,,,,1.112 g/mL at 25 °C | Alkyl , Chemical Synthesis , Grignard Reagents , Organometallic Reagents |  | Catalysis,40 % (w/w),2.9 M in 2-methyltetrahydrofuran | , |  |  | Catalysis,40 % (w/w),2.9 M in 2-methyltetrahydrofuran,1.112 g/mL at 25 °C
Isopropylmagnesium chloride solution,2.0 M in diethyl ether,(CH,4124221,,MFCD00000466,24853433 | 224383 | 1068-55-9 | Aldrich | 异丙基氯化镁 溶液 | (PDF) | ,,,,0.834 g/mL at 25 °C | Acids & Bases , Alkyl , Bases , Chemical Synthesis , Grignard Reagents , Organic Bases , Organometallic Reagents , Synthetic Reagents |  | 2.0 M in diethyl ether | , |  |  | 2.0 M in diethyl ether,0.834 g/mL at 25 °C
Propylmagnesium chloride solution,2.0 M in diethyl ether,CH,3600246,,MFCD00000474,24853434 | 224391 | 2234-82-4 | Aldrich | 丙基氯化镁 溶液 | (PDF) | ,,,,0.827 g/mL at 25 °C | Acids & Bases , Alkyl , Bases , Chemical Synthesis , Grignard Reagents , Organic Bases , Organometallic Reagents , Synthetic Reagents |  | 2.0 M in diethyl ether | , |  |  | 2.0 M in diethyl ether,0.827 g/mL at 25 °C
5- Chloro- 2- thienylmagnesium bromide,0.5 M slurry in THF,C,,,MFCD02260211,24880132 | 563803 | 111762-30-2 | Aldrich | 5-氯-2-噻吩基溴化镁 | (PDF) | ,,65 °C(lit.),2-8°C,0.969 g/mL at 25 °C(lit.) | Chemical Synthesis , Grignard Reagents , Heteroaryl , Organometallic Reagents |  | 0.5 M slurry in THF | , |  |  | 2-8°C,0.5 M slurry in THF,65 °C(lit.),0.969 g/mL at 25 °C(lit.)
2-Thienylmagnesium bromide solution,1.0 M in THF,C,,,MFCD03094046,24879115 | 550442 | 5713-61-1 | Aldrich | 2-噻吩基溴化镁 溶液 | (PDF) | ,,65 °C,,1.011 g/mL at 25 °C | Chemical Synthesis , Grignard Reagents , Heteroaryl , Organometallic Reagents |  | 1.0 M in THF | , |  |  | 1.0 M in THF,65 °C,1.011 g/mL at 25 °C
3-Thienylmagnesium iodide solution,0.3 M in THF,C,,,MFCD03427252,24879957 | 561630 | 172035-86-8 | Aldrich | 3-噻吩基碘化镁 溶液 | (PDF) | ,,65 °C,2-8°C,0.904 g/mL at 25 °C | Chemical Synthesis , Grignard Reagents , Heteroaryl , Organometallic Reagents |  | 0.3 M in THF | , |  |  | 2-8°C,0.3 M in THF,65 °C,0.904 g/mL at 25 °C
1- Methyl- 1- propenylmagnesium bromide solution,0.5 M in THF,CH,,,MFCD00192318,24866264 | 419605 | 85676-85-3 | Aldrich | 1-甲基-1-丙烯基溴化镁 溶液 | (PDF) | ,,67 °C,,0.934 g/mL at 25 °C | Alkenyl , Chemical Synthesis , Grignard Reagents , Organometallic Reagents |  | 0.5 M in THF | , |  |  | 0.5 M in THF,67 °C,0.934 g/mL at 25 °C
2- Methyl- 1- propenylmagnesium bromide solution,0.5 M in THF,(CH,,,MFCD00209600,24866265 | 419613 | 38614-36-7 | Aldrich | 2-甲基-1-丙烯基溴化镁 溶液 | (PDF) | ,,,,0.952 g/mL at 25 °C | Alkenyl , Chemical Synthesis , Grignard Reagents , Organometallic Reagents |  | 0.5 M in THF | , |  |  | 0.5 M in THF,0.952 g/mL at 25 °C
3-Butenylmagnesium bromide solution,0.5 M in THF,H,,,MFCD00209554,24866263 | 419591 | 7103-09-5 | Aldrich | 3-丁烯基溴化镁 溶液 | (PDF) | ,,65 °C,,0.937 g/mL at 25 °C | Alkyl , Chemical Synthesis , Grignard Reagents , Organometallic Reagents |  | 0.5 M in THF | , |  |  | 0.5 M in THF,65 °C,0.937 g/mL at 25 °C
(1,3- Dioxolan- 2- ylmethyl) magnesium bromide solution,0.5 M in THF,C,,,MFCD01321271,24870813 | 472611 | 180675-22-3 | Aldrich | (1,3-二氧戊环-2-基甲基)溴化镁 溶液 | (PDF) | ,,65-67 °C,,0.938 g/mL at 25 °C | Alkyl , Chemical Synthesis , Grignard Reagents , Organometallic Reagents |  | 0.5 M in THF | , |  |  | 0.5 M in THF,65-67 °C,0.938 g/mL at 25 °C
1- Methyl- 2- propenylmagnesium chloride solution,0.5 M in THF,H,,,MFCD00216570,24866306 | 420042 | 21969-32-4 | Aldrich | 1-甲基-2-丙烯基氯化镁 溶液 | (PDF) | ,,67 °C,,0.917 g/mL at 25 °C | Alkyl , Chemical Synthesis , Grignard Reagents , Organometallic Reagents |  | 0.5 M in THF | , |  |  | 0.5 M in THF,67 °C,0.917 g/mL at 25 °C
2-Butenylmagnesium chloride solution,0.5 M in THF,CH,,,MFCD01321226,24866262 | 419583 | 22649-70-3 | Aldrich | 2-丁烯基氯化镁 溶液 | (PDF) | ,,,,0.921 g/mL at 25 °C | Alkyl , Chemical Synthesis , Grignard Reagents , Organometallic Reagents |  | 0.5 M in THF | , |  |  | 0.5 M in THF,0.921 g/mL at 25 °C
Isobutylmagnesium bromide solution,2.0 M in diethyl ether,(CH,,,MFCD00075126,24860530 | 338257 | 926-62-5 | Aldrich | 异丁基溴化镁 溶液 |  | ,,,,0.941 g/mL at 25 °C | Acids & Bases , Alkyl , Bases , Chemical Synthesis , Grignard Reagents , Organic Bases , Organometallic Reagents , Synthetic Reagents |  | 2.0 M in diethyl ether | , |  |  | 2.0 M in diethyl ether,0.941 g/mL at 25 °C
Butylmagnesium chloride solution,1.45 M in butyl diglyme,CH,3587228,,MFCD00000475,24877719 | 529923 | 693-04-9 | Aldrich | 丁基氯化镁 溶液 |  | ,,,,0.945 g/mL at 25 °C | Acids & Bases , Alkyl , Bases , Chemical Synthesis , Grignard Reagents , Organic Bases , Organometallic Reagents , Synthetic Reagents |  | 1.45 M in butyl diglyme | , |  |  | 1.45 M in butyl diglyme,0.945 g/mL at 25 °C
Butylmagnesium chloride solution,2.0 M in diethyl ether,CH,3587228,,MFCD00000475,24853432 | 224375 | 693-04-9 | Aldrich | 丁基氯化镁 溶液 |  | ,,,,0.828 g/mL at 25 °C | Acids & Bases , Alkyl , Bases , Chemical Synthesis , Grignard Reagents , Organic Bases , Organometallic Reagents , Synthetic Reagents |  | 2.0 M in diethyl ether | , |  |  | 2.0 M in diethyl ether,0.828 g/mL at 25 °C
Butylmagnesium chloride solution,2.0 M in THF,CH,3587228,,MFCD00000475,24857504 | 291005 | 693-04-9 | Aldrich | 丁基氯化镁 溶液 | (PDF) | ,,,,0.962 g/mL at 25 °C | Acids & Bases , Alkyl , Bases , Chemical Synthesis , Grignard Reagents , Organic Bases , Organometallic Reagents , Synthetic Reagents |  | 2.0 M in THF | , |  |  | 2.0 M in THF,0.962 g/mL at 25 °C
Isobutylmagnesium chloride solution,2.0 M in diethyl ether,(CH,3535133,,MFCD00000471,24853517 | 225746 | 5674-02-2 | Aldrich | 异丁基氯化镁 溶液 | (PDF) | ,,,,0.83 g/mL at 25 °C | Acids & Bases , Alkyl , Bases , Chemical Synthesis , Grignard Reagents , Organic Bases , Organometallic Reagents , Synthetic Reagents |  | 2.0 M in diethyl ether | , |  |  | 2.0 M in diethyl ether,0.83 g/mL at 25 °C
Isobutylmagnesium chloride solution,2.0 M in THF,(CH,3535133,,MFCD00000471,24871641 | 479683 | 5674-02-2 | Aldrich | 异丁基氯化镁 溶液 | (PDF) | ,,65-67 °C,,0.967 g/mL at 25 °C | Acids & Bases , Alkyl , Bases , Chemical Synthesis , Grignard Reagents , Organic Bases , Organometallic Reagents , Synthetic Reagents |  | 2.0 M in THF | , |  |  | 2.0 M in THF,65-67 °C,0.967 g/mL at 25 °C
sec -Butylmagnesium chloride solution,2.0 M in diethyl ether,CH,3600265,,MFCD00000467,24853437 | 224421 | 15366-08-2 | Aldrich | 仲丁基氯化镁 溶液 | (PDF) | ,,,,0.828 g/mL at 25 °C | Acids & Bases , Alkyl , Bases , Chemical Synthesis , Grignard Reagents , Organic Bases , Organometallic Reagents , Synthetic Reagents |  | 2.0 M in diethyl ether | , |  |  | 2.0 M in diethyl ether,0.828 g/mL at 25 °C
tert -Butylmagnesium chloride solution,2.0 M in diethyl ether,(CH,3535403,,MFCD00000465,24853442 | 224499 | 677-22-5 | Aldrich | 叔丁基氯化镁 溶液 | (PDF) | ,,,,0.828 g/mL at 25 °C | Acids & Bases , Alkyl , Bases , Chemical Synthesis , Grignard Reagents , Organic Bases , Organometallic Reagents , Synthetic Reagents |  | 2.0 M in diethyl ether | , |  |  | 2.0 M in diethyl ether,0.828 g/mL at 25 °C
tert -Butylmagnesium chloride solution,1.0 M in THF,(CH,3535403,,MFCD00000465,24862448 | 364649 | 677-22-5 | Aldrich | 叔丁基氯化镁 溶液 | (PDF) | ,,,,0.931 g/mL at 25 °C | Acids & Bases , Alkyl , Bases , Chemical Synthesis , Grignard Reagents , Organic Bases , Organometallic Reagents , Synthetic Reagents |  | 1.0 M in THF | , |  |  | 1.0 M in THF,0.931 g/mL at 25 °C
tert -Butylmagnesium chloride solution,1.0 M in THF,(CH,3535403,,MFCD00000465,24862449 | 364657 | 677-22-5 | Aldrich | 叔丁基氯化镁 溶液 | (PDF) | ,,,,0.931 g/mL at 25 °C | Acids & Bases , Alkyl , Bases , Chemical Synthesis , Grignard Reagents , Organic Bases , Organometallic Reagents , Synthetic Reagents |  | 1.0 M in THF | , |  |  | 1.0 M in THF,0.931 g/mL at 25 °C
sec -Butylmagnesium chloride lithium chloride complex solution,1.2 M in THF,C,,,, | 703486 |  | Aldrich | 仲丁基氯化镁氯化锂络合物 溶液 | (PDF) | ,,,,0.973 g/mL at 25 °C | Alkyl , Chemical Synthesis , Grignard Reagents , Organometallic Reagents |  | 14 % (w/w),1.2 M in THF | , |  |  | 14 % (w/w),1.2 M in THF,0.973 g/mL at 25 °C
(Trimethylsilyl) methylmagnesium chloride solution,1.0 M in diethyl ether,(CH,3587255,,MFCD00009916,24855503 | 256021 | 13170-43-9 | Aldrich | (三甲基硅基)甲基氯化镁 溶液 | (PDF) | ,,,,0.777 g/mL at 25 °C | Alkyl , Chemical Synthesis , Grignard Reagents , Organometallic Reagents |  | 1.0 M in diethyl ether | , |  |  | 1.0 M in diethyl ether,0.777 g/mL at 25 °C
3- Methyl- 2- thienylmagnesium bromide solution,0.5 M in THF,C,,,MFCD01319916,24880017 | 562211 | 95184-07-9 | Aldrich | 3-甲基-2-噻吩基溴化镁 溶液 | (PDF) | ,,65 °C,2-8°C,0.951 g/mL at 25 °C | Chemical Synthesis , Grignard Reagents , Heteroaryl , Organometallic Reagents |  | 0.5 M in THF | , |  |  | 2-8°C,0.5 M in THF,65 °C,0.951 g/mL at 25 °C
,0.5 M in THF,C,,,MFCD11553331, | 761206 |  | Aldrich | 4-Pentenylmagnesium bromide solution | (PDF) | ,,,,0.940 g/mL at 25 °C | Alkenyl , Chemical Synthesis , Grignard Reagents , Organometallic Reagents |  | 0.5 M in THF,0.5 M in THF | , |  |  | 0.5 M in THF,0.5 M in THF,0.940 g/mL at 25 °C
Cyclopentylmagnesium bromide solution,2.0 M in diethyl ether,C,,,MFCD00209569,24866809 | 428337 | 33240-34-5 | Aldrich | 环戊基溴化镁 溶液 | (PDF) | ,,35 °C,,0.996 g/mL at 25 °C | Alkyl , Chemical Synthesis , Grignard Reagents , Organometallic Reagents |  | 2.0 M in diethyl ether | , |  |  | 2.0 M in diethyl ether,35 °C,0.996 g/mL at 25 °C
Cyclopentylmagnesium chloride solution,2.0 M in diethyl ether,C,4124474,,MFCD00001357,24853435 | 224405 | 32916-51-1 | Aldrich | 环戊基氯化镁 溶液 | (PDF) | ,,,,0.878 g/mL at 25 °C | Alkyl , Chemical Synthesis , Grignard Reagents , Organometallic Reagents |  | 2.0 M in diethyl ether | , |  |  | 2.0 M in diethyl ether,0.878 g/mL at 25 °C
Pentamethylenebis(magnesium bromide) solution,0.5 M in THF,BrMg(CH,,,MFCD00012384,24858765 | 310018 | 23708-48-7 | Aldrich | 五亚甲基双(溴化镁) 溶液 | (PDF) | ,,,,0.999 g/mL at 25 °C | Alkyl , Chemical Synthesis , Grignard Reagents , Organometallic Reagents |  | 0.5 M in THF | , |  |  | 0.5 M in THF,0.999 g/mL at 25 °C
2-Pentylmagnesium bromide solution,2 M in diethyl ether,C,,,MFCD11553332, | 732745 |  | Aldrich | 2-戊基溴化镁 溶液 | (PDF) | ,,,,0.988 g/mL at 25 °C | Alkyl , Chemical Synthesis , Grignard Reagents , Organometallic Reagents |  | 2 M in diethyl ether | , |  |  | 2 M in diethyl ether,0.988 g/mL at 25 °C
Isopentylmagnesium bromide solution,2 M in diethyl ether,C,,,MFCD16878980, | 730580 |  | Aldrich | 异戊基溴化镁 溶液 | (PDF) | ,,,,0.967 g/mL at 25 °C | Alkyl , Chemical Synthesis , Grignard Reagents , Organometallic Reagents |  | 2 M in diethyl ether | , |  |  | 2 M in diethyl ether,0.967 g/mL at 25 °C
Pentylmagnesium bromide solution,2.0 M in diethyl ether,C,,,MFCD00000045,24857502 | 290998 | 693-25-4 | Aldrich | 正戊基溴化镁 溶液 | (PDF) | ,,,,0.947 g/mL at 25 °C | Acids & Bases , Alkyl , Bases , Chemical Synthesis , Grignard Reagents , Organic Bases , Organometallic Reagents , Synthetic Reagents |  | 2.0 M in diethyl ether | , |  |  | 2.0 M in diethyl ether,0.947 g/mL at 25 °C
1,1- Dimethylpropylmagnesium chloride solution,1.0 M in diethyl ether,C,,,MFCD00010356,24856749 | 277282 | 28276-08-6 | Aldrich | 1,1-二甲基丙基氯化镁 溶液 | (PDF) | ,,,,0.831 g/mL at 25 °C | Acids & Bases , Alkyl , Bases , Chemical Synthesis , Grignard Reagents , Organic Bases , Organometallic Reagents , Synthetic Reagents |  | 1.0 M in diethyl ether | , |  |  | 1.0 M in diethyl ether,0.831 g/mL at 25 °C
2,2- Dimethylpropylmagnesium chloride solution,1.0 M in diethyl ether,(CH,,,MFCD00061550,24879099 | 550213 | 13132-23-5 | Aldrich | 2,2-二甲基丙基氯化镁 溶液 | (PDF) | ,,,2-8°C,0.771 g/mL at 25 °C | Acids & Bases , Alkyl , Bases , Chemical Synthesis , Grignard Reagents , Organic Bases , Organometallic Reagents , Synthetic Reagents |  | 1.0 M in diethyl ether | , |  |  | 2-8°C,1.0 M in diethyl ether,0.771 g/mL at 25 °C
2,2- Dimethylpropylmagnesium chloride solution,1.0 M in THF,(CH,,,MFCD00061550, | 757969 | 13132-23-5 | Aldrich | 2,2-二甲基丙基氯化镁 溶液 | (PDF) | ,,,,0.952 g/mL at 25 °C | Acids & Bases , Alkyl , Bases , Chemical Synthesis , Grignard Reagents , Organic Bases , Organometallic Reagents , Synthetic Reagents |  | 1.0 M in THF | , |  |  | 1.0 M in THF,0.952 g/mL at 25 °C
2- Methylbutylmagnesium chloride solution,2 M in diethyl ether,C,,,MFCD17171291, | 732753 |  | Aldrich | 2-甲基丁基氯化镁 溶液 | (PDF) | ,,,,0.836 g/mL at 25 °C | Alkyl , Chemical Synthesis , Grignard Reagents , Organometallic Reagents |  | 2 M in diethyl ether | , |  |  | 2 M in diethyl ether,0.836 g/mL at 25 °C
Pentylmagnesium chloride solution,2.0 M in THF,CH,,,MFCD00672089,24870552 | 469033 | 6393-56-2 | Aldrich | 戊基氯化镁 溶液 | (PDF) | ,,65 °C,2-8°C,0.967 g/mL at 25 °C | Acids & Bases , Alkyl , Bases , Chemical Synthesis , Grignard Reagents , Organic Bases , Organometallic Reagents , Synthetic Reagents |  | 2.0 M in THF | , |  |  | 2-8°C,2.0 M in THF,65 °C,0.967 g/mL at 25 °C
Pentafluorophenylmagnesium bromide solution,0.5 M in diethyl ether,C,3611565,,MFCD00015720,24867918 | 442585 | 879-05-0 | Aldrich | 五氟苯基溴化镁 溶液 | (PDF) | ,,34.6 °C,,0.861 g/mL at 25 °C | Aryl , Chemical Synthesis , Grignard Reagents , Organometallic Reagents |  | 0.5 M in diethyl ether | , |  |  | 0.5 M in diethyl ether,34.6 °C,0.861 g/mL at 25 °C
3,4,5- Trifluorophenylmagnesium bromide solution,0.3 M in THF,F,,,MFCD01311471,24879971 | 561797 | 156006-28-9 | Aldrich | 3,4,5-三氟苯基溴化镁 溶液 | (PDF) | ,,65 °C,2-8°C,0.975 g/mL at 25 °C | Aryl , Chemical Synthesis , Grignard Reagents , Organometallic Reagents |  | 0.3 M in THF | , |  |  | 2-8°C,0.3 M in THF,65 °C,0.975 g/mL at 25 °C
3- Chloro- 4- fluorophenylmagnesium bromide solution,0.5 M in THF,C,,,MFCD02260212,24880120 | 563676 | 413589-34-1 | Aldrich | 3-氯-4-氟苯基溴化镁 溶液 | (PDF) | ,,65 °C,2-8°C,0.966 g/mL at 25 °C | Aryl , Chemical Synthesis , Grignard Reagents , Organometallic Reagents |  | 0.5 M in THF | , |  |  | 2-8°C,0.5 M in THF,65 °C,0.966 g/mL at 25 °C
3- Chloro- 5- fluorophenylmagnesium bromide solution,0.5 M in THF,ClC,,,MFCD02260214,24880096 | 563390 | 480438-50-4 | Aldrich | 3-氯-5-氟苯基溴化镁 溶液 | (PDF) | ,,65 °C,2-8°C,0.968 g/mL at 25 °C | Aryl , Chemical Synthesis , Grignard Reagents , Organometallic Reagents |  | 0.5 M in THF | , |  |  | 2-8°C,0.5 M in THF,65 °C,0.968 g/mL at 25 °C
4- Chloro- 3- fluorophenylmagnesium bromide solution,0.5 M in THF,ClC,,,MFCD02260213,24880021 | 562254 | 170793-00-7 | Aldrich | 4-氯-3-氟苯基溴化镁 溶液 | (PDF) | ,,65 °C,2-8°C,0.968 g/mL at 25 °C | Aryl , Chemical Synthesis , Grignard Reagents , Organometallic Reagents |  | 0.5 M in THF | , |  |  | 2-8°C,0.5 M in THF,65 °C,0.968 g/mL at 25 °C
3,4- Dichlorophenylmagnesium bromide solution,0.5 M in THF,Cl,,,MFCD01319891,24880023 | 562270 | 79175-35-2 | Aldrich | 3,4-二氯苯溴化镁 溶液 | (PDF) | ,,,2-8°C,0.980 g/mL at 25 °C | Aryl , Chemical Synthesis , Grignard Reagents , Organometallic Reagents |  | 0.5 M in THF | , |  |  | 2-8°C,0.5 M in THF,0.980 g/mL at 25 °C
3,5- Dichlorophenylmagnesium bromide solution,0.5 M in THF,Cl,,,MFCD01319892,24880024 | 562289 | 82297-90-3 | Aldrich | 3,5-二氯苯溴化镁 溶液 | (PDF) | ,,65 °C,2-8°C,0.972 g/mL at 25 °C | Aryl , Chemical Synthesis , Grignard Reagents , Organometallic Reagents |  | 0.5 M in THF | , |  |  | 2-8°C,0.5 M in THF,65 °C,0.972 g/mL at 25 °C
3,4- Difluorophenylmagnesium bromide solution,0.5 M in THF,F,,,MFCD00672004,24879910 | 561037 | 90897-92-0 | Aldrich | 3,4-二氟苯基溴化镁 溶液 | (PDF) | ,,65 °C,2-8°C,0.965 g/mL at 25 °C | Aryl , Chemical Synthesis , Grignard Reagents , Organometallic Reagents |  | 0.5 M in THF | , |  |  | 2-8°C,0.5 M in THF,65 °C,0.965 g/mL at 25 °C
3,5- Difluorophenylmagnesium bromide solution,0.5 M in THF,F,,,MFCD00672005,24879909 | 561029 | 62351-47-7 | Aldrich | 3,5-二氟苯基溴化镁 溶液 | (PDF) | ,,65 °C,2-8°C,0.971 g/mL at 25 °C | Aryl , Chemical Synthesis , Grignard Reagents , Organometallic Reagents |  | 0.5 M in THF | , |  |  | 2-8°C,0.5 M in THF,65 °C,0.971 g/mL at 25 °C
3- Chlorophenylmagnesium bromide,0.5 M in THF,C,,,MFCD00672003,24880124 | 563722 | 36229-42-2 | Aldrich | 3-氯苯基溴化镁 | (PDF) | ,,65 °C(lit.),2-8°C,0.960 g/mL at 25 °C(lit.) | Aryl , Chemical Synthesis , Grignard Reagents , Organometallic Reagents |  | 0.5 M in THF | , |  |  | 2-8°C,0.5 M in THF,65 °C(lit.),0.960 g/mL at 25 °C(lit.)
4- Chlorophenylmagnesium bromide solution,1.0 M in diethyl ether,ClC,,,MFCD00009926,24855862 | 262188 | 873-77-8 | Aldrich | 4-氯苯基溴化镁 溶液 |  | ,,,,0.887 g/mL at 25 °C | Aryl , Chemical Synthesis , Grignard Reagents , Organometallic Reagents |  | 1.0 M in diethyl ether | , |  |  | 1.0 M in diethyl ether,0.887 g/mL at 25 °C
3- Fluorophenylmagnesium bromide solution,0.5 M in THF,FC,,,MFCD00672007,24879960 | 561665 | 17318-03-5 | Aldrich | 3-氟苯基溴化镁 溶液 | (PDF) | ,,65 °C,2-8°C,0.936 g/mL at 25 °C | Aryl , Chemical Synthesis , Grignard Reagents , Organometallic Reagents |  | 0.5 M in THF | , |  |  | 2-8°C,0.5 M in THF,65 °C,0.936 g/mL at 25 °C
4- Fluorophenylmagnesium bromide solution,2.0 M in diethyl ether,FC,636802,,MFCD00009667,24854740 | 245550 | 352-13-6 | Aldrich | 4-氟苯基溴化镁 溶液 | (PDF) | ,,,,1.043 g/mL at 25 °C | Aryl , Chemical Synthesis , Grignard Reagents , Organometallic Reagents |  | 2.0 M in diethyl ether | , |  |  | 2.0 M in diethyl ether,1.043 g/mL at 25 °C
4- Fluorophenylmagnesium bromide solution,1.0 M in THF,FC,636802,,MFCD00009667,24859751 | 328820 | 352-13-6 | Aldrich | 4-氟苯基溴化镁 溶液 | (PDF) | ,,,,1.021 g/mL at 25 °C | Aryl , Chemical Synthesis , Grignard Reagents , Organometallic Reagents |  | 1.0 M in THF | , |  |  | 1.0 M in THF,1.021 g/mL at 25 °C
Phenylmagnesium bromide solution,3.0 M in diethyl ether,C,3588849,,MFCD00000038,24850350 | 171565 | 100-58-3 | Aldrich | 苯基溴化镁 溶液 | (PDF) | ,,,,1.134 g/mL at 25 °C | Aryl , Chemical Synthesis , Grignard Reagents , Organometallic Reagents |  | 3.0 M in diethyl ether | , |  |  | 3.0 M in diethyl ether,1.134 g/mL at 25 °C
Phenylmagnesium bromide solution,3.0 M in diethyl ether,C,3588849,,MFCD00000038,24855569 | 257117 | 100-58-3 | Aldrich | 苯基溴化镁 溶液 | (PDF) | ,,,,1.134 g/mL at 25 °C | Aryl , Chemical Synthesis , Grignard Reagents , Organometallic Reagents |  | 3.0 M in diethyl ether | , |  |  | 3.0 M in diethyl ether,1.134 g/mL at 25 °C
Phenylmagnesium bromide solution,1.0 M in THF,C,3588849,,MFCD00000038,24859956 | 331376 | 100-58-3 | Aldrich | 苯基溴化镁 溶液 | (PDF) | ,,,,1.004 g/mL at 25 °C | Aryl , Chemical Synthesis , Grignard Reagents , Organometallic Reagents |  | 1.0 M in THF | , |  |  | 1.0 M in THF,1.004 g/mL at 25 °C
Phenylmagnesium bromide solution,2.9 M in 2- methyltetrahydrofuran,C,3588849,,MFCD00000038, | 703575 | 100-58-3 | Aldrich | 苯基溴化镁 溶液 | (PDF) | ,,,,1.161 g/mL at 25 °C | Aryl , Chemical Synthesis , Grignard Reagents , Organometallic Reagents |  | Catalysis,45 % (w/w),2.9 M in 2-methyltetrahydrofuran | , |  |  | Catalysis,45 % (w/w),2.9 M in 2-methyltetrahydrofuran,1.161 g/mL at 25 °C
Phenylmagnesium chloride solution,2.0 M in THF,C,3587900,,MFCD00000464,24855570 | 257125 | 100-59-4 | Aldrich | 苯基氯化镁 溶液 |  | ,,,,~1.02 g/mL at 20 °C | Aryl , Chemical Synthesis , Grignard Reagents , Organometallic Reagents |  | 1.042 g/mL at 25 °C,2.0 M in THF | , |  |  | 1.042 g/mL at 25 °C,2.0 M in THF,~1.02 g/mL at 20 °C
Phenylmagnesium chloride solution,2.0 M in THF,C,3587900,,MFCD00000464,24853438 | 224448 | 100-59-4 | Aldrich | 苯基氯化镁 溶液 | (PDF) | ,,,,~1.02 g/mL at 20 °C | Aryl , Chemical Synthesis , Grignard Reagents , Organometallic Reagents |  | 1.042 g/mL at 25 °C,2.0 M in THF | , |  |  | 1.042 g/mL at 25 °C,2.0 M in THF,~1.02 g/mL at 20 °C
(1,3- Dioxan- 2- ylethyl) magnesium bromide solution,0.5 M in THF,C,,,MFCD00061518,24879959 | 561657 | 480438-44-6 | Aldrich | (1,3-二氧六环-2-乙基)溴化镁 溶液 | (PDF) | ,,65 °C,2-8°C,0.951 g/mL at 25 °C | Alkyl , Chemical Synthesis , Grignard Reagents , Organometallic Reagents |  | 0.5 M in THF | , |  |  | 2-8°C,0.5 M in THF,65 °C,0.951 g/mL at 25 °C
Cyclohexylmagnesium chloride solution,2.0 M in diethyl ether,C,3535440,,MFCD00003816,24855546 | 256692 | 931-51-1 | Aldrich | 环己氯化镁 溶液 | (PDF) | ,,,,0.871 g/mL at 25 °C | Alkyl , Chemical Synthesis , Grignard Reagents , Organometallic Reagents |  | 2.0 M in diethyl ether | , |  |  | 2.0 M in diethyl ether,0.871 g/mL at 25 °C
Cyclohexylmagnesium chloride solution,2.0 M in diethyl ether,C,3535440,,MFCD00003816,24853436 | 224413 | 931-51-1 | Aldrich | 环己氯化镁 溶液 | (PDF) | ,,,,0.871 g/mL at 25 °C | Alkyl , Chemical Synthesis , Grignard Reagents , Organometallic Reagents |  | 2.0 M in diethyl ether | , |  |  | 2.0 M in diethyl ether,0.871 g/mL at 25 °C
Cyclohexylmagnesium chloride solution,1.3 M in THF/toluene (1:1),C,3535440,,MFCD00003816, | 752134 | 931-51-1 | Aldrich | 环己氯化镁 溶液 | (PDF) | ,,,,0.938 g/mL at 25 °C | Alkyl , Chemical Synthesis , Grignard Reagents , Organometallic Reagents |  | 1.3 M in THF/toluene (1:1) | , |  |  | 1.3 M in THF/toluene (1:1),0.938 g/mL at 25 °C
Hexylmagnesium bromide solution,2.0 M in diethyl ether,CH,3535624,,MFCD00000046,24855279 | 255025 | 3761-92-0 | Aldrich | 己基溴化镁 溶液 | (PDF) | ,,,,0.965 g/mL at 25 °C | Acids & Bases , Alkyl , Bases , Chemical Synthesis , Grignard Reagents , Organic Bases , Organometallic Reagents , Synthetic Reagents |  | 2.0 M in diethyl ether | , |  |  | 2.0 M in diethyl ether,0.965 g/mL at 25 °C
,2 M in diethyl ether,C,,,MFCD17171290, | 732761 |  | Aldrich | 2- Ethylbutylmagnesium chloride solution | (PDF) | ,,,,0.839 g/mL at 25 °C | Alkyl , Chemical Synthesis , Grignard Reagents , Organometallic Reagents |  | 2 M in diethyl ether | , |  |  | 2 M in diethyl ether,0.839 g/mL at 25 °C
Hexylmagnesium chloride solution,2.0 M in THF,C,,,MFCD06798087,24883129 | 641626 | 44767-62-6 | Aldrich | 1-己基氯化镁 溶液 | (PDF) | ,,,,0.965 g/mL at 25 °C | Acids & Bases , Alkyl , Bases , Chemical Synthesis , Grignard Reagents , Organic Bases , Organometallic Reagents , Synthetic Reagents |  | 2.0 M in THF | , |  |  | 2.0 M in THF,0.965 g/mL at 25 °C
3- (Trifluoromethoxy) phenylmagnesium bromide,0.5 M in THF,C,,,MFCD15144784, | 708313 |  | Aldrich | 3-(三氟甲氧基)苯基溴化镁 | (PDF) | ,,,,0.966 g/mL at 25 °C | Aryl , Chemical Synthesis , Grignard Reagents , Organometallic Reagents |  | 0.5 M in THF | , |  |  | 0.5 M in THF,0.966 g/mL at 25 °C
4- (Trifluoromethoxy) phenylmagnesium bromide solution,0.5 M in THF,C,,,MFCD09842767, | 687901 |  | Aldrich | 4-(三氟甲氧基)苯基溴化镁 | (PDF) | ,,,,0.975 g/mL at 25 °C | Aryl , Chemical Synthesis , Grignard Reagents , Organometallic Reagents |  | 0.5 M in THF | , |  |  | 0.5 M in THF,0.975 g/mL at 25 °C
3,5- Bis(trifluoromethyl) phenylmagnesium bromide solution,0.5 M in THF,C,,,MFCD07369723,24883000 | 639052 | 112981-69-8 | Aldrich | 3,5-双(三氟甲基)苯基溴化镁 溶液 | (PDF) | ,,,,1.015 g/mL at 25 °C(lit.) | Aryl , Chemical Synthesis , Grignard Reagents , Organometallic Reagents |  | 0.5 M in THF | , |  |  | 0.5 M in THF,1.015 g/mL at 25 °C(lit.)
3,4- (Methylenedioxy) phenylmagnesium bromide solution,1.0 M in THF: toluene (1:1),C,,,MFCD01863705,24873661 | 512931 | 17680-04-5 | Aldrich | 3,4-(亚甲二氧基)苯基溴化镁 溶液 |  | ,,,,1.04 g/mL at 25 °C | Aryl , Chemical Synthesis , Grignard Reagents , Organometallic Reagents |  | 1.0 M in THF: toluene (1:1) | , |  |  | 1.0 M in THF: toluene (1:1),1.04 g/mL at 25 °C
4- Chloro- 2- methylphenylmagnesium bromide solution,0.5 M in THF,ClC,,,MFCD02260215,24880022 | 562262 | 480438-47-9 | Aldrich | 4-氯-2-甲苯基溴化镁 溶液 | (PDF) | ,,65-67 °C,2-8°C,0.959 g/mL at 25 °C | Aryl , Chemical Synthesis , Grignard Reagents , Organometallic Reagents |  | 0.5 M in THF | , |  |  | 2-8°C,0.5 M in THF,65-67 °C,0.959 g/mL at 25 °C
3- Fluoro- 4- methylphenylmagnesium bromide solution,0.5 M in THF,FC,,,MFCD01311470,24879966 | 561711 | 185077-02-5 | Aldrich | 3-氟-4-甲基苯基溴化镁 溶液 | (PDF) | ,,65 °C,2-8°C,0.953 g/mL at 25 °C | Aryl , Chemical Synthesis , Grignard Reagents , Organometallic Reagents |  | 0.5 M in THF | , |  |  | 2-8°C,0.5 M in THF,65 °C,0.953 g/mL at 25 °C
4- Fluoro- 2- methylphenylmagnesium bromide solution,0.5 M in THF,FC,,,MFCD01311469,24879967 | 561738 | 30897-90-6 | Aldrich | 4-氟-2-甲基苯基镁溴化物 溶液 | (PDF) | ,,65 °C,2-8°C,0.958 g/mL at 25 °C | Aryl , Chemical Synthesis , Grignard Reagents , Organometallic Reagents |  | 0.5 M in THF | , |  |  | 2-8°C,0.5 M in THF,65 °C,0.958 g/mL at 25 °C
4- Fluoro- 3- methylphenylmagnesium bromide solution,1.0 M in THF,FC,,,MFCD00075303,24861265 | 344605 | 82297-89-0 | Aldrich | 4-氟-3-甲基苯基溴化镁 溶液 |  | ,,,,1.001 g/mL at 25 °C | Aryl , Chemical Synthesis , Grignard Reagents , Organometallic Reagents |  | 1.0 M in THF | , |  |  | 1.0 M in THF,1.001 g/mL at 25 °C
5- Fluoro- 2- methylphenylmagnesium bromide solution,0.5 M in THF,FC,,,MFCD01311468,24879968 | 561746 | 186496-59-3 | Aldrich | 5-氟-2-甲基苯基溴化镁 溶液 | (PDF) | ,,65 °C,2-8°C,0.960 g/mL at 25 °C | Aryl , Chemical Synthesis , Grignard Reagents , Organometallic Reagents |  | 0.5 M in THF | , |  |  | 2-8°C,0.5 M in THF,65 °C,0.960 g/mL at 25 °C
3- Fluoro- 4- methoxyphenylmagnesium bromide,0.5 M in THF,FC,,,MFCD01311480,24880123 | 563706 | 112780-67-3 | Aldrich | 3-氟-4-甲氧苯基溴化镁 | (PDF) | ,,65 °C(lit.),2-8°C,0.964 g/mL at 25 °C(lit.) | Aryl , Chemical Synthesis , Grignard Reagents , Organometallic Reagents |  | 0.5 M in THF | , |  |  | 2-8°C,0.5 M in THF,65 °C(lit.),0.964 g/mL at 25 °C(lit.)
5- Fluoro- 2- methoxyphenylmagnesium bromide solution,0.5 M in THF,FC,,,MFCD01311481,24879995 | 561983 | 188132-02-7 | Aldrich | 5-氟-2-甲氧苯基溴化镁 溶液 | (PDF) | ,,65 °C,2-8°C,0.948 g/mL at 25 °C | Aryl , Chemical Synthesis , Grignard Reagents , Organometallic Reagents |  | 0.5 M in THF | , |  |  | 2-8°C,0.5 M in THF,65 °C,0.948 g/mL at 25 °C
2- Bromobenzylmagnesium bromide solution,0.25 M in diethyl ether,BrC,,,MFCD01319903,24880009 | 562149 | 56812-60-3 | Aldrich | 2-溴苄基溴化镁 溶液 | (PDF) | ,,34.6 °C,2-8°C,0.770 g/mL at 25 °C | Alkyl , Chemical Synthesis , Grignard Reagents , Organometallic Reagents |  | 0.25 M in diethyl ether | , |  |  | 2-8°C,0.25 M in diethyl ether,34.6 °C,0.770 g/mL at 25 °C
3- Bromobenzylmagnesium bromide solution,0.25 M in diethyl ether,BrC,,,MFCD01319902,24880008 | 562130 | 107549-22-4 | Aldrich | 3-溴苄基溴化镁 溶液 | (PDF) | ,,34.6 °C,2-8°C,0.766 g/mL at 25 °C | Alkyl , Chemical Synthesis , Grignard Reagents , Organometallic Reagents |  | 0.25 M in diethyl ether | , |  |  | 2-8°C,0.25 M in diethyl ether,34.6 °C,0.766 g/mL at 25 °C
3- Fluoro- 2- methylphenylmagnesium chloride solution,0.5 M in THF,FC,,,MFCD01311482,24880595 | 570818 | 480424-74-6 | Aldrich | 3-氟-2-甲苯基氯化镁 溶液 | (PDF) | ,,65-67 °C(lit.),2-8°C,0.938 g/mL at 25 °C(lit.) | Aryl , Chemical Synthesis , Grignard Reagents , Organometallic Reagents |  | 0.5 M in THF | , |  |  | 2-8°C,0.5 M in THF,65-67 °C(lit.),0.938 g/mL at 25 °C(lit.)
4- Fluorobenzylmagnesium chloride,0.25 M in THF,FC,,,MFCD01319898,24880140 | 563927 | 1643-73-8 | Aldrich | 4-氟苄基氯化镁 | (PDF) | ,,65 °C(lit.),2-8°C,0.910 g/mL at 25 °C(lit.) | Alkyl , Chemical Synthesis , Grignard Reagents , Organometallic Reagents |  | 0.25 M in THF | , |  |  | 2-8°C,0.25 M in THF,65 °C(lit.),0.910 g/mL at 25 °C(lit.)
4- Fluorobenzylmagnesium chloride solution,0.25 M in diethyl ether,FC,,,MFCD01319898,24879998 | 562016 | 1643-73-8 | Aldrich | 4-氟苄基氯化镁 溶液 | (PDF) | ,,35 °C,2-8°C,0.742 g/mL at 25 °C | Alkyl , Chemical Synthesis , Grignard Reagents , Organometallic Reagents |  | 0.25 M in diethyl ether,0.25 M in diethyl ether | , |  |  | 0.25 M in diethyl ether,2-8°C,0.25 M in diethyl ether,35 °C,0.742 g/mL at 25 °C
o -Tolylmagnesium bromide solution,2.0 M in diethyl ether,CH,,,MFCD00010350,24858005 | 298980 | 932-31-0 | Aldrich | 邻甲苯基溴化镁 溶液 | (PDF) | ,,,,1.013 g/mL at 25 °C | Aryl , Chemical Synthesis , Grignard Reagents , Organometallic Reagents |  | 2.0 M in diethyl ether | , |  |  | 2.0 M in diethyl ether,1.013 g/mL at 25 °C
p -Tolylmagnesium bromide solution,1.0 M in THF,CH,636491,,MFCD00000040,24867733 | 442178 | 4294-57-9 | Aldrich | 对甲苯基溴化镁 溶液 | (PDF) | ,,65-67 °C,,1.002 g/mL at 25 °C | Aryl , Chemical Synthesis , Grignard Reagents , Organometallic Reagents |  | 1.0 M in THF | , |  |  | 1.0 M in THF,65-67 °C,1.002 g/mL at 25 °C
p -Tolylmagnesium bromide solution,0.5 M in diethyl ether,CH,636491,,MFCD00000040,24883432 | 646075 | 4294-57-9 | Aldrich | 对甲苯基溴化镁 溶液 | (PDF) | ,,,, | Aryl , Chemical Synthesis , Grignard Reagents , Organometallic Reagents |  | 0.5 M in diethyl ether | , |  |  | 0.5 M in diethyl ether
2- Methoxyphenylmagnesium bromide solution,1.0 M in diethyl ether,CH,,,MFCD01317003,24884587 | 662453 | 16750-63-3 | Aldrich | 2-甲氧苯基溴化镁 溶液 | (PDF) | ,,,,0.791 g/mL at 25 °C | Aryl , Chemical Synthesis , Grignard Reagents , Organometallic Reagents |  | 1.0 M in diethyl ether | , |  |  | 1.0 M in diethyl ether,0.791 g/mL at 25 °C
2- Methoxyphenylmagnesium bromide solution,1.0 M in THF,CH,,,MFCD01317003,24870659 | 470414 | 16750-63-3 | Aldrich | 2-甲氧苯基溴化镁 溶液 | (PDF) | ,,65-67 °C,,1.011 g/mL at 25 °C | Aryl , Chemical Synthesis , Grignard Reagents , Organometallic Reagents |  | 1.0 M in THF | , |  |  | 1.0 M in THF,65-67 °C,1.011 g/mL at 25 °C
3- Methoxyphenylmagnesium bromide solution,1.0 M in THF,CH,,,MFCD00672002,24867734 | 442194 | 36282-40-3 | Aldrich | 3-甲氧基苯基溴化镁 溶液 | (PDF) | ,,65-67 °C,,1.013 g/mL at 25 °C | Aryl , Chemical Synthesis , Grignard Reagents , Organometallic Reagents |  | 1.0 M in THF | , |  |  | 1.0 M in THF,65-67 °C,1.013 g/mL at 25 °C
4- Methoxyphenylmagnesium bromide solution,0.5 M in THF,CH,,,MFCD00013515,24870649 | 470260 | 13139-86-1 | Aldrich | 4-甲氧基苯基溴化镁 溶液 | (PDF) | ,,65-67 °C,,0.955 g/mL at 25 °C | Aryl , Chemical Synthesis , Grignard Reagents , Organometallic Reagents |  | 0.5 M in THF | , |  |  | 0.5 M in THF,65-67 °C,0.955 g/mL at 25 °C
,0.5 M in THF,C,,,MFCD02260240, | 741779 |  | Aldrich | 2- Thioanisolemagnesium bromide solution | (PDF) | ,,,2-8°C,0.947 g/mL at 25 °C | Aryl , Chemical Synthesis , Grignard Reagents , Organometallic Reagents |  | 0.5 M in THF | , |  |  | 2-8°C,0.5 M in THF,0.947 g/mL at 25 °C
,0.5 M in THF,C,,,MFCD11113502, | 741787 |  | Aldrich | 3- Thioanisolemagnesium bromide solution | (PDF) | ,,,2-8°C,0.951 g/mL at 25 °C | Aryl , Chemical Synthesis , Grignard Reagents , Organometallic Reagents |  | 0.5 M in THF | , |  |  | 2-8°C,0.5 M in THF,0.951 g/mL at 25 °C
4- Thioanisolemagnesium bromide solution,0.5 M in THF,H,,,MFCD00672010,24879970 | 561762 | 18620-04-7 | Aldrich | 4-硫代苯甲醚溴化镁 溶液 | (PDF) | ,,65 °C,2-8°C,0.965 g/mL at 25 °C | Aryl , Chemical Synthesis , Grignard Reagents , Organometallic Reagents |  | 0.5 M in THF | , |  |  | 2-8°C,0.5 M in THF,65 °C,0.965 g/mL at 25 °C
Benzylmagnesium chloride solution,1.0 M in diethyl ether,C,878506,,MFCD00000469,24858271 | 302759 | 6921-34-2 | Aldrich | 苄基氯化镁 溶液 | (PDF) | ,,,,0.794 g/mL at 25 °C | Alkyl , Chemical Synthesis , Grignard Reagents , Organometallic Reagents |  | 1.0 M in diethyl ether | , |  |  | 1.0 M in diethyl ether,0.794 g/mL at 25 °C
Benzylmagnesium chloride solution,2.0 M in THF,C,878506,,MFCD00000469,24853532 | 225916 | 6921-34-2 | Aldrich | 苄基氯化镁 溶液 | (PDF) | ,,,,1.031 g/mL at 25 °C | Alkyl , Chemical Synthesis , Grignard Reagents , Organometallic Reagents |  | 2.0 M in THF | , |  |  | 2.0 M in THF,1.031 g/mL at 25 °C
m -Tolylmagnesium chloride solution,1.0 M in THF,CH,,,MFCD00238749,24865307 | 405299 | 121905-60-0 | Aldrich | 间甲苯基氯化镁 溶液 | (PDF) | ,,,,0.956 g/mL at 25 °C | Aryl , Chemical Synthesis , Grignard Reagents , Organometallic Reagents |  | 1.0 M in THF | , |  |  | 1.0 M in THF,0.956 g/mL at 25 °C
o -Tolylmagnesium chloride solution,1.0 M in THF,CH,3537703,,MFCD00010355,24862138 | 360023 | 33872-80-9 | Aldrich | 邻甲苯基氯化镁 溶液 | (PDF) | ,,,,0.956 g/mL at 25 °C | Aryl , Chemical Synthesis , Grignard Reagents , Organometallic Reagents |  | 1.0 M in THF | , |  |  | 1.0 M in THF,0.956 g/mL at 25 °C
,1.0 M in THF,C,,,MFCD00672097, | 757691 |  | Aldrich | p -Tolylmagnesium chloride solution | (PDF) | ,,,,0.974 g/mL at 25 °C | Aryl , Chemical Synthesis , Grignard Reagents , Organometallic Reagents |  | 1.0 M in THF | , |  |  | 1.0 M in THF,0.974 g/mL at 25 °C
(Cyclohexylmethyl) magnesium bromide solution,,C,,,MFCD02260210, | 687952 | 35166-78-0 | Aldrich | (环己基甲基)溴化镁 | (PDF) | ,,,,0.966 g/mL at 25 °C | Alkyl , Chemical Synthesis , Grignard Reagents , Organometallic Reagents |  |  | , |  |  | 0.966 g/mL at 25 °C
Cycloheptylmagnesium bromide solution,2 M in diethyl ether,C,,,MFCD14635266, | 730599 |  | Aldrich | 环庚基溴化镁 溶液 | (PDF) | ,,,,1.034 g/mL at 25 °C | Alkyl , Chemical Synthesis , Grignard Reagents , Organometallic Reagents |  | 2 M in diethyl ether | , |  |  | 2 M in diethyl ether,1.034 g/mL at 25 °C
Heptylmagnesium bromide solution,1.0 M in diethyl ether,CH,,,MFCD00013517,24879134 | 550655 | 13125-66-1 | Aldrich | 正庚基溴化镁 溶液 | (PDF) | ,,35 °C,,0.841 g/mL at 25 °C | Alkyl , Chemical Synthesis , Grignard Reagents , Organometallic Reagents |  | 1.0 M in diethyl ether | , |  |  | 1.0 M in diethyl ether,35 °C,0.841 g/mL at 25 °C
Phenylethynylmagnesium bromide solution,1.0 M in THF,C,,,MFCD00134164,24861923 | 357510 | 6738-06-3 | Aldrich | 溴化苯基乙炔基镁 溶液 |  | ,,,2-8°C,1.018 g/mL at 25 °C | Alkynyl , Chemical Synthesis , Grignard Reagents , Organometallic Reagents |  | 1.0 M in THF | , |  |  | 2-8°C,1.0 M in THF,1.018 g/mL at 25 °C
4- (Trifluoromethoxy) benzylmagnesium bromide solution,1.0 M in diethyl ether,CF,,,MFCD09039255,24884663 | 663832 |  | Aldrich | 4-(三氟甲氧基)苄基溴化镁 溶液 | (PDF) | ,,,,0.945 g/mL at 25 °C | Aryl , Chemical Synthesis , Grignard Reagents , Organometallic Reagents |  | 1.0 M in diethyl ether | , |  |  | 1.0 M in diethyl ether,0.945 g/mL at 25 °C
2,3- Dimethylphenylmagnesium bromide,0.5 M in THF,(CH,,,MFCD01311494,24880127 | 563757 | 134640-85-0 | Aldrich | 2,3-二甲基苯基溴化镁 | (PDF) | ,,65 °C(lit.),2-8°C,0.948 g/mL at 25 °C(lit.) | Aryl , Chemical Synthesis , Grignard Reagents , Organometallic Reagents |  | 0.5 M in THF | , |  |  | 2-8°C,0.5 M in THF,65 °C(lit.),0.948 g/mL at 25 °C(lit.)
2,4- Dimethylphenylmagnesium bromide solution,0.5 M in THF,(CH,,,MFCD01311493,24880001 | 562041 | 34589-46-3 | Aldrich | 2,4-二甲苯基溴化镁 溶液 | (PDF) | ,,65 °C,2-8°C,0.946 g/mL at 25 °C | Aryl , Chemical Synthesis , Grignard Reagents , Organometallic Reagents |  | 0.5 M in THF | , |  |  | 2-8°C,0.5 M in THF,65 °C,0.946 g/mL at 25 °C
2,5- Dimethylphenylmagnesium bromide,0.5 M in THF,(CH,,,MFCD01311495,24880128 | 563765 | 30897-86-0 | Aldrich | (2,5-二甲基苯基)溴化镁 | (PDF) | ,,65 °C(lit.),2-8°C,0.945 g/mL at 25 °C(lit.) | Aryl , Chemical Synthesis , Grignard Reagents , Organometallic Reagents |  | 0.5 M in THF | , |  |  | 2-8°C,0.5 M in THF,65 °C(lit.),0.945 g/mL at 25 °C(lit.)
2,6- Dimethylphenylmagnesium bromide solution,1.0 M in THF,(CH,,,MFCD00192083,24866639 | 425508 | 21450-64-6 | Aldrich | 2,6-二甲基苯基溴化镁 溶液 | (PDF) | ,,65-67 °C,,0.998 g/mL at 25 °C | Aryl , Chemical Synthesis , Grignard Reagents , Organometallic Reagents |  | 1.0 M in THF | , |  |  | 1.0 M in THF,65-67 °C,0.998 g/mL at 25 °C
3,5- Dimethylphenylmagnesium bromide solution,0.5 M in THF,(CH,,,MFCD01311497,24880004 | 562076 | 34696-73-6 | Aldrich | 3,5-二甲苯基溴化镁 溶液 | (PDF) | ,,65 °C,2-8°C,0.950 g/mL at 25 °C | Aryl , Chemical Synthesis , Grignard Reagents , Organometallic Reagents |  | 0.5 M in THF | , |  |  | 2-8°C,0.5 M in THF,65 °C,0.950 g/mL at 25 °C
4- Ethylphenylmagnesium bromide solution,0.5 M in THF,C,,,MFCD01311467,24879969 | 561754 | 22873-28-5 | Aldrich | 4-乙基苯基溴化镁 溶液 | (PDF) | ,,65 °C,2-8°C,0.950 g/mL at 25 °C | Aryl , Chemical Synthesis , Grignard Reagents , Organometallic Reagents |  | 0.5 M in THF | , |  |  | 2-8°C,0.5 M in THF,65 °C,0.950 g/mL at 25 °C
,1 M in THF,C,,,MFCD08741510, | 741744 |  | Aldrich | 3- Ethoxyphenylmagnesium bromide solution | (PDF) | ,,,,1.006 g/mL at 25 °C | Aryl , Chemical Synthesis , Grignard Reagents , Organometallic Reagents |  | 1 M in THF | , |  |  | 1 M in THF,1.006 g/mL at 25 °C
,1 M in THF,C,,,MFCD08741509, | 741760 | 41842-30-2 | Aldrich | 4- Ethoxyphenylmagnesium bromide solution | (PDF) | ,,,,1.004 g/mL at 25 °C | Aryl , Chemical Synthesis , Grignard Reagents , Organometallic Reagents |  | 1 M in THF | , |  |  | 1 M in THF,1.004 g/mL at 25 °C
4- Methoxy- 2- methylphenylmagnesium bromide solution,0.5 M in THF,CH,,,MFCD01319918,24880018 | 562238 | 148706-30-3 | Aldrich | 4-甲氧基-2-甲苯基溴化镁 溶液 | (PDF) | ,,65 °C,2-8°C,0.956 g/mL at 25 °C | Aryl , Chemical Synthesis , Grignard Reagents , Organometallic Reagents |  | 0.5 M in THF | , |  |  | 2-8°C,0.5 M in THF,65 °C,0.956 g/mL at 25 °C
2,4- Dimethoxyphenylmagnesium bromide solution,0.5 M in THF,(CH,,,MFCD01311490,24879999 | 562025 | 138109-49-6 | Aldrich | 2,4-二甲氧基苯基溴化镁 溶液 | (PDF) | ,,65 °C,2-8°C,0.960 g/mL at 25 °C | Aryl , Chemical Synthesis , Grignard Reagents , Organometallic Reagents |  | 0.5 M in THF | , |  |  | 2-8°C,0.5 M in THF,65 °C,0.960 g/mL at 25 °C
2,5- Dimethoxyphenylmagnesium bromide solution,0.5 M in THF,(CH,,,MFCD01311475,24879972 | 561819 | 62890-98-6 | Aldrich | 2,5-二甲氧基苯基溴化镁 溶液 | (PDF) | ,,65 °C,2-8°C,0.964 g/mL at 25 °C | Aryl , Chemical Synthesis , Grignard Reagents , Organometallic Reagents |  | 0.5 M in THF | , |  |  | 2-8°C,0.5 M in THF,65 °C,0.964 g/mL at 25 °C
3,4- Dimethoxyphenylmagnesium bromide solution,0.5 M in THF,(CH,,,MFCD01311476,24879993 | 561975 | 89980-69-8 | Aldrich | 3,4-二甲氧基苯基溴化镁 溶液 | (PDF) | ,,65 °C,2-8°C,0.960 g/mL at 25 °C | Aryl , Chemical Synthesis , Grignard Reagents , Organometallic Reagents |  | 0.5 M in THF | , |  |  | 2-8°C,0.5 M in THF,65 °C,0.960 g/mL at 25 °C
2- Methylbenzylmagnesium chloride solution,0.25 M in THF,H,,,MFCD01319904,24880013 | 562173 | 29875-05-6 | Aldrich | 2-甲基苄基氯化镁 溶液 | (PDF) | ,,65 °C,2-8°C,0.920 g/mL at 25 °C | Alkyl , Chemical Synthesis , Grignard Reagents , Organometallic Reagents |  | 0.25 M in THF | , |  |  | 2-8°C,0.25 M in THF,65 °C,0.920 g/mL at 25 °C
3,4- Dimethylphenylmagnesium chloride solution,0.5 M in THF,(CH,,,MFCD03427253,24880002 | 562068 | 102928-12-1 | Aldrich | 3,4-二甲基苯基氯化镁 溶液 | (PDF) | ,,65 °C,2-8°C,0.925 g/mL at 25 °C | Aryl , Chemical Synthesis , Grignard Reagents , Organometallic Reagents |  | 0.5 M in THF | , |  |  | 2-8°C,0.5 M in THF,65 °C,0.925 g/mL at 25 °C
3- Methylbenzylmagnesium chloride solution,0.5 M in THF,CH,,,MFCD01319905,24880010 | 562157 | 29875-06-7 | Aldrich | 3-甲基苄基氯化镁 溶液 | (PDF) | ,,65 °C,2-8°C,0.923 g/mL at 25 °C | Alkyl , Chemical Synthesis , Grignard Reagents , Organometallic Reagents |  | 0.5 M in THF | , |  |  | 2-8°C,0.5 M in THF,65 °C,0.923 g/mL at 25 °C
4- Methylbenzylmagnesium chloride solution,0.5 M in THF,C,,,MFCD01319893,24880129 | 563773 | 29875-07-8 | Aldrich | 4-甲基苄基氯化镁 溶液 | (PDF) | ,,65 °C(lit.),2-8°C,0.918 g/mL at 25 °C(lit.) | Alkyl , Chemical Synthesis , Grignard Reagents , Organometallic Reagents |  | 0.5 M in THF | , |  |  | 2-8°C,0.5 M in THF,65 °C(lit.),0.918 g/mL at 25 °C(lit.)
Phenethylmagnesium chloride solution,1.0 M in THF,C,,,MFCD00192387,24866584 | 424684 | 90878-19-6 | Aldrich | 苯乙基氯化镁 溶液 | (PDF) | ,,65 °C,,0.954 g/mL at 25 °C | Alkyl , Chemical Synthesis , Grignard Reagents , Organometallic Reagents |  | 1.0 M in THF | , |  |  | 1.0 M in THF,65 °C,0.954 g/mL at 25 °C
2- Methoxybenzylmagnesium chloride solution,0.25 M in THF,CH,,,MFCD01319897,24880006 | 562092 | 480438-46-8 | Aldrich | 2-甲氧基苄基氯化镁 溶液 | (PDF) | ,,65 °C,2-8°C,0.910 g/mL at 25 °C | Alkyl , Chemical Synthesis , Grignard Reagents , Organometallic Reagents |  | 0.25 M in THF | , |  |  | 2-8°C,0.25 M in THF,65 °C,0.910 g/mL at 25 °C
3- Methoxybenzylmagnesium chloride solution,0.25 M in THF,H,,,MFCD01319896,24880005 | 562084 | 26905-40-8 | Aldrich | 3-甲氧基苄基氯化镁 溶液 | (PDF) | ,,65 °C,2-8°C,0.904 g/mL at 25 °C | Alkyl , Chemical Synthesis , Grignard Reagents , Organometallic Reagents |  | 0.25 M in THF | , |  |  | 2-8°C,0.25 M in THF,65 °C,0.904 g/mL at 25 °C
4- Methoxybenzylmagnesium chloride solution,0.25 M in THF,CH,,,MFCD01311491,24880000 | 562033 | 38769-92-5 | Aldrich | 4-甲氧基苄基氯化镁 溶液 | (PDF) | ,,65 °C,2-8°C,0.914 g/mL at 25 °C | Alkyl , Chemical Synthesis , Grignard Reagents , Organometallic Reagents |  | 0.25 M in THF | , |  |  | 2-8°C,0.25 M in THF,65 °C,0.914 g/mL at 25 °C
3,5- Dimethoxyphenylmagnesium chloride,1.0 M in THF,C,,,MFCD06411301,24882874 | 637629 | 89981-17-9 | Aldrich | 3,5-二甲氧基苯基氯化镁 | (PDF) | ,,,,1.022 g/mL at 25 °C | Aryl , Chemical Synthesis , Grignard Reagents , Organometallic Reagents |  | 1.0 M in THF | , |  |  | 1.0 M in THF,1.022 g/mL at 25 °C
4-( N , N -Dimethyl)aniline magnesium bromide solution,0.5 M in THF,(CH,,,MFCD00672006,24879914 | 561061 | 7353-91-5 | Aldrich | 4-( N , N -二甲基)苯胺溴化镁 溶液 | (PDF) | ,,65 °C,2-8°C,0.951 g/mL at 25 °C | Aryl , Chemical Synthesis , Grignard Reagents , Organometallic Reagents |  | 0.5 M in THF | , |  |  | 2-8°C,0.5 M in THF,65 °C,0.951 g/mL at 25 °C
(2- Ethylhexyl) magnesium bromide solution,1.0 M in diethyl ether,C,,,MFCD02260220,24882304 | 630551 | 90224-21-8 | Aldrich | (2-乙基己基)溴化镁 溶液 | (PDF) | ,,,,0.863 g/mL at 25 °C | Alkyl , Chemical Synthesis , Grignard Reagents , Organometallic Reagents |  | 1.0 M in diethyl ether | , |  |  | 1.0 M in diethyl ether,0.863 g/mL at 25 °C
Octylmagnesium bromide solution,2.0 M in diethyl ether,CH,,,MFCD00191566,24867293 | 436291 | 17049-49-9 | Aldrich | 辛基溴化镁 溶液 | (PDF) | ,,34.6 °C,,0.961 g/mL at 25 °C | Alkyl , Chemical Synthesis , Grignard Reagents , Organometallic Reagents |  | 2.0 M in diethyl ether | , |  |  | 2.0 M in diethyl ether,34.6 °C,0.961 g/mL at 25 °C
Octylmagnesium chloride solution,2.0 M in THF,C,,,MFCD00000476,24859451 | 324566 | 38841-98-4 | Aldrich | 辛基氯化镁 溶液 | (PDF) | ,,,,0.929 g/mL at 25 °C | Alkyl , Chemical Synthesis , Grignard Reagents , Organometallic Reagents |  | 2.0 M in THF | , |  |  | 2.0 M in THF,0.929 g/mL at 25 °C
Di- n -butylmagnesium solution,1.0 M in heptane,[CH,3535184,,MFCD00015225,24861295 | 345113 | 1191-47-5 | Aldrich | 二-正丁基镁 溶液 | (PDF) | ,,,,0.713 g/mL at 25 °C | Chemical Synthesis , Grignard Reagents , Organometallic Reagents , Others |  | 1.0 M in heptane | , |  |  | 1.0 M in heptane,0.713 g/mL at 25 °C
2-Mesitylmagnesium bromide solution,1.0 M in diethyl ether,(CH,,,MFCD00009663,24859894 | 332402 | 2633-66-1 | Aldrich | 2-均三甲苯基溴化镁 溶液 | (PDF) | ,,,,0.897 g/mL at 25 °C | Aryl , Chemical Synthesis , Grignard Reagents , Organometallic Reagents |  | 1.0 M in diethyl ether | , |  |  | 1.0 M in diethyl ether,0.897 g/mL at 25 °C
2-Mesitylmagnesium bromide solution,1.0 M in THF,(CH,,,MFCD00009663,24853266 | 227234 | 2633-66-1 | Aldrich | 2-均三甲苯基溴化镁 溶液 | (PDF) | ,,,,1.005 g/mL at 25 °C | Aryl , Chemical Synthesis , Grignard Reagents , Organometallic Reagents |  | 1.0 M in THF | , |  |  | 1.0 M in THF,1.005 g/mL at 25 °C
4- Isopropylphenylmagnesium bromide solution,0.5 M in THF,C,,,MFCD01319911,24882731 | 635669 |  | Aldrich | 4-异丙基苯基溴化镁 溶液 | (PDF) | ,,,,0.939 g/mL at 25 °C(lit.) | Aryl , Chemical Synthesis , Grignard Reagents , Organometallic Reagents |  | 0.5 M in THF | , |  |  | 0.5 M in THF,0.939 g/mL at 25 °C(lit.)
4- n - Propylphenylmagnesium bromide solution,0.5 M in THF,C,,,MFCD01311466,24880125 | 563730 | 87942-08-3 | Aldrich | 4-正丙基苯基溴化镁 溶液 | (PDF) | ,,65-67 °C(lit.),2-8°C,0.940 g/mL at 25 °C(lit.) | Aryl , Chemical Synthesis , Grignard Reagents , Organometallic Reagents |  | 0.5 M in THF | , |  |  | 2-8°C,0.5 M in THF,65-67 °C(lit.),0.940 g/mL at 25 °C(lit.)
3,5- Dimethyl- 4- methoxyphenylmagnesium bromide,0.5 M in THF,(CH,,,MFCD01319917,24880130 | 563781 | 185416-17-5 | Aldrich | 3,5-二甲基-4-甲氧基苯基溴化镁 | (PDF) | ,,65 °C(lit.),2-8°C,0.949 g/mL at 25 °C(lit.) | Aryl , Chemical Synthesis , Grignard Reagents , Organometallic Reagents |  | 0.5 M in THF | , |  |  | 2-8°C,0.5 M in THF,65 °C(lit.),0.949 g/mL at 25 °C(lit.)
3,4,5- Trimethoxyphenylmagnesium bromide solution,0.5 M in THF,(CH,,,MFCD08064087,24885606 | 680974 | 133095-91-7 | Aldrich | 3,4,5-三甲氧基苯基溴化镁 | (PDF) | ,,,2-8°C,0.979 g/mL at 25 °C | Aryl , Chemical Synthesis , Grignard Reagents , Organometallic Reagents |  | 0.5 M in THF | , |  |  | 2-8°C,0.5 M in THF,0.979 g/mL at 25 °C
4- Methoxyphenethylmagnesium chloride solution,0.5 M in THF,H,,,MFCD01319915,24880016 | 562203 | 211115-05-8 | Aldrich | 对甲氧基苯乙基氯化镁 溶液 | (PDF) | ,,65 °C,2-8°C,0.925 g/mL at 25 °C | Alkyl , Chemical Synthesis , Grignard Reagents , Organometallic Reagents |  | 0.5 M in THF | , |  |  | 2-8°C,0.5 M in THF,65 °C,0.925 g/mL at 25 °C
3,5- Dimethoxybenzylmagnesium chloride solution,0.2 M in THF,C,,,MFCD02260202,24880133 | 563811 | 135808-66-1 | Aldrich | 3,5-二甲氧苄基氯化镁 溶液 | (PDF) | ,,65-67 °C,2-8°C,0.913 g/mL at 25 °C | Alkyl , Chemical Synthesis , Grignard Reagents , Organometallic Reagents |  | 0.2 M in THF | , |  |  | 2-8°C,0.2 M in THF,65-67 °C,0.913 g/mL at 25 °C
Nonylmagnesium bromide solution,1.0 M in diethyl ether,CH,,,MFCD03094048,24879135 | 550663 | 39691-62-8 | Aldrich | 壬基溴化镁 溶液 | (PDF) | ,,35 °C,,0.849 g/mL at 25 °C | Alkyl , Chemical Synthesis , Grignard Reagents , Organometallic Reagents |  | 1.0 M in diethyl ether | , |  |  | 1.0 M in diethyl ether,35 °C,0.849 g/mL at 25 °C
1-Naphthylmagnesium bromide solution,0.25 M slurry in THF,C,,,MFCD00015768,24879961 | 561673 | 703-55-9 | Aldrich | 1-萘溴化镁 溶液 | (PDF) | ,,65 °C,,0.908 g/mL at 25 °C | Aryl , Chemical Synthesis , Grignard Reagents , Organometallic Reagents |  | 0.25 M slurry in THF | , |  |  | 0.25 M slurry in THF,65 °C,0.908 g/mL at 25 °C
2-Naphthylmagnesium bromide solution,0.5 M in THF,C,,,MFCD01319910,24880011 | 562165 | 21473-01-8 | Aldrich | 2-萘溴化镁 溶液 | (PDF) | ,,65 °C,2-8°C,0.951 g/mL at 25 °C | Aryl , Chemical Synthesis , Grignard Reagents , Organometallic Reagents |  | 0.5 M in THF | , |  |  | 2-8°C,0.5 M in THF,65 °C,0.951 g/mL at 25 °C
4- tert -Butylphenylmagnesium bromide solution,2.0 M in diethyl ether,(CH,,,MFCD00013244,24859458 | 324655 | 63488-10-8 | Aldrich | 4-叔丁基苯基溴化镁 溶液 | (PDF) | ,,,,1.065 g/mL at 25 °C | Aryl , Chemical Synthesis , Grignard Reagents , Organometallic Reagents |  | 2.0 M in diethyl ether | , |  |  | 2.0 M in diethyl ether,1.065 g/mL at 25 °C
4- tert -Butylphenylmagnesium bromide solution,0.5 M in THF,(CH,,,MFCD00013244, | 706507 | 63488-10-8 | Aldrich | 4-叔丁基苯基溴化镁 溶液 | (PDF) | ,,65-67 °C/760 mmHg,,0.952 g/mL at 25 °C | Aryl , Chemical Synthesis , Grignard Reagents , Organometallic Reagents |  | 0.5 M in THF | , |  |  | 0.5 M in THF,65-67 °C/760 mmHg,0.952 g/mL at 25 °C
2- Methyl- 2- phenylpropylmagnesium chloride solution,0.5 M in diethyl ether,C,,,MFCD00075586,24866318 | 420204 | 35293-35-7 | Aldrich | 2-甲基-2-苯丙基氯化镁 溶液 | (PDF) | ,,34.6 °C,,0.766 g/mL at 25 °C | Alkyl , Chemical Synthesis , Grignard Reagents , Organometallic Reagents |  | 0.5 M in diethyl ether | , |  |  | 0.5 M in diethyl ether,34.6 °C,0.766 g/mL at 25 °C
3,7- Dimethyloctylmagnesium bromide solution,1.0 M in diethyl ether,C,,,MFCD06798074,24882899 | 637963 | 114499-45-5 | Aldrich | 3,7-二甲基辛基溴化镁 溶液 | (PDF) | ,,,,0.856 g/mL at 25 °C | Alkyl , Chemical Synthesis , Grignard Reagents , Organometallic Reagents |  | 1.0 M in diethyl ether | , |  |  | 1.0 M in diethyl ether,0.856 g/mL at 25 °C
Decylmagnesium bromide solution,1.0 M in diethyl ether,CH,,,MFCD00013516,24861466 | 347108 | 17049-50-2 | Aldrich | 癸基溴化镁 溶液 | (PDF) | ,,,,0.846 g/mL at 25 °C | Alkyl , Chemical Synthesis , Grignard Reagents , Organometallic Reagents |  | 1.0 M in diethyl ether | , |  |  | 1.0 M in diethyl ether,0.846 g/mL at 25 °C
(2- Naphthalenylmethyl) magnesium bromide solution,0.25 M in diethyl ether,C,,,MFCD02260227,24884665 | 663891 | 127543-80-0 | Aldrich | (2-萘基甲基)溴化镁 溶液 | (PDF) | ,,,,0.776 g/mL at 25 °C | Alkyl , Chemical Synthesis , Grignard Reagents , Organometallic Reagents |  | 0.25 M in diethyl ether | , |  |  | 0.25 M in diethyl ether,0.776 g/mL at 25 °C
2- Methyl- 1- naphthylmagnesium bromide,0.25 M in THF,C,,,MFCD01311486,24880122 | 563692 | 21450-90-8 | Aldrich | 2-甲基-1-萘基溴化镁 | (PDF) | ,,65 °C(lit.),2-8°C,0.921 g/mL at 25 °C(lit.) | Aryl , Chemical Synthesis , Grignard Reagents , Organometallic Reagents |  | 0.25 M in THF | , |  |  | 2-8°C,0.25 M in THF,65 °C(lit.),0.921 g/mL at 25 °C(lit.)
4- Methyl- 1- naphthylmagnesium bromide,0.25 M in THF,C,,,MFCD01311487,24880121 | 563684 | 115913-58-1 | Aldrich | 4-甲基-1-萘基溴化镁 | (PDF) | ,,65 °C(lit.),2-8°C,0.923 g/mL at 25 °C(lit.) | Aryl , Chemical Synthesis , Grignard Reagents , Organometallic Reagents |  | 0.25 M in THF | , |  |  | 2-8°C,0.25 M in THF,65 °C(lit.),0.923 g/mL at 25 °C(lit.)
6- Methoxy- 2- naphthylmagnesium bromide solution,0.5 M in THF,C,,,MFCD01311488,24883495 | 646946 | 38046-82-1 | Aldrich | 6-甲氧基-2-萘基溴化镁 溶液 | (PDF) | ,,,2-8°C,0.966 g/mL at 25 °C | Aryl , Chemical Synthesis , Grignard Reagents , Organometallic Reagents |  | 0.5 M in THF | , |  |  | 2-8°C,0.5 M in THF,0.966 g/mL at 25 °C
4-(2-Tetrahydro-2 H - pyranoxy) phenylmagnesium bromide solution,0.5 M in THF,C,,,MFCD03427254,24880020 | 562246 | 36637-44-2 | Aldrich | 4-(2-四氢-2 H -吡喃氧代)苯基溴化镁 溶液 | (PDF) | ,,65 °C,2-8°C,0.961 g/mL at 25 °C | Aryl , Chemical Synthesis , Grignard Reagents , Organometallic Reagents |  | 0.5 M in THF | , |  |  | 2-8°C,0.5 M in THF,65 °C,0.961 g/mL at 25 °C
[2- (1- Pyrrolidinylmethyl) phenyl] magnesium bromide solution,0.25 M in THF,C,,,MFCD03840891,24880615 | 571199 | 480424-80-4 | Aldrich | [2-(1-吡咯烷基甲基)苯基]溴化镁 溶液 | (PDF) | ,,65 °C,2-8°C,0.919 g/mL at 25 °C | Aryl , Chemical Synthesis , Grignard Reagents , Organometallic Reagents |  | 0.25 M in THF | , |  |  | 2-8°C,0.25 M in THF,65 °C,0.919 g/mL at 25 °C
[3- (1- Pyrrolidinylmethyl) phenyl] magnesium bromide solution,0.25 M in THF,C,,,MFCD03840892,24880614 | 571180 | 480424-79-1 | Aldrich | [3-(1-吡咯烷基甲基)苯基]溴化镁 溶液 | (PDF) | ,,65 °C,2-8°C,0.922 g/mL at 25 °C | Aryl , Chemical Synthesis , Grignard Reagents , Organometallic Reagents |  | 0.25 M in THF | , |  |  | 2-8°C,0.25 M in THF,65 °C,0.922 g/mL at 25 °C
[4- (1- Pyrrolidinylmethyl) phenyl] magnesium bromide solution,0.25 M in THF,C,,,MFCD03840893,24880613 | 571172 | 480424-78-0 | Aldrich | [4-(1-吡咯烷基甲基)苯基]溴化镁 溶液 | (PDF) | ,,65 °C,2-8°C,0.916 g/mL at 25 °C | Aryl , Chemical Synthesis , Grignard Reagents , Organometallic Reagents |  | 0.25 M in THF | , |  |  | 2-8°C,0.25 M in THF,65 °C,0.916 g/mL at 25 °C
[2- (4- Morpholinylmethyl) phenyl] magnesium bromide solution,0.25 M in THF,C,,,MFCD03840888,24880612 | 571164 | 480424-77-9 | Aldrich | [2-(4-吗啉甲基)苯基]溴化镁 溶液 | (PDF) | ,,65 °C,2-8°C, | Aryl , Chemical Synthesis , Grignard Reagents , Organometallic Reagents |  | 0.25 M in THF | , |  |  | 2-8°C,0.25 M in THF,65 °C
[3- (4- Morpholinylmethyl) phenyl] magnesium bromide solution,0.25 M in THF,C,,,MFCD03840889,24880611 | 571156 | 480424-76-8 | Aldrich | [3-(4-吗啉甲基)苯基]溴化镁 溶液 | (PDF) | ,,65 °C(lit.),2-8°C,0.926 g/mL at 25 °C(lit.) | Aryl , Chemical Synthesis , Grignard Reagents , Organometallic Reagents |  | 0.25 M in THF | , |  |  | 2-8°C,0.25 M in THF,65 °C(lit.),0.926 g/mL at 25 °C(lit.)
[4- (4- Morpholinylmethyl) phenyl] magnesium bromide solution,0.25 M in THF,C,,,MFCD03840890,24880610 | 571121 | 480424-75-7 | Aldrich | [4-(4-吗啉甲基)苯基]溴化镁 溶液 | (PDF) | ,,65 °C,2-8°C,0.926 g/mL at 25 °C | Aryl , Chemical Synthesis , Grignard Reagents , Organometallic Reagents |  | 0.25 M in THF | , |  |  | 2-8°C,0.25 M in THF,65 °C,0.926 g/mL at 25 °C
2-(Benzaldehyde diethylacetal) magnesium bromide solution,1 M in THF,C,,,MFCD11553214, | 732710 |  | Aldrich | 2-(苯甲醛二乙缩醛)溴化镁 溶液 | (PDF) | ,,,,1.049 g/mL at 25 °C | Alkyl , Chemical Synthesis , Grignard Reagents , Organometallic Reagents |  | 1 M in THF | , |  |  | 1 M in THF,1.049 g/mL at 25 °C
3-(Benzaldehyde diethylacetal) magnesium bromide solution,1 M in THF,C,,,MFCD11553215, | 732729 |  | Aldrich | 3-(苯甲醛二乙缩醛)溴化镁 溶液 | (PDF) | ,,,,1.006 g/mL at 25 °C | Aryl , Chemical Synthesis , Grignard Reagents , Organometallic Reagents |  | 1 M in THF | , |  |  | 1 M in THF,1.006 g/mL at 25 °C
4-(Benzaldehyde diethylacetal) magnesium bromide solution,1 M in THF,C,,,MFCD11553216, | 732737 |  | Aldrich | 4-(苯甲醛二乙缩醛)溴化镁 溶液 | (PDF) | ,,,,1.013 g/mL at 25 °C | Alkyl , Chemical Synthesis , Grignard Reagents , Organometallic Reagents |  | 1 M in THF | , |  |  | 1 M in THF,1.013 g/mL at 25 °C
Lithium dibutyl(isopropyl) magnesate,0.7 M in diethyl ether/hexanes,C,,,,24885764 | 683418 | 296802-58-9 | Aldrich | 二丁基(异丙基)锂镁盐 |  | ,,,2-8°C,0.708 g/mL at 25 °C | Chemical Synthesis , Grignard Reagents , Organometallic Reagents , Others |  | 0.7 M in diethyl ether/hexanes | , |  |  | 2-8°C,0.7 M in diethyl ether/hexanes,0.708 g/mL at 25 °C
2-Biphenylmagnesium bromide solution,0.5 M in diethyl ether,C,,,MFCD01311477,24883008 | 639125 | 82214-69-5 | Aldrich | 2-联苯溴化镁 溶液 | (PDF) | ,,,,0.800 g/mL at 25 °C(lit.) | Aryl , Chemical Synthesis , Grignard Reagents , Organometallic Reagents |  | 0.5 M in diethyl ether | , |  |  | 0.5 M in diethyl ether,0.800 g/mL at 25 °C(lit.)
3-Biphenylmagnesium bromide,0.5 M in THF,C,,,MFCD07698603, | 687898 | 103068-18-4 | Aldrich | 3-联苯溴化镁 | (PDF) | ,,,,0.972 g/mL at 25 °C | Aryl , Chemical Synthesis , Grignard Reagents , Organometallic Reagents |  | 0.5 M in THF | , |  |  | 0.5 M in THF,0.972 g/mL at 25 °C
4-Biphenylmagnesium bromide solution,0.5 M in THF,C,,,MFCD01311479,24879996 | 562009 | 3315-91-1 | Aldrich | 4-联苯溴化镁 溶液 | (PDF) | ,,65 °C,2-8°C,0.961 g/mL at 25 °C | Aryl , Chemical Synthesis , Grignard Reagents , Organometallic Reagents |  | 0.5 M in THF | , |  |  | 2-8°C,0.5 M in THF,65 °C,0.961 g/mL at 25 °C
4- Phenoxyphenylmagnesium bromide solution,0.5 M in THF,C,,,MFCD00672009,24879962 | 561681 | 21473-02-9 | Aldrich | 4-苯氧基苯基溴化镁 溶液 | (PDF) | ,,65 °C,2-8°C,0.968 g/mL at 25 °C | Aryl , Chemical Synthesis , Grignard Reagents , Organometallic Reagents |  | 0.5 M in THF | , |  |  | 2-8°C,0.5 M in THF,65 °C,0.968 g/mL at 25 °C
(4- (1- Piperidinylmethyl) phenyl) magnesium bromide solution,0.25 M in THF,C,,,MFCD03840896,24880618 | 571229 | 480424-83-7 | Aldrich | [4-(1-哌啶甲基)苯基]溴化镁 溶液 | (PDF) | ,,65 °C,2-8°C,0.924 g/mL at 25 °C | Aryl , Chemical Synthesis , Grignard Reagents , Organometallic Reagents |  | 0.25 M in THF | , |  |  | 2-8°C,0.25 M in THF,65 °C,0.924 g/mL at 25 °C
[2- (1- Piperidinylmethyl) phenyl] magnesium bromide solution,0.25 M in THF,C,,,MFCD03840894,24880616 | 571202 | 480424-81-5 | Aldrich | [2-(1-哌啶甲基)苯基]溴化镁 溶液 | (PDF) | ,,65 °C,2-8°C,0.922 g/mL at 25 °C | Aryl , Chemical Synthesis , Grignard Reagents , Organometallic Reagents |  | 0.25 M in THF | , |  |  | 2-8°C,0.25 M in THF,65 °C,0.922 g/mL at 25 °C
[3- (1- Piperidinylmethyl) phenyl] magnesium bromide solution,0.25 M in THF,C,,,MFCD03840895,24880617 | 571210 | 480424-82-6 | Aldrich | [3-(1-哌啶甲基)苯基]溴化镁 溶液 | (PDF) | ,,65 °C,2-8°C,0.919 g/mL at 25 °C | Aryl , Chemical Synthesis , Grignard Reagents , Organometallic Reagents |  | 0.25 M in THF | , |  |  | 2-8°C,0.25 M in THF,65 °C,0.919 g/mL at 25 °C
,0.5 M in THF,C,,,MFCD18253642, | 734098 |  | Aldrich | 4- [Bis(trimethylsilyl) amino] phenylmagnesium bromide solution | (PDF) | ,,,,0.953 g/mL at 25 °C | Aryl , Chemical Synthesis , Grignard Reagents , Organometallic Reagents |  | 0.5 M in THF | , |  |  | 0.5 M in THF,0.953 g/mL at 25 °C
3- [Bis(trimethylsilyl) amino] phenylmagnesium chloride solution,1.0 M in THF,[(CH,7706704,,MFCD00134370,24863141 | 372005 | 174484-84-5 | Aldrich | 3- [双(三甲基甲硅烷基) 氨基] 苯基氯化镁 溶液 | (PDF) | ,,67 °C,,0.954 g/mL at 25 °C | Aryl , Chemical Synthesis , Grignard Reagents , Organometallic Reagents |  | 1.0 M in THF | , |  |  | 1.0 M in THF,67 °C,0.954 g/mL at 25 °C
Dodecylmagnesium bromide solution,1.0 M in diethyl ether,CH,,,MFCD00075165,24860654 | 339628 | 15890-72-9 | Aldrich | 十二烷基溴化镁 溶液 | (PDF) | ,,,,0.843 g/mL at 25 °C | Alkyl , Chemical Synthesis , Grignard Reagents , Organometallic Reagents |  | 1.0 M in diethyl ether | , |  |  | 1.0 M in diethyl ether,0.843 g/mL at 25 °C
Tri- n -butyllithium magnesate,0.7 M in diethyl ether/hexanes,C,,,,24885422 | 678317 | 20910-20-7 | Aldrich | 三正丁基锂镁 |  | ,,,2-8°C,0.769 g/mL at 25 °C | Chemical Synthesis , Grignard Reagents , Organometallic Reagents , Others |  | 0.7 M in diethyl ether/hexanes | , |  |  | 2-8°C,0.7 M in diethyl ether/hexanes,0.769 g/mL at 25 °C
2- Benzyloxyphenylmagnesium bromide solution,1.0 M in THF,C,,,MFCD08705262,24885138 | 673013 | 328000-16-4 | Aldrich | 2-苄氧基苯基溴化镁 溶液 | (PDF) | ,,,,1.047 g/mL at 25 °C | Aryl , Chemical Synthesis , Grignard Reagents , Organometallic Reagents |  | 1.0 M in THF | , |  |  | 1.0 M in THF,1.047 g/mL at 25 °C
3- Benzyloxyphenylmagnesium bromide solution,1.0 M in THF,C,,,MFCD08457660,24885136 | 673005 | 36281-96-6 | Aldrich | 3-苄氧基苯基溴化镁 溶液 | (PDF) | ,,,,1.036 g/mL at 25 °C | Aryl , Chemical Synthesis , Grignard Reagents , Organometallic Reagents |  | 1.0 M in THF | , |  |  | 1.0 M in THF,1.036 g/mL at 25 °C
4- Benzyloxyphenylmagnesium bromide solution,1.0 M in THF,C,,,MFCD09039130,24885135 | 672998 | 120186-59-6 | Aldrich | 4-苄氧基苯基溴化镁 溶液 | (PDF) | ,,,,1.033 g/mL at 25 °C | Aryl , Chemical Synthesis , Grignard Reagents , Organometallic Reagents |  | 1.0 M in THF | , |  |  | 1.0 M in THF,1.033 g/mL at 25 °C
9- Phenanthrylmagnesium bromide,0.5 M in THF,C,,,MFCD00672008,24880126 | 563749 | 71112-64-6 | Aldrich | 9-菲基溴化镁 | (PDF) | ,,65 °C(lit.),2-8°C,0.970 g/mL at 25 °C(lit.) | Aryl , Chemical Synthesis , Grignard Reagents , Organometallic Reagents |  | 0.5 M in THF | , |  |  | 2-8°C,0.5 M in THF,65 °C(lit.),0.970 g/mL at 25 °C(lit.)
3- (1,4- Dioxa- 8- azaspiro[4.5] dec- 8- ylmethyl) phenylmagnesium bromide solution,0.25 M in THF,C,,,MFCD06200646,24882540 | 633143 |  | Aldrich | 3- (1,4- 二氧杂- 8- 氮杂螺[4.5] 癸- 8- 基甲基) 苯基溴化镁 溶液 | (PDF) | ,,,2-8°C,0.925 g/mL at 25 °C | Aryl , Chemical Synthesis , Grignard Reagents , Organometallic Reagents |  | 0.25 M in THF | , |  |  | 2-8°C,0.25 M in THF,0.925 g/mL at 25 °C
Tetradecylmagnesium chloride solution,1.0 M in THF,CH,,,MFCD00075112,24860499 | 337781 | 110220-87-6 | Aldrich | 十四烷基氯化镁 溶液 | (PDF) | ,,,,0.923 g/mL at 25 °C | Alkyl , Chemical Synthesis , Grignard Reagents , Organometallic Reagents |  | 1.0 M in THF | , |  |  | 1.0 M in THF,0.923 g/mL at 25 °C
2,4,6- Triisopropylphenylmagnesium bromide solution,0.5 M in THF,C,,,MFCD11553362, | 731749 |  | Aldrich | 2,4,6-三异丙基苯基溴化镁 溶液 | (PDF) | ,,,,0.949 g/mL at 25 °C | Aryl , Chemical Synthesis , Grignard Reagents , Organometallic Reagents |  | 0.5 M in THF | , |  |  | 0.5 M in THF,0.949 g/mL at 25 °C
Pentadecylmagnesium bromide solution,0.5 M in diethyl ether,CH,,,MFCD00209607,24866549 | 424056 | 78887-70-4 | Aldrich | 十五烷基溴化镁 溶液 | (PDF) | ,,34.6 °C,,0.793 g/mL at 25 °C | Alkyl , Chemical Synthesis , Grignard Reagents , Organometallic Reagents |  | 0.5 M in diethyl ether | , |  |  | 0.5 M in diethyl ether,34.6 °C,0.793 g/mL at 25 °C
Octadecylmagnesium chloride solution,0.5 M in THF,CH,,,MFCD00012233,24864583 | 394262 | 116980-66-6 | Aldrich | 十八烷基氯化镁 溶液 | (PDF) | ,,67 °C,,0.906 g/mL at 25 °C | Alkyl , Chemical Synthesis , Grignard Reagents , Organometallic Reagents |  | 0.5 M in THF | , |  |  | 0.5 M in THF,67 °C,0.906 g/mL at 25 °C
,,,,,, | 728349 |  | Aldrich | Magnesium bromide - Triethylamine mixture |  | ,,,, | Alkyl , Chemical Synthesis , Grignard Reagents , Organometallic Reagents |  |  | ,
,Aldrich CPR,C,,,MFCD04039317, | CDS001319 |  | Aldrich | 5- Bromo- 2- fluoropyridine- 3- boronic acid |  | ,,,, | Boronic Acids , Boronic Acids and Derivatives , Building Blocks , Chemical Synthesis , Fluorinated Building Blocks , Heteroaryl Boronic Acids , Heterocyclic Fluorinated Building Blocks , Organometallic , Organometallic Reagents |  |  | ,
,Aldrich CPR,C,,,MFCD11504861, | CDS009014 |  | Aldrich | 6- chloro- 2- fluoropyridine- 3- boronic acid |  | ,,,, | Boronic Acids , Boronic Acids and Derivatives , Building Blocks , Chemical Synthesis , Fluorinated Building Blocks , Heteroaryl Boronic Acids , Heterocyclic Fluorinated Building Blocks , Organometallic , Organometallic Reagents |  |  | ,
,Aldrich CPR,C,,,MFCD03788245, | CDS000970 |  | Aldrich | 2,6- Difluoropyridine- 3- boronic acid |  | ,,,, | Boronic Acids , Boronic Acids and Derivatives , Building Blocks , Chemical Synthesis , Fluorinated Building Blocks , Heteroaryl Boronic Acids , Heterocyclic Fluorinated Building Blocks , Organometallic , Organometallic Reagents |  |  | ,
,Aldrich CPR,C,,,MFCD04114289, | CDS010298 |  | Aldrich | 2,6- difluoropyridine- 4- boronic acid |  | ,,,, | Boronic Acids , Boronic Acids and Derivatives , Building Blocks , Chemical Synthesis , Fluorinated Building Blocks , Heteroaryl Boronic Acids , Heterocyclic Fluorinated Building Blocks , Organometallic , Organometallic Reagents |  |  | ,
,Aldrich CPR,C,,,MFCD04112534, | CDS003936 |  | Aldrich | 2- fluoropyridine- 4- boronic acid |  | ,,,, | Boronic Acids , Boronic Acids and Derivatives , Building Blocks , Chemical Synthesis , Fluorinated Building Blocks , Heteroaryl Boronic Acids , Heterocyclic Fluorinated Building Blocks , Organometallic , Organometallic Reagents |  |  | ,
,Aldrich CPR,C,,,MFCD03788558, | CDS007991 |  | Aldrich | 3- fluoropyridine- 4- boronic acid |  | ,,,, | Boronic Acids , Boronic Acids and Derivatives , Building Blocks , Chemical Synthesis , Fluorinated Building Blocks , Heteroaryl Boronic Acids , Heterocyclic Fluorinated Building Blocks , Organometallic , Organometallic Reagents |  |  | ,
,Aldrich CPR,C,,,MFCD07368243, | CDS011866 |  | Aldrich | 5- fluoropyridine- 3- boronic acid |  | ,,,, | Boronic Acids , Boronic Acids and Derivatives , Building Blocks , Chemical Synthesis , Fluorinated Building Blocks , Heteroaryl Boronic Acids , Heterocyclic Fluorinated Building Blocks , Organometallic , Organometallic Reagents |  |  | ,
,Aldrich CPR,C,,,MFCD04117941, | CDS014596 |  | Aldrich | 2- chloro- 3- fluoropyridine- 4- boronic acid hydrate |  | ,,,, | Boronic Acids , Boronic Acids and Derivatives , Building Blocks , Chemical Synthesis , Fluorinated Building Blocks , Heteroaryl Boronic Acids , Heterocyclic Fluorinated Building Blocks , Organometallic , Organometallic Reagents |  |  | ,
,Aldrich CPR,C,,,MFCD03701686, | CDS006389 |  | Aldrich | 3- fluoropyridine- 4- boronic acid hydrate |  | ,,,, | Boronic Acids , Boronic Acids and Derivatives , Building Blocks , Chemical Synthesis , Fluorinated Building Blocks , Heteroaryl Boronic Acids , Heterocyclic Fluorinated Building Blocks , Organometallic , Organometallic Reagents |  |  | ,
,Aldrich CPR,C,,,MFCD01318110, | SYX00006 | 216393-64-5 | Aldrich | 4- Bromo- 2- fluorophenylboronic acid |  | ,,,, | Aryl Boronic Acids , Boronic Acids , Boronic Acids and Derivatives , Building Blocks , Chemical Synthesis , Disubstituted Aryl Boronic Acids , Fluorinated Building Blocks , Heterocyclic Fluorinated Building Blocks , Organometallic , Organometallic Reagents |  |  | ,
,Aldrich CPR,C,,,MFCD05664131, | CDS001433 |  | Aldrich | 2- Fluoroquinoline- 3- boronic acid |  | ,,,, | Boronic Acids , Boronic Acids and Derivatives , Building Blocks , Chemical Synthesis , Fluorinated Building Blocks , Heteroaryl Boronic Acids , Heterocyclic Fluorinated Building Blocks , Organometallic , Organometallic Reagents |  |  | ,
,Aldrich CPR,C,,,MFCD11504838, | CDS008191 |  | Aldrich | 7- fluoro- 2- methylquinolin- 8- ylboronic acid |  | ,,,, | Boronic Acids , Boronic Acids and Derivatives , Building Blocks , Chemical Synthesis , Fluorinated Building Blocks , Heteroaryl Boronic Acids , Heterocyclic Fluorinated Building Blocks , Organometallic , Organometallic Reagents |  |  | ,
,Aldrich CPR,C,,,MFCD18909189, | MIDA033 |  | Aldrich | 6- Trifluoromethyl- 2- pyridyl- boronic acid MIDA ester |  | ,,,, | Boronate Esters , Boronic Acids and Derivatives , Building Blocks , Chemical Synthesis , Fluorinated Building Blocks , Heteroaryl Boronate Esters , Heterocyclic Fluorinated Building Blocks , Organometallic , Organometallic Reagents |  |  | ,
,Aldrich CPR,C,,,MFCD02093064, | CDS017689 |  | Aldrich | 4- (benzyloxy) - 2- fluorophenylboronic acid |  | ,,,, | Aryl Boronic Acids , Boronic Acids , Boronic Acids and Derivatives , Building Blocks , Chemical Synthesis , Disubstituted Aryl Boronic Acids , Fluorinated Building Blocks , Heterocyclic Fluorinated Building Blocks , Organometallic , Organometallic Reagents |  |  | ,
,Aldrich CPR,C,,,MFCD04114581, | CDS008544 |  | Aldrich | 1- Boc- 5- fluoroindole- 2- boronic acid |  | ,,,, | Boronic Acids , Boronic Acids and Derivatives , Building Blocks , Chemical Synthesis , Fluorinated Building Blocks , Heteroaryl Boronic Acids , Heterocyclic Fluorinated Building Blocks , Organometallic , Organometallic Reagents |  |  | ,
,Aldrich CPR,C,,,MFCD09953519, | CDS008246 |  | Aldrich | N - (Boc) - 6- fluoroindole- 2- boronic acid |  | ,,,, | Boronic Acids , Boronic Acids and Derivatives , Building Blocks , Chemical Synthesis , Fluorinated Building Blocks , Heteroaryl Boronic Acids , Heterocyclic Fluorinated Building Blocks , Organometallic , Organometallic Reagents |  |  | ,
,Aldrich CPR,C,,,MFCD13563090, | ADE001024 | 1222533-84-7 | Aldrich | 5- Fluoro- 3- (4,4,5,5- tetramethyl- 1,3,2- dioxaborolan- 2- yl) - 1H- pyrrolo[2,3- b] pyridine |  | ,,,, | Building Blocks , Chemical Synthesis , Fluorinated Building Blocks , Heterocyclic Fluorinated Building Blocks , Organometallic |  |  | ,
,Aldrich CPR,C,,,MFCD15530299, | ADE000817 |  | Aldrich | 2- Fluoro- 4- iodo- 6- (pyrrolidin- 1- yl) - 3- (4,4,5,5- tetramethyl- 1,3,2- dioxaborolan- 2- yl) pyridine |  | ,,,, | Building Blocks , Chemical Synthesis , Fluorinated Building Blocks , Heterocyclic Fluorinated Building Blocks , Organometallic |  |  | ,
,Aldrich CPR,C,,,MFCD13563072, | ADE000785 |  | Aldrich | 2- Fluoro- 6- (pyrrolidin- 1- yl) - 3- (4,4,5,5- tetramethyl- 1,3,2- dioxaborolan- 2- yl) pyridine |  | ,,,, | Building Blocks , Chemical Synthesis , Fluorinated Building Blocks , Heterocyclic Fluorinated Building Blocks , Organometallic |  |  | ,
,Aldrich CPR,C,,,MFCD15530269, | ADE000111 | 1309980-28-6 | Aldrich | 2- Fluoro- 6- (pyrrolidin- 1- yl) - 4- (4,4,5,5- tetramethyl- 1,3,2- dioxaborolan- 2- yl) pyridine |  | ,,,, | Building Blocks , Chemical Synthesis , Fluorinated Building Blocks , Heterocyclic Fluorinated Building Blocks , Organometallic |  |  | ,
,Aldrich CPR,C,,,MFCD07781241, | CDS010489 |  | Aldrich | 3- fluoro- 2- (4- morpholino) pyridine- 4- boronic acid pinacol ester |  | ,,,, | Boronate Esters , Boronic Acids and Derivatives , Building Blocks , Chemical Synthesis , Fluorinated Building Blocks , Heteroaryl Boronate Esters , Heterocyclic Fluorinated Building Blocks , Organometallic , Organometallic Reagents |  |  | ,
,Aldrich CPR,C,,,MFCD16628217, | ADE000120 |  | Aldrich | N- (5- Fluoro- 3- (4,4,5,5- tetramethyl- 1,3,2- dioxaborolan- 2- yl) pyridin- 2- yl) pivalamide |  | ,,,, | Building Blocks , Chemical Synthesis , Fluorinated Building Blocks , Heterocyclic Fluorinated Building Blocks , Organometallic |  |  | ,
,Aldrich CPR,C,,,MFCD18374145, | ADE001111 |  | Aldrich | 5- fluoro- 6- iodo- 4- (4,4,5,5- tetramethyl- 1,3,2- dioxaborolan- 2- yl) - 1- (triisopropylsilyl) - 1H- pyrrolo[2,3- b] pyridine |  | ,,,, | Building Blocks , Chemical Synthesis , Fluorinated Building Blocks , Heterocyclic Fluorinated Building Blocks , Organometallic |  |  | ,
,Aldrich CPR,C,,,MFCD16628247, | ADE001054 | 1241950-72-0 | Aldrich | 5- Fluoro- 4- (4,4,5,5- tetramethyl- 1,3,2- dioxaborolan- 2- yl) - 1- (triisopropylsilyl) - 1H- pyrrolo[2,3- b] pyridine |  | ,,,, | Building Blocks , Chemical Synthesis , Fluorinated Building Blocks , Heterocyclic Fluorinated Building Blocks , Organometallic |  |  | ,
,Aldrich CPR,C,,,MFCD18374136, | ADE001101 |  | Aldrich | 4- (4,4,5,5- tetramethyl- 1,3,2- dioxaborolan- 2- yl) - 5- (trifluoromethyl) - 1- (triisopropylsilyl) - 1H- pyrrolo[2,3- b] pyridine |  | ,,,, | Boronate Esters , Boronic Acids and Derivatives , Borylation Reagents , Building Blocks , Chemical Synthesis , Fluorinated Building Blocks , Heteroaryl Boronate Esters , Heterocyclic Fluorinated Building Blocks , Organometallic , Organometallic Reagents |  |  | ,
,Aldrich CPR,C,,,MFCD02093066, | CDS000944 |  | Aldrich | 4- Bromo- 3- fluorobenzeneboronic acid |  | ,,,, | Aryl Boronic Acids , Boronic Acids , Boronic Acids and Derivatives , Building Blocks , Chemical Synthesis , Disubstituted Aryl Boronic Acids , Fluorinated Building Blocks , Organic Fluorinated Building Blocks , Organometallic , Organometallic Reagents |  |  | ,
,Aldrich CPR,C,,,MFCD07363741, | CDS011895 |  | Aldrich | 2- chloro- 3- fluorophenylboronic acid |  | ,,,, | Aryl Boronic Acids , Boronic Acids , Boronic Acids and Derivatives , Building Blocks , Chemical Synthesis , Disubstituted Aryl Boronic Acids , Fluorinated Building Blocks , Organic Fluorinated Building Blocks , Organometallic , Organometallic Reagents |  |  | ,
,Aldrich CPR,C,,,MFCD02684295, | CDS003472 |  | Aldrich | 2- Chloro- 4- fluorophenylboronic acid |  | ,,,, | Aryl Boronic Acids , Boronic Acids , Boronic Acids and Derivatives , Building Blocks , Chemical Synthesis , Disubstituted Aryl Boronic Acids , Fluorinated Building Blocks , Organic Fluorinated Building Blocks , Organometallic , Organometallic Reagents |  |  | ,
,Aldrich CPR,C,,,MFCD06801741, | CDS004558 |  | Aldrich | 3- chloro- 5- fluorobenzeneboronic acid |  | ,,,, | Aryl Boronic Acids , Boronic Acids , Boronic Acids and Derivatives , Building Blocks , Chemical Synthesis , Disubstituted Aryl Boronic Acids , Fluorinated Building Blocks , Organic Fluorinated Building Blocks , Organometallic , Organometallic Reagents |  |  | ,
,Aldrich CPR,C,,,MFCD01319010, | CDS004650 |  | Aldrich | 4- Chloro- 3- fluorophenylboronic acid |  | ,,,, | Aryl Boronic Acids , Boronic Acids , Boronic Acids and Derivatives , Building Blocks , Chemical Synthesis , Disubstituted Aryl Boronic Acids , Fluorinated Building Blocks , Organic Fluorinated Building Blocks , Organometallic , Organometallic Reagents |  |  | ,
,Aldrich CPR,C,,,MFCD07363778, | CDS007717 |  | Aldrich | 3- fluoro- 5- hydroxybenzeneboronic acid |  | ,,,, | Aryl Boronic Acids , Boronic Acids , Boronic Acids and Derivatives , Building Blocks , Chemical Synthesis , Disubstituted Aryl Boronic Acids , Fluorinated Building Blocks , Organic Fluorinated Building Blocks , Organometallic , Organometallic Reagents |  |  | ,
,Aldrich CPR,C,,,MFCD03095130, | CDS004278 |  | Aldrich | 3- Cyano- 4- fluorophenylboronic acid |  | ,,,, | Aryl Boronic Acids , Boronic Acids , Boronic Acids and Derivatives , Building Blocks , Chemical Synthesis , Disubstituted Aryl Boronic Acids , Fluorinated Building Blocks , Organic Fluorinated Building Blocks , Organometallic , Organometallic Reagents |  |  | ,
,Aldrich CPR,C,,,MFCD03095100, | CDS003523 |  | Aldrich | 2- Fluoro- 5- formylphenylboronic acid |  | ,,,, | Aryl Boronic Acids , Boronic Acids , Boronic Acids and Derivatives , Building Blocks , Chemical Synthesis , Disubstituted Aryl Boronic Acids , Fluorinated Building Blocks , Organic Fluorinated Building Blocks , Organometallic , Organometallic Reagents |  |  | ,
,Aldrich CPR,C,,,MFCD07368234, | CDS006440 |  | Aldrich | 2,3- Difluoro- 4- methoxyphenylboronic acid |  | ,,,, | Aryl Boronic Acids , Boronic Acids , Boronic Acids and Derivatives , Building Blocks , Chemical Synthesis , Fluorinated Building Blocks , Organic Fluorinated Building Blocks , Organometallic , Organometallic Reagents , Trisubstituted Aryl Boronic Acids |  |  | ,
,Aldrich CPR,C,,,MFCD04038754, | CDS005212 |  | Aldrich | 2,5- Difluoro- 4- methoxyphenylboronic acid |  | ,,,, | Aryl Boronic Acids , Boronic Acids , Boronic Acids and Derivatives , Building Blocks , Chemical Synthesis , Fluorinated Building Blocks , Organic Fluorinated Building Blocks , Organometallic , Organometallic Reagents , Trisubstituted Aryl Boronic Acids |  |  | ,
,Aldrich CPR,C,,,MFCD07363785, | CDS004043 |  | Aldrich | (3- fluoro- 5- methylphenyl) boronic acid |  | ,,,, | Aryl Boronic Acids , Boronic Acids , Boronic Acids and Derivatives , Building Blocks , Chemical Synthesis , Disubstituted Aryl Boronic Acids , Fluorinated Building Blocks , Organic Fluorinated Building Blocks , Organometallic , Organometallic Reagents |  |  | ,
,Aldrich CPR,C,,,MFCD08056358, | CDS004272 |  | Aldrich | (4- fluoro- 3- methoxyphenyl) boronic acid |  | ,,,, | Aryl Boronic Acids , Boronic Acids , Boronic Acids and Derivatives , Building Blocks , Chemical Synthesis , Disubstituted Aryl Boronic Acids , Fluorinated Building Blocks , Organic Fluorinated Building Blocks , Organometallic , Organometallic Reagents |  |  | ,
,Aldrich CPR,C,,,MFCD03095355, | CDS006453 |  | Aldrich | 3- Fluoro- 2- methoxyphenylboronic acid |  | ,,,, | Aryl Boronic Acids , Boronic Acids , Boronic Acids and Derivatives , Building Blocks , Chemical Synthesis , Disubstituted Aryl Boronic Acids , Fluorinated Building Blocks , Organic Fluorinated Building Blocks , Organometallic , Organometallic Reagents |  |  | ,
,Aldrich CPR,C,,,MFCD07363780, | CDS006266 |  | Aldrich | 3- Fluoro- 5- methoxyphenylboronic acid |  | ,,,, | Aryl Boronic Acids , Boronic Acids , Boronic Acids and Derivatives , Building Blocks , Chemical Synthesis , Disubstituted Aryl Boronic Acids , Fluorinated Building Blocks , Organic Fluorinated Building Blocks , Organometallic , Organometallic Reagents |  |  | ,
,Aldrich CPR,C,,,MFCD04973742, | CDS005400 |  | Aldrich | 2- Aminomethyl- 4- fluorophenylboronic acid hydrochloride |  | ,,,, | Aryl Boronic Acids , Boronic Acids , Boronic Acids and Derivatives , Building Blocks , Chemical Synthesis , Disubstituted Aryl Boronic Acids , Fluorinated Building Blocks , Organic Fluorinated Building Blocks , Organometallic , Organometallic Reagents |  |  | ,
,Aldrich CPR,C,,,MFCD11111909, | CDS008124 |  | Aldrich | 4- fluoro- 3- formyl- 5- methylphenylboronic acid |  | ,,,, | Aryl Boronic Acids , Boronic Acids , Boronic Acids and Derivatives , Building Blocks , Chemical Synthesis , Fluorinated Building Blocks , Organic Fluorinated Building Blocks , Organometallic , Organometallic Reagents , Trisubstituted Aryl Boronic Acids |  |  | ,
,Aldrich CPR,C,,,MFCD06659868, | CDS005094 |  | Aldrich | (2- fluoro- 5- methoxycarbonylphenyl) boronic acid |  | ,,,, | Aryl Boronic Acids , Boronic Acids , Boronic Acids and Derivatives , Building Blocks , Chemical Synthesis , Disubstituted Aryl Boronic Acids , Fluorinated Building Blocks , Organic Fluorinated Building Blocks , Organometallic , Organometallic Reagents |  |  | ,
,Aldrich CPR,C,,,MFCD07363749, | CDS005371 |  | Aldrich | (3- fluoro- 5- methoxycarbonylphenyl) boronic acid |  | ,,,, | Aryl Boronic Acids , Boronic Acids , Boronic Acids and Derivatives , Building Blocks , Chemical Synthesis , Disubstituted Aryl Boronic Acids , Fluorinated Building Blocks , Organic Fluorinated Building Blocks , Organometallic , Organometallic Reagents |  |  | ,
,Aldrich CPR,C,,,MFCD06801688, | CDS004807 |  | Aldrich | 4- fluoro- 3- methoxycarbonylphenylboronic acid |  | ,,,, | Aryl Boronic Acids , Boronic Acids , Boronic Acids and Derivatives , Building Blocks , Chemical Synthesis , Disubstituted Aryl Boronic Acids , Fluorinated Building Blocks , Organic Fluorinated Building Blocks , Organometallic , Organometallic Reagents |  |  | ,
,Aldrich CPR,C,,,MFCD07363793, | CDS009071 |  | Aldrich | 3- fluoro- 5- (methylcarbamoyl) phenylboronic acid |  | ,,,, | Aryl Boronic Acids , Boronic Acids , Boronic Acids and Derivatives , Building Blocks , Chemical Synthesis , Disubstituted Aryl Boronic Acids , Fluorinated Building Blocks , Organic Fluorinated Building Blocks , Organometallic , Organometallic Reagents |  |  | ,
,Aldrich CPR,C,,,MFCD07363779, | CDS005724 |  | Aldrich | (3- ethoxy- 5- fluorophenyl) boronic acid |  | ,,,, | Aryl Boronic Acids , Boronic Acids , Boronic Acids and Derivatives , Building Blocks , Chemical Synthesis , Disubstituted Aryl Boronic Acids , Fluorinated Building Blocks , Organic Fluorinated Building Blocks , Organometallic , Organometallic Reagents |  |  | ,
,Aldrich CPR,C,,,MFCD07363792, | CDS009977 |  | Aldrich | (3- fluoro- 5- ethoxycarbonylphenyl) boronic acid |  | ,,,, | Aryl Boronic Acids , Boronic Acids , Boronic Acids and Derivatives , Building Blocks , Chemical Synthesis , Disubstituted Aryl Boronic Acids , Fluorinated Building Blocks , Organic Fluorinated Building Blocks , Organometallic , Organometallic Reagents |  |  | ,
,Aldrich CPR,C,,,MFCD08235046, | CDS005334 |  | Aldrich | 3- (dimethylcarbamoyl) - 4- fluorobenzeneboronic acid |  | ,,,, | Aryl Boronic Acids , Boronic Acids , Boronic Acids and Derivatives , Building Blocks , Chemical Synthesis , Disubstituted Aryl Boronic Acids , Fluorinated Building Blocks , Organic Fluorinated Building Blocks , Organometallic , Organometallic Reagents |  |  | ,
,Aldrich CPR,C,,,MFCD08235056, | CDS005326 |  | Aldrich | 3- (dimethylcarbamoyl) - 5- fluorobenzeneboronic acid |  | ,,,, | Aryl Boronic Acids , Boronic Acids , Boronic Acids and Derivatives , Building Blocks , Chemical Synthesis , Disubstituted Aryl Boronic Acids , Fluorinated Building Blocks , Organic Fluorinated Building Blocks , Organometallic , Organometallic Reagents |  |  | ,
,Aldrich CPR,C,,,MFCD08235102, | CDS005090 |  | Aldrich | [5- (dimethylcarbamoyl) - 2- fluorophenyl] boronic acid |  | ,,,, | Aryl Boronic Acids , Boronic Acids , Boronic Acids and Derivatives , Building Blocks , Chemical Synthesis , Disubstituted Aryl Boronic Acids , Fluorinated Building Blocks , Organic Fluorinated Building Blocks , Organometallic , Organometallic Reagents |  |  | ,
,Aldrich CPR,C,,,MFCD07363781, | CDS005725 |  | Aldrich | (3- fluoro- 5- isopropoxyphenyl) boronic acid |  | ,,,, | Aryl Boronic Acids , Boronic Acids , Boronic Acids and Derivatives , Building Blocks , Chemical Synthesis , Disubstituted Aryl Boronic Acids , Fluorinated Building Blocks , Organic Fluorinated Building Blocks , Organometallic , Organometallic Reagents |  |  | ,
,Aldrich CPR,C,,,MFCD08235047, | CDS007732 |  | Aldrich | 3- (diethylcarbamoyl) - 4- fluorophenylboronic acid |  | ,,,, | Aryl Boronic Acids , Boronic Acids , Boronic Acids and Derivatives , Building Blocks , Chemical Synthesis , Disubstituted Aryl Boronic Acids , Fluorinated Building Blocks , Organic Fluorinated Building Blocks , Organometallic , Organometallic Reagents |  |  | ,
,Aldrich CPR,C,,,MFCD07363794, | CDS009072 |  | Aldrich | 3- fluoro- 5- (diethylcarbamoyl) phenylboronic acid |  | ,,,, | Aryl Boronic Acids , Boronic Acids , Boronic Acids and Derivatives , Building Blocks , Chemical Synthesis , Disubstituted Aryl Boronic Acids , Fluorinated Building Blocks , Organic Fluorinated Building Blocks , Organometallic , Organometallic Reagents |  |  | ,
,Aldrich CPR,C,,,MFCD09475825, | CDS005152 |  | Aldrich | n-cyclopentyl 4- borono- 2- fluorobenzamide |  | ,,,, | Aryl Boronic Acids , Boronic Acids , Boronic Acids and Derivatives , Building Blocks , Chemical Synthesis , Disubstituted Aryl Boronic Acids , Fluorinated Building Blocks , Organic Fluorinated Building Blocks , Organometallic , Organometallic Reagents |  |  | ,
,Aldrich CPR,C,,,MFCD05663874, | CDS003584 |  | Aldrich | 2- fluorophenylboronic acid, pinacol ester |  | ,,,, | Aryl Boronate Esters , Boronate Esters , Boronic Acids and Derivatives , Building Blocks , Chemical Synthesis , Fluorinated Building Blocks , Organic Fluorinated Building Blocks , Organometallic , Organometallic Reagents |  |  | ,
,Aldrich CPR,C,,,MFCD03453665, | CDS003332 |  | Aldrich | 4- (4,4,5,5- tetramethyl- 1,3,2- dioxaborolan- 2- yl) fluorobenzene |  | ,,,, | Aryl Boronate Esters , Boronate Esters , Boronic Acids and Derivatives , Building Blocks , Chemical Synthesis , Fluorinated Building Blocks , Organic Fluorinated Building Blocks , Organometallic , Organometallic Reagents |  |  | ,
,Aldrich CPR,C,,,MFCD09475868, | CDS004795 |  | Aldrich | 3- (Benzyloxy) - 6- bromo- 2- fluorophenylboronic acid |  | ,,,, | Aryl Boronic Acids , Boronic Acids , Boronic Acids and Derivatives , Building Blocks , Chemical Synthesis , Fluorinated Building Blocks , Organic Fluorinated Building Blocks , Organometallic , Organometallic Reagents , Trisubstituted Aryl Boronic Acids |  |  | ,
,Aldrich CPR,C,,,MFCD09878328, | CDS004734 |  | Aldrich | 3- benzyloxy- 2- chloro- 6- fluorophenylboronic acid |  | ,,,, | Aryl Boronic Acids , Boronic Acids , Boronic Acids and Derivatives , Building Blocks , Chemical Synthesis , Fluorinated Building Blocks , Organic Fluorinated Building Blocks , Organometallic , Organometallic Reagents , Trisubstituted Aryl Boronic Acids |  |  | ,
,Aldrich CPR,C,,,MFCD04115712, | CDS006526 |  | Aldrich | 3- (4- fluorophenyl) aminocarbonylphenylboronic acid |  | ,,,, | Aryl Boronic Acids , Boronic Acids , Boronic Acids and Derivatives , Building Blocks , Chemical Synthesis , Fluorinated Building Blocks , Monosubstituted Aryl Boronic Acids , Organic Fluorinated Building Blocks , Organometallic , Organometallic Reagents |  |  | ,
,Aldrich CPR,C,,,MFCD07644469, | CDS007784 |  | Aldrich | 4- (benzyloxy) - 2,3- difluorophenylboronic acid |  | ,,,, | Aryl Boronic Acids , Boronic Acids , Boronic Acids and Derivatives , Building Blocks , Chemical Synthesis , Fluorinated Building Blocks , Organic Fluorinated Building Blocks , Organometallic , Organometallic Reagents , Trisubstituted Aryl Boronic Acids |  |  | ,
,Aldrich CPR,C,,,MFCD12026734, | CDS002676 |  | Aldrich | 4- (Benzyloxy) - 2,6- difluorophenylboronic acid |  | ,,,, | Aryl Boronic Acids , Boronic Acids , Boronic Acids and Derivatives , Building Blocks , Chemical Synthesis , Fluorinated Building Blocks , Organic Fluorinated Building Blocks , Organometallic , Organometallic Reagents , Trisubstituted Aryl Boronic Acids |  |  | ,
,Aldrich CPR,C,,,MFCD09475829, | CDS008197 |  | Aldrich | 3- (benzyloxy) - 4- fluorophenylboronic acid |  | ,,,, | Aryl Boronic Acids , Boronic Acids , Boronic Acids and Derivatives , Building Blocks , Chemical Synthesis , Disubstituted Aryl Boronic Acids , Fluorinated Building Blocks , Organic Fluorinated Building Blocks , Organometallic , Organometallic Reagents |  |  | ,
,Aldrich CPR,C,,,MFCD07363782, | CDS003880 |  | Aldrich | 3- benzyloxy- 5- fluorophenylboronic acid |  | ,,,, | Aryl Boronic Acids , Boronic Acids , Boronic Acids and Derivatives , Building Blocks , Chemical Synthesis , Disubstituted Aryl Boronic Acids , Fluorinated Building Blocks , Organic Fluorinated Building Blocks , Organometallic , Organometallic Reagents |  |  | ,
,Aldrich CPR,C,,,MFCD00994627, | CDS014906 |  | Aldrich | 4- benzyloxy- 3- fluorophenylboronic acid |  | ,,,, | Aryl Boronic Acids , Boronic Acids , Boronic Acids and Derivatives , Building Blocks , Chemical Synthesis , Disubstituted Aryl Boronic Acids , Fluorinated Building Blocks , Organic Fluorinated Building Blocks , Organometallic , Organometallic Reagents |  |  | ,
,Aldrich CPR,C,,,MFCD08235043, | CDS005332 |  | Aldrich | 3- (cyclohexylcarbamoyl) - 4- fluorobenzeneboronic acid |  | ,,,, | Aryl Boronic Acids , Boronic Acids , Boronic Acids and Derivatives , Building Blocks , Chemical Synthesis , Disubstituted Aryl Boronic Acids , Fluorinated Building Blocks , Organic Fluorinated Building Blocks , Organometallic , Organometallic Reagents |  |  | ,
,Aldrich CPR,C,,,MFCD08235059, | CDS005341 |  | Aldrich | 3- (cyclohexylcarbamoyl) - 5- fluorobenzeneboronic acid |  | ,,,, | Aryl Boronic Acids , Boronic Acids , Boronic Acids and Derivatives , Building Blocks , Chemical Synthesis , Disubstituted Aryl Boronic Acids , Fluorinated Building Blocks , Organic Fluorinated Building Blocks , Organometallic , Organometallic Reagents |  |  | ,
,Aldrich CPR,C,,,MFCD08436036, | CDS005315 |  | Aldrich | 4- (cyclohexylcarbamoyl) - 3- fluorobenzeneboronic acid |  | ,,,, | Aryl Boronic Acids , Boronic Acids , Boronic Acids and Derivatives , Building Blocks , Chemical Synthesis , Disubstituted Aryl Boronic Acids , Fluorinated Building Blocks , Organic Fluorinated Building Blocks , Organometallic , Organometallic Reagents |  |  | ,
,Aldrich CPR,C,,,MFCD08235096, | CDS005184 |  | Aldrich | [5- (cyclohexylcarbamoyl) - 2- fluorophenyl] boronic acid |  | ,,,, | Aryl Boronic Acids , Boronic Acids , Boronic Acids and Derivatives , Building Blocks , Chemical Synthesis , Disubstituted Aryl Boronic Acids , Fluorinated Building Blocks , Organic Fluorinated Building Blocks , Organometallic , Organometallic Reagents |  |  | ,
,Aldrich CPR,C,,,MFCD05863911, | CDS004959 |  | Aldrich | 2- (4- fluoro- 2- methylphenyl) 4,4,5,5- tetramethyl- 1,3,2- dioxaborolane |  | ,,,, | Aryl Boronate Esters , Boronate Esters , Boronic Acids and Derivatives , Building Blocks , Chemical Synthesis , Fluorinated Building Blocks , Organic Fluorinated Building Blocks , Organometallic , Organometallic Reagents |  |  | ,
,Aldrich CPR,C,,,MFCD05863912, | CDS003666 |  | Aldrich | 2- (3- fluoro- 4- methoxyphenyl) 4,4,5,5- tetramethyl- 1,3,2- dioxaborolane |  | ,,,, | Aryl Boronate Esters , Boronate Esters , Boronic Acids and Derivatives , Building Blocks , Chemical Synthesis , Fluorinated Building Blocks , Organic Fluorinated Building Blocks , Organometallic , Organometallic Reagents |  |  | ,
,Aldrich CPR,C,,,MFCD06659925, | CDS009967 |  | Aldrich | 1- (4- fluorophenyl) vinylboronic acid, pinacol ester |  | ,,,, | Aryl Boronate Esters , Boronate Esters , Boronic Acids and Derivatives , Building Blocks , Chemical Synthesis , Fluorinated Building Blocks , Organic Fluorinated Building Blocks , Organometallic , Organometallic Reagents |  |  | ,
,Aldrich CPR,C,,,MFCD06795655, | CDS013979 |  | Aldrich | 3- fluorobiphenyl- 4- boronic acid, pinacol ester |  | ,,,, | Aryl Boronate Esters , Boronate Esters , Boronic Acids and Derivatives , Building Blocks , Chemical Synthesis , Fluorinated Building Blocks , Organic Fluorinated Building Blocks , Organometallic , Organometallic Reagents |  |  | ,
Ethylaluminum dichloride,,C,,209-248-6,MFCD00000457,24855561 | 256919 | 563-43-9 | Aldrich | 二氯乙基铝 | (PDF) | ,,115 °C/50 mmHg(lit.),32 °C(lit.),1.207 g/mL at 25 °C(lit.) | Chemical Synthesis , Organoaluminum , Organometallic Reagents | 5 mmHg ( 60 °C) |  | , |  |  | 5 mmHg ( 60 °C),115 °C/50 mmHg(lit.),32 °C(lit.),1.207 g/mL at 25 °C(lit.)
Ethylaluminum dichloride solution,1.0 M in hexanes,CH,4123357,,MFCD00000457, | 256927 | 563-43-9 | Aldrich | 二氯乙基铝 溶液 | (PDF) | ,,68-70 °C,,0.729 g/mL at 25 °C | Chemical Synthesis , Organoaluminum , Organometallic Reagents | 5 mmHg ( 60 °C) | 1.0 M in hexanes | , |  |  | 5 mmHg ( 60 °C),68-70 °C,1.0 M in hexanes,0.729 g/mL at 25 °C
Ethylaluminum dichloride solution,1.0 M in hexanes,CH,4123357,,MFCD00000457,24855143 | 251615 | 563-43-9 | Aldrich | 二氯乙基铝 溶液 | (PDF) | ,,,,0.729 g/mL at 25 °C | Chemical Synthesis , Organoaluminum , Organometallic Reagents | 5 mmHg ( 60 °C) | 1.0 M in hexanes | , |  |  | 5 mmHg ( 60 °C),1.0 M in hexanes,0.729 g/mL at 25 °C
Ethylaluminum dichloride solution,25 wt. % in toluene,CH,4123357,,MFCD00000457,24851563 | 192759 | 563-43-9 | Aldrich | 二氯乙基铝 溶液 |  | ,,,,0.927 g/mL at 25 °C | Chemical Synthesis , Organoaluminum , Organometallic Reagents | 5 mmHg ( 60 °C) | 25 wt. % in toluene | , |  |  | 5 mmHg ( 60 °C),25 wt. % in toluene,0.927 g/mL at 25 °C
Dimethylaluminum chloride,97%,(CH,,214-668-8,MFCD00000458,24855557 | 256897 | 1184-58-3 | Aldrich | 二甲基氯化铝 | (PDF) | 97%,,126-127 °C(lit.),−21 °C(lit.),0.996 g/mL at 25 °C(lit.) | Chemical Synthesis , Organoaluminum , Organometallic Reagents | 79 mmHg ( 60 °C) |  | , |  |  | 97%,79 mmHg ( 60 °C),126-127 °C(lit.),−21 °C(lit.),0.996 g/mL at 25 °C(lit.)
Dimethylaluminum chloride solution,1.0 M in hexanes,(CH,,,MFCD00000458,24854954 | 248843 | 1184-58-3 | Aldrich | 二甲基氯化铝 溶液 | (PDF) | ,,,,0.701 g/mL at 25 °C | Chemical Synthesis , Organoaluminum , Organometallic Reagents |  | 1.0 M in hexanes | , |  |  | 1.0 M in hexanes,0.701 g/mL at 25 °C
Trimethylaluminum,97%,(CH,3587197,200-853-0,MFCD00008252,24855575 | 257222 | 75-24-1 | Aldrich | 三甲基铝 |  | 97%,,125-126 °C(lit.),15 °C(lit.),0.752 g/mL at 25 °C(lit.) | Aluminum , CVD and ALD Precursors by Metal , Chemical Synthesis , Micro/NanoElectronics , Organoaluminum , Organometallic Reagents , Vapor Deposition Precursors , 材料科学 | 69.3 mmHg ( 60 °C) | 128-130 °C/50 mmHg,liquid | , |  |  | 128-130 °C/50 mmHg,97%,liquid,0.752 g/mL at 25 °C(lit.),125-126 °C(lit.),15 °C(lit.),69.3 mmHg ( 60 °C)
Trimethylaluminum,packaged for use in deposition systems,(CH,3587197,200-853-0,MFCD00008252,24884629 | 663301 | 75-24-1 | Aldrich | 三甲基铝 | (PDF) | ,,125-126 °C(lit.),15 °C(lit.),0.752 g/mL at 25 °C(lit.) | 13: Aluminium , Aluminum , CVD and ALD Precursors Packaged for Deposition Systems , CVD and ALD Precursors by Metal , Chemical Synthesis , Micro/NanoElectronics , Organoaluminum , Organometallic Reagents , Vapor Deposition Precursors , 材料科学 | 69.3 mmHg ( 60 °C) | liquid | , |  |  | 69.3 mmHg ( 60 °C),125-126 °C(lit.),15 °C(lit.),liquid,0.752 g/mL at 25 °C(lit.)
Trimethylaluminum solution,2.0 M in chlorobenzene,(CH,3587197,,MFCD00008252, | 699020 | 75-24-1 | Aldrich | 三甲基铝 溶液 |  | ,,,,1.034 g/mL at 25 °C | Chemical Synthesis , Organoaluminum , Organometallic Reagents |  | 2.0 M in chlorobenzene | , |  |  | 2.0 M in chlorobenzene,1.034 g/mL at 25 °C
Trimethylaluminum solution,2.0 M in heptane,(CH,3587197,,MFCD00008252,24863230 | 379239 | 75-24-1 | Aldrich | 三甲基铝 溶液 | (PDF) | ,,,,0.693 g/mL at 25 °C | Chemical Synthesis , Organoaluminum , Organometallic Reagents |  | 2.0 M in heptane | , |  |  | 2.0 M in heptane,0.693 g/mL at 25 °C
Trimethylaluminum solution,2.0 M in hexanes,(CH,3587197,,MFCD00008252,24856281 | 268569 | 75-24-1 | Aldrich | 三甲基铝 溶液 |  | ,,,,0.683 g/mL at 25 °C | Chemical Synthesis , Organoaluminum , Organometallic Reagents |  | 2.0 M in hexanes | , |  |  | 2.0 M in hexanes,0.683 g/mL at 25 °C
Diethylaluminum chloride,97%,(C,4123259,202-477-2,MFCD00000459,24855548 | 256714 | 96-10-6 | Aldrich | 氯化二乙基铝 | (PDF) | 97%,,125-126 °C/50 mmHg(lit.),−50 °C(lit.),0.961 g/mL at 25 °C(lit.) | Chemical Synthesis , Organoaluminum , Organometallic Reagents | 3 mmHg ( 60 °C) |  | , |  |  | 97%,3 mmHg ( 60 °C),125-126 °C/50 mmHg(lit.),−50 °C(lit.),0.961 g/mL at 25 °C(lit.)
Diethylaluminum chloride solution,1.0 M in heptane,(C,4123259,,MFCD00000459,24862283 | 361968 | 96-10-6 | Aldrich | 氯化二乙基铝 溶液 | (PDF) | ,,,,0.72 g/mL at 25 °C | Chemical Synthesis , Organoaluminum , Organometallic Reagents |  | 1.0 M in heptane | , |  |  | 1.0 M in heptane,0.72 g/mL at 25 °C
Diethylaluminum chloride solution,1.0 M in hexanes,(C,4123259,,MFCD00000459, | 256722 | 96-10-6 | Aldrich | 氯化二乙基铝 溶液 |  | ,,,,0.711 g/mL at 25 °C | Chemical Synthesis , Organoaluminum , Organometallic Reagents |  | 1.0 M in hexanes | , |  |  | 1.0 M in hexanes,0.711 g/mL at 25 °C
Diethylaluminum chloride solution,25 wt. % in toluene,(C,4123259,,MFCD00000459,24851562 | 192732 | 96-10-6 | Aldrich | 氯化二乙基铝 溶液 |  | ,,,,0.887 g/mL at 25 °C | Chemical Synthesis , Organoaluminum , Organometallic Reagents |  | 25 wt. % in toluene | , |  |  | 25 wt. % in toluene,0.887 g/mL at 25 °C
Diethylaluminum cyanide solution,1.0 M in toluene,(C,3587410,,MFCD00001764,24856723 | 276863 | 5804-85-3 | Aldrich | 二乙基氰化铝 溶液 |  | ,,,,0.864 g/mL at 25 °C | Chemical Synthesis , Organoaluminum , Organometallic Reagents |  | 1.0 M in toluene | , |  |  | 1.0 M in toluene,0.864 g/mL at 25 °C
Triethylaluminum,93%,Al(C,3587229,202-619-3,MFCD00009015,24855571 | 257168 | 97-93-8 | Aldrich | 三乙基铝 | (PDF) | 93%,,128-130 °C/50 mmHg(lit.),−50 °C(lit.),0.835 g/mL at 25 °C(lit.) | Chemical Synthesis , Organoaluminum , Organometallic Reagents | 1 mmHg ( 62.2 °C) | HITECH | , |  |  | 93%,0.835 g/mL at 25 °C(lit.),128-130 °C/50 mmHg(lit.),HITECH,1 mmHg ( 62.2 °C),−50 °C(lit.)
Triethylaluminum solution,1.0 M in heptane,Al(C,3587229,,MFCD00009015,24865273 | 404845 | 97-93-8 | Aldrich | 三乙基铝 溶液 | (PDF) | ,,,,0.703 g/mL at 25 °C | Chemical Synthesis , Organoaluminum , Organometallic Reagents |  | 1.0 M in heptane | , |  |  | 1.0 M in heptane,0.703 g/mL at 25 °C
Triethylaluminum solution,1.0 M in hexanes,Al(C,3587229,,MFCD00009015,24855229 | 252662 | 97-93-8 | Aldrich | 三乙基铝 溶液 | (PDF) | ,,,,0.692 g/mL at 25 °C | Chemical Synthesis , Organoaluminum , Organometallic Reagents |  | 1.0 M in hexanes | , |  |  | 1.0 M in hexanes,0.692 g/mL at 25 °C
Triethylaluminum solution,1.0 M in hexanes,Al(C,3587229,,MFCD00009015, | 257176 | 97-93-8 | Aldrich | 三乙基铝 溶液 | (PDF) | ,,,,0.692 g/mL at 25 °C | Chemical Synthesis , Organoaluminum , Organometallic Reagents |  | 1.0 M in hexanes | , |  |  | 1.0 M in hexanes,0.692 g/mL at 25 °C
Triethylaluminum solution,25 wt. % in toluene,Al(C,3587229,,MFCD00009015, | 257184 | 97-93-8 | Aldrich | 三乙基铝 溶液 | (PDF) | ,,,,0.848 g/mL at 25 °C | Chemical Synthesis , Organoaluminum , Organometallic Reagents |  | 25 wt. % in toluene | , |  |  | 25 wt. % in toluene,0.848 g/mL at 25 °C
Triethylaluminum solution,25 wt. % in toluene,Al(C,3587229,,MFCD00009015,24851559 | 192708 | 97-93-8 | Aldrich | 三乙基铝 溶液 | (PDF) | ,,,,0.848 g/mL at 25 °C | Chemical Synthesis , Organoaluminum , Organometallic Reagents |  | 25 wt. % in toluene | , |  |  | 25 wt. % in toluene,0.848 g/mL at 25 °C
Diethylaluminum ethoxide,97%,(C,,216-447-1,MFCD00009059,24855549 | 256749 | 1586-92-1 | Aldrich | 二乙氧基乙基铝 |  | 97%,,108-109 °C/10 mmHg(lit.),2.5-4.5 °C(lit.),0.85 g/mL at 25 °C(lit.) | Aluminum , Chemical Synthesis , Micro/NanoElectronics , Organoaluminum , Organometallic Reagents , Solution Deposition Precursors , 材料科学 | 5 mmHg ( 94 °C) | liquid | , |  |  | 97%,liquid,0.85 g/mL at 25 °C(lit.),108-109 °C/10 mmHg(lit.),2.5-4.5 °C(lit.),5 mmHg ( 94 °C)
Diethylaluminum ethoxide solution,25 wt. % in toluene,(C,,,MFCD00009059,24851565 | 192783 | 1586-92-1 | Aldrich | 二乙氧基乙基铝 溶液 | (PDF) | ,,,,0.862 g/mL at 25 °C | Chemical Synthesis , Organoaluminum , Organometallic Reagents | 5 mmHg ( 94 °C) | 25 wt. % in toluene | , |  |  | 5 mmHg ( 94 °C),25 wt. % in toluene,0.862 g/mL at 25 °C
Ethylaluminum sesquichloride,97%,(C,4027369,235-137-7,MFCD00044852,24855562 | 256943 | 12075-68-2 | Aldrich | 三氯三乙基络铝 |  | 97%,,204 °C(lit.),−50 °C(lit.),1.092 g/mL at 25 °C(lit.) | Chemical Synthesis , Organoaluminum , Organometallic Reagents |  |  | , |  |  | 97%,204 °C(lit.),−50 °C(lit.),1.092 g/mL at 25 °C(lit.)
Diisobutylaluminum chloride,97%,[(CH,,217-216-8,MFCD00008927,24855551 | 256803 | 1779-25-5 | Aldrich | 二异丁基氯化铝 |  | 97%,,152 °C/10 mmHg(lit.),−40 °C(lit.),0.905 g/mL at 25 °C(lit.) | Chemical Synthesis , Organoaluminum , Organometallic Reagents |  | n 20/D 1.4506(lit.) | , |  |  | 97%,152 °C/10 mmHg(lit.),n 20/D 1.4506(lit.),−40 °C(lit.),0.905 g/mL at 25 °C(lit.)
Tetraethyldialuminoxane solution,1.0 M in toluene,(C,,,MFCD00274198,24865409 | 406856 | 1069-83-6 | Aldrich | 四乙基二铝氧烷 溶液 |  | ,,111 °C,,0.86 g/mL at 25 °C | Chemical Synthesis , Organoaluminum , Organometallic Reagents |  | 1.0 M in toluene | , |  |  | 1.0 M in toluene,111 °C,0.86 g/mL at 25 °C
Triisobutylaluminum,,[(CH,3587328,202-906-3,MFCD00008929,24855573 | 257206 | 100-99-2 | Aldrich | 三异丁基铝 |  | ,,86 °C/10 mmHg(lit.),4-6 °C(lit.),0.786 g/mL at 25 °C(lit.) | Aluminum , CVD and ALD Precursors by Metal , Chemical Synthesis , Micro/NanoElectronics , Organoaluminum , Organometallic Reagents , Vapor Deposition Precursors , 材料科学 |  | n 20/D 1.4494(lit.),liquid | , |  |  | n 20/D 1.4494(lit.),86 °C/10 mmHg(lit.),4-6 °C(lit.),liquid,0.786 g/mL at 25 °C(lit.)
Triisobutylaluminum solution,1.0 M in hexanes,[(CH,3587328,,MFCD00008929,24866529 | 423793 | 100-99-2 | Aldrich | 三异丁基铝 溶液 | (PDF) | ,,68-69 °C,,0.695 g/mL at 25 °C | Chemical Synthesis , Organoaluminum , Organometallic Reagents |  | 1.0 M in hexanes | , |  |  | 1.0 M in hexanes,68-69 °C,0.695 g/mL at 25 °C
Triisobutylaluminum solution,25 wt. % in toluene,[(CH,3587328,,MFCD00008929,24855574 | 257214 | 100-99-2 | Aldrich | 三异丁基铝 溶液 | (PDF) | ,,,,0.848 g/mL at 25 °C | Chemical Synthesis , Organoaluminum , Organometallic Reagents |  | 25 wt. % in toluene | , |  |  | 25 wt. % in toluene,0.848 g/mL at 25 °C
Triisobutylaluminum solution,25 wt. % in toluene,[(CH,3587328,,MFCD00008929,24851560 | 192716 | 100-99-2 | Aldrich | 三异丁基铝 溶液 | (PDF) | ,,,,0.848 g/mL at 25 °C | Chemical Synthesis , Organoaluminum , Organometallic Reagents |  | 25 wt. % in toluene | , |  |  | 25 wt. % in toluene,0.848 g/mL at 25 °C
Lithium diisobutyl- tert -butoxyaluminum hydride solution,0.25 M in THF/hexanes,C,,,MFCD16621454, | 718386 | 77299-63-9 | Aldrich | 二异丁基-叔丁氧基氢化铝锂 溶液 | (PDF) | ,,,2-8°C,0.795 g/mL at 25 °C | Aluminum Hydrides , Chemical Synthesis , Organoaluminum , Organometallic Reagents , Reduction , Synthetic Reagents |  | 0.25 M in THF/hexanes | , |  |  | 2-8°C,0.25 M in THF/hexanes,0.795 g/mL at 25 °C
Bis(trimethylaluminum) - 1,4- diazabicyclo[2.2.2] octane adduct,,(CH,,,MFCD09265160,24885678 | 682101 | 137203-34-0 | Aldrich | DABAL-三甲基铝 | (PDF) | ,,,>250 °C, | Chemical Synthesis , DABAL - Me3 , Greener Alternatives and Technologies , Greener Alternatives: Reagents , Organoaluminum , Organometallic Reagents |  |  | , |  |  | >250 °C
Tetraisobutyldialuminoxane solution,10 wt. % in toluene,[(CH,,,MFCD00192480,24865408 | 406848 | 998-00-5 | Aldrich | 四(2-甲丙基)-μ-氧二铝 溶液 |  | ,,111 °C,,0.867 g/mL at 25 °C | Chemical Synthesis , Organoaluminum , Organometallic Reagents |  | 10 wt. % in toluene | , |  |  | 10 wt. % in toluene,111 °C,0.867 g/mL at 25 °C
Triphenylaluminum solution,1 M in dibutyl ether,C,,,MFCD00046031, | 730572 |  | Aldrich | 三苯基铝 溶液 |  | ,,,,0.868 g/mL at 25 °C | Chemical Synthesis , Organoaluminum , Organometallic Reagents |  | 1 M in dibutyl ether | , |  |  | 1 M in dibutyl ether,0.868 g/mL at 25 °C
Trioctylaluminum solution,25 wt. % in hexanes,[CH,,,MFCD00040497,24864100 | 386553 | 1070-00-4 | Aldrich | 三辛基铝 溶液 | (PDF) | ,,,,0.701 g/mL at 25 °C | Chemical Synthesis , Organoaluminum , Organometallic Reagents |  | 25 wt. % in hexanes | , |  |  | 25 wt. % in hexanes,0.701 g/mL at 25 °C
Lithium 2- thienylcyanocuprate solution,0.25 M in THF,C,,,MFCD00013443,24859429 | 324175 | 112426-02-5 | Aldrich | 2-噻吩基氰铜酸锂 溶液 | (PDF) | ,,,,0.895 g/mL at 25 °C | Chemical Synthesis , Organocopper , Organometallic Reagents |  | 0.25 M in THF | , |  |  | 0.25 M in THF,0.895 g/mL at 25 °C
Dimethylgermanium dichloride,99%,(CH,,216-216-5,MFCD00013588,24860422 | 336785 | 1529-48-2 | Aldrich | 二氯二甲基锗 | (PDF) | 99%,,123 °C(lit.),−22 °C(lit.),1.505 g/mL at 25 °C(lit.) | Chemical Synthesis , Organogermanium , Organometallic Reagents |  | n 20/D 1.46(lit.) | , |  |  | 99%,123 °C(lit.),n 20/D 1.46(lit.),−22 °C(lit.),1.505 g/mL at 25 °C(lit.)
Trimethylgermanium bromide,98%,(CH,,213-913-6,MFCD00000037,24852700 | 211710 | 1066-37-1 | Aldrich | 三甲基溴化锗 | (PDF) | 98%,,114 °C(lit.),−25 °C(lit.),1.54 g/mL at 25 °C(lit.) | Chemical Synthesis , Organogermanium , Organometallic Reagents |  | n 20/D 1.47(lit.) | , |  |  | 98%,114 °C(lit.),n 20/D 1.47(lit.),−25 °C(lit.),1.54 g/mL at 25 °C(lit.)
Chlorotrimethylgermane,98%,(CH,3535109,216-214-4,MFCD00000462,24852701 | 211729 | 1529-47-1 | Aldrich | 三甲基氯化锗 | (PDF) | 98%,,102 °C(lit.),−13 °C(lit.),1.24 g/mL at 25 °C(lit.) | Chemical Synthesis , Organogermanium , Organometallic Reagents |  | n 20/D 1.433(lit.) | , |  |  | 98%,102 °C(lit.),n 20/D 1.433(lit.),−13 °C(lit.),1.24 g/mL at 25 °C(lit.)
Diethylgermanium dichloride,97%,(C,,236-344-5,MFCD00013589,24864871 | 401692 | 13314-52-8 | Aldrich | 二乙基二氯化锗 | (PDF) | 97%,,,,1.372 g/mL at 25 °C(lit.) | Chemical Synthesis , Organogermanium , Organometallic Reagents |  | n 20/D 1.471(lit.) | , |  |  | 97%,n 20/D 1.471(lit.),1.372 g/mL at 25 °C(lit.)
Tetramethylgermanium,98%,(CH,,212-745-0,MFCD00014843,24864667 | 396354 | 865-52-1 | Aldrich | 四甲基锗 | (PDF) | 98%,,43-44 °C/740 mmHg(lit.),−88 °C (dec.)(lit.),0.978 g/mL at 25 °C(lit.) | CVD and ALD Precursors by Metal , Chemical Synthesis , Germanium , Micro/NanoElectronics , Organogermanium , Organometallic Reagents , Vapor Deposition Precursors , 材料科学 | 6.74 psi ( 20 °C) | n 20/D 1.389(lit.),liquid | , |  |  | 98%,liquid,0.978 g/mL at 25 °C(lit.),43-44 °C/740 mmHg(lit.),−88 °C (dec.)(lit.),6.74 psi ( 20 °C),n 20/D 1.389(lit.)
Phenylgermanium trichloride,98%,C,,214-039-8,MFCD00000460,24857325 | 288195 | 1074-29-9 | Aldrich | 苯基三氯化锗 | (PDF) | 98%,,105-106 °C/12 mmHg(lit.),,1.584 g/mL at 25 °C(lit.) | Chemical Synthesis , Organogermanium , Organometallic Reagents |  | n 20/D 1.554(lit.) | , |  |  | 98%,105-106 °C/12 mmHg(lit.),n 20/D 1.554(lit.),1.584 g/mL at 25 °C(lit.)
Bis(2- carboxyethylgermanium(IV) sesquioxide),99%,O[Ge(=O)CH,,235-800-0,MFCD00049319,24864663 | 396265 | 12758-40-6 | Aldrich | 羧乙基锗倍半氧化物 | (PDF) | 99%,,,, | Chemical Synthesis , Organogermanium , Organometallic Reagents |  |  | , |  |  | 99%
Chlorotriethylgermane,96%,(C,,213-614-0,MFCD00013591,24864700 | 397318 | 994-28-5 | Aldrich | 三乙基氯化锗 | (PDF) | 96%,,173 °C(lit.),,1.175 g/mL at 25 °C(lit.) | Chemical Synthesis , Organogermanium , Organometallic Reagents |  | n 20/D 1.459(lit.) | , |  |  | 96%,173 °C(lit.),n 20/D 1.459(lit.),1.175 g/mL at 25 °C(lit.)
Triethylgermanium hydride,98%,(C,,,MFCD00077989,24866906 | 429961 | 1188-14-3 | Aldrich | 三乙基氢化锗 | (PDF) | 98%,,121-122 °C/20 mmHg(lit.),,0.994 g/mL at 25 °C(lit.) | CVD and ALD Precursors by Metal , Chemical Synthesis , Germanium , Metal Hydrides , Micro/NanoElectronics , Organogermanium , Organometallic Reagents , Reduction , Synthetic Reagents , Vapor Deposition Precursors , 材料科学 |  | n 20/D 1.433(lit.),liquid | , |  |  | 98%,121-122 °C/20 mmHg(lit.),n 20/D 1.433(lit.),liquid,0.994 g/mL at 25 °C(lit.)
Hexamethyldigermanium(IV),technical grade,(CH,,,MFCD00047989,24868349 | 447609 | 993-52-2 | Aldrich | 六甲基二锗(IV) |  | ,,137-138 °C(lit.),−40 °C(lit.),1.175 g/mL at 25 °C(lit.) | CVD and ALD Precursors by Metal , Chemical Synthesis , Germanium , Micro/NanoElectronics , Organogermanium , Organometallic Reagents , Vapor Deposition Precursors , 材料科学 |  | technical grade,n 20/D 1.456(lit.) | , |  |  | technical grade,n 20/D 1.456(lit.),137-138 °C(lit.),−40 °C(lit.),1.175 g/mL at 25 °C(lit.)
Diphenylgermanium dichloride,95%,(C,,216-562-7,MFCD00013587,24866650 | 425621 | 1613-66-7 | Aldrich | 二苯基二氯化锗 | (PDF) | 95%,,100 °C/0.005 mmHg(lit.),,1.415 g/mL at 25 °C(lit.) | Chemical Synthesis , Organogermanium , Organometallic Reagents |  | n 20/D 1.5975(lit.) | , |  |  | 95%,100 °C/0.005 mmHg(lit.),n 20/D 1.5975(lit.),1.415 g/mL at 25 °C(lit.)
Tributylgermanium hydride,99%,[CH,,,MFCD00077987,24865626 | 409170 | 998-39-0 | Aldrich | 三正丁基氢化锗 |  | 99%,,123 °C/20 mmHg(lit.),,0.949 g/mL at 25 °C(lit.) | CVD and ALD Precursors by Metal , Chemical Synthesis , Germanium , Metal Hydrides , Micro/NanoElectronics , Organogermanium , Organometallic Reagents , Reduction , Synthetic Reagents , Vapor Deposition Precursors , 材料科学 |  | n 20/D 1.45(lit.) | , |  |  | 99%,123 °C/20 mmHg(lit.),n 20/D 1.45(lit.),0.949 g/mL at 25 °C(lit.)
Hexaethyldigermanium(IV),97%,(C,,,MFCD00015095,24868350 | 447617 | 993-62-4 | Aldrich | 六乙基二锗 |  | 97%,,219 °C(lit.),,1.142 g/mL at 25 °C(lit.) | CVD and ALD Precursors by Metal , Chemical Synthesis , Germanium , Micro/NanoElectronics , Organogermanium , Organometallic Reagents , Vapor Deposition Precursors , 材料科学 |  | n 20/D 1.498(lit.) | , |  |  | 97%,219 °C(lit.),n 20/D 1.498(lit.),1.142 g/mL at 25 °C(lit.)
Triphenylgermanium chloride,99%,(C,,216-617-5,MFCD00000461,24857326 | 288217 | 1626-24-0 | Aldrich | 三苯基氯化锗 | (PDF) | 99%,,285 °C/12 mmHg(lit.),114-115 °C(lit.), | Chemical Synthesis , Organogermanium , Organometallic Reagents |  |  | , |  |  | 99%,285 °C/12 mmHg(lit.),114-115 °C(lit.)
Triphenylgermanium hydride,,(C,,220-569-0,MFCD00046034,24866592 | 424838 | 2816-43-5 | Aldrich | 三苯基氢化锗 | (PDF) | ,,,40-43 °C(lit.), | CVD and ALD Precursors by Metal , Chemical Synthesis , Germanium , Metal Hydrides , Micro/NanoElectronics , Organogermanium , Organometallic Reagents , Reduction , Synthetic Reagents , Vapor Deposition Precursors , 材料科学 |  |  | , |  |  | 40-43 °C(lit.)
Hexaphenyldigermanium(IV),97%,(C,,,MFCD00053357,24868351 | 447625 | 2816-39-9 | Aldrich | 六苯基二锗(IV) |  | 97%,,,340 °C(lit.), | CVD and ALD Precursors by Metal , Chemical Synthesis , Germanium , Micro/NanoElectronics , Organogermanium , Organometallic Reagents , Vapor Deposition Precursors , 材料科学 |  |  | , |  |  | 97%,340 °C(lit.)
Hexaphenyldigermoxane,97%,[(C,,,MFCD00014065,24868353 | 447676 | 2181-40-0 | Aldrich | 六苯基二锗杂噁烷 |  | 97%,,,178-184 °C(lit.), | Chemical Synthesis , Organogermanium , Organometallic Reagents |  |  | , |  |  | 97%,178-184 °C(lit.)
Bromotrimethyllead(IV),97%,(CH,,,MFCD01321325,24871290 | 476684 | 6148-48-7 | Aldrich | 溴三甲基铅(IV) | (PDF) | 97%,,,128 °C (dec.)(lit.), | Chemical Synthesis , Organolead , Organometallic Reagents |  |  | , |  |  | 97%,128 °C (dec.)(lit.)
Tetraethyllead,≥99.99%,(C,,201-075-4,MFCD00072541,24865109 | 402699 | 78-00-2 | Aldrich | 四乙基铅 | (PDF) | ≥99.99%,,84-85 °C/15 mmHg(lit.),−136 °C(lit.),1.653 g/mL at 25 °C(lit.) | Chemical Synthesis , Organolead , Organometallic Reagents |  | n 20/D 1.519(lit.) | , |  |  | ≥99.99%,84-85 °C/15 mmHg(lit.),n 20/D 1.519(lit.),−136 °C(lit.),1.653 g/mL at 25 °C(lit.)
Chlorotriphenyllead(IV),technical grade, 90%,(C,,214-572-6,MFCD00013596,24866642 | 425559 | 1153-06-6 | Aldrich | 氯化三苯基铅(IV) |  | 90%,,,207 °C(lit.), | Chemical Synthesis , Organolead , Organometallic Reagents |  | technical grade | , |  |  | technical grade,90%,207 °C(lit.)
Triphenyl(phenylethynyl) lead(IV),97%,(C,,,MFCD00092607,24877716 | 529885 | 5072-98-0 | Aldrich | 三苯(苯乙炔基)铅(IV) |  | 97%,,,54-57 °C(lit.), | Chemical Synthesis , Organolead , Organometallic Reagents |  |  | , |  |  | 97%,54-57 °C(lit.)
Methyllithium lithium iodide complex,1.0 M in diethyl ether,CH,,,MFCD06804667,24859041 | 316768 |  | Aldrich | 甲基锂-碘化锂络合物 |  | ,,35 °C,2-8°C,0.909 g/mL at 25 °C | Acids & Bases , Alkyl , Bases , Chemical Synthesis , Organic Bases , Organolithium , Organometallic Reagents , Synthetic Reagents |  | 1.0 M in diethyl ether | , |  |  | 2-8°C,1.0 M in diethyl ether,35 °C,0.909 g/mL at 25 °C
Methyl-d 3 -lithium, as complex with lithium iodide solution,0.5 M in diethyl ether, 99 atom % D,CD,,,MFCD00075574,24863016 | 372080 |  | Aldrich | 甲基-d 3 -锂，与碘化锂络合 溶液 | (PDF) | ,,,,0.816 g/mL at 25 °C | Alkyl , Chemical Synthesis , Organolithium , Organometallic Reagents |  | 0.5 M in diethyl ether,99 atom % D,M+3 | , |  |  | 0.816 g/mL at 25 °C,0.5 M in diethyl ether,99 atom % D,M+3
Methyllithium solution,3% in 2- Methyltetrahydrofuran/ cumene,CH,3587162,,MFCD00008253, | 710873 | 917-54-4 | Aldrich | 甲基锂 溶液 | (PDF) | ,,,2-8°C,0.860 g/mL at 25 °C | Alkyl , Chemical Synthesis , Organolithium , Organometallic Reagents |  | Catalysis,3% in 2-Methyltetrahydrofuran/c umene | , |  |  | Catalysis,2-8°C,3% in 2-Methyltetrahydrofuran/c umene,0.860 g/mL at 25 °C
2-Thienyllithium solution,1.0 M in THF/hexanes,C,,,MFCD00074987,24860050 | 332747 | 2786-07-4 | Aldrich | 2-噻吩基锂 溶液 | (PDF) | ,,,,0.829 g/mL at 25 °C | Chemical Synthesis , Organolithium , Organometallic Reagents , Others |  | 1.0 M in THF/hexanes | , |  |  | 1.0 M in THF/hexanes,0.829 g/mL at 25 °C
Isobutyllithium solution,technical, ~16% in heptane (~1.7 M),(CH,4450775,,MFCD01863085,24881099 | 58565 | 920-36-5 | Aldrich | 异丁基锂 溶液 | (PDF) | ,,,2-8°C,0.69 g/mL at 20 °C | Acids & Bases , Alkyl , Bases , Chemical Synthesis , Organic Bases , Organolithium , Organometallic Reagents , Synthetic Reagents |  | technical,~16% in heptane (~1.7 M) | , |  |  | technical,2-8°C,~16% in heptane (~1.7 M),0.69 g/mL at 20 °C
,2.7 M in heptane,CH,1209227,,MFCD00009414,24852012 | 20159 | 109-72-8 | Aldrich | n -Butyllithium solution |  | ,,,2-8°C,0.71 g/mL at 20 °C | Acids & Bases , Alkyl , Bases , Chemical Synthesis , Organic Bases , Organolithium , Organometallic Reagents , Synthetic Reagents |  | yellow,2.7 M in heptane,limited shelf life,liquid | , |  |  | liquid,0.71 g/mL at 20 °C,yellow,2-8°C,2.7 M in heptane,limited shelf life
,2.0 M in pentane,CH,1209227,,MFCD00009414,24858232 | 302104 | 109-72-8 | Aldrich | n -Butyllithium solution | (PDF) | ,,,,0.658 g/mL at 25 °C | Acids & Bases , Alkyl , Bases , Chemical Synthesis , Ionic Polymerization Initiators , Organic Bases , Organolithium , Organometallic Reagents , Polymer Science , Polymerization Initiators , Reagents for Polymerization , Synthetic Reagents , 材料科学 |  | 2.0 M in pentane | , |  |  | 2.0 M in pentane,0.658 g/mL at 25 °C
,~1.6 M in hexanes,CH,1209227,,MFCD00009414, | 20160 | 109-72-8 | Fluka | n -Butyllithium solution |  | ,,,2-8°C,0.68 g/mL at 25 °C | Acids & Bases , Alkyl , Bases , Chemical Synthesis , Organic Bases , Organolithium , Organometallic Reagents , Synthetic Reagents |  | yellow,~1.6 M in hexanes,limited shelf life,liquid | , |  |  | liquid,0.68 g/mL at 25 °C,yellow,2-8°C,~1.6 M in hexanes,limited shelf life
,2.5 M in toluene, technical grade,CH,1209227,,MFCD00009414,24852017 | 20164 | 109-72-8 | Aldrich | n -Butyllithium solution |  | ,,,2-8°C,0.83 g/mL at 20 °C | Acids & Bases , Alkyl , Bases , Chemical Synthesis , Organic Bases , Organolithium , Organometallic Reagents , Synthetic Reagents |  | technical grade,orange-red,2.5 M in toluene,limited shelf life,liquid | , |  |  | liquid,0.83 g/mL at 20 °C,technical grade,2-8°C,orange-red,2.5 M in toluene,limited shelf life
tert -Butyllithium solution,1.6-3.2 M in heptane,(CH,3587204,,MFCD00008795,24889995 | 94439 | 594-19-4 | Aldrich | 叔丁基锂 溶液 |  | ,,,2-8°C,0.69 g/mL at 20 °C | Acids & Bases , Alkyl , Bases , Chemical Synthesis , Organic Bases , Organolithium , Organometallic Reagents , Synthetic Reagents |  | 1.6-3.2 M in heptane,limited shelf life | , |  |  | 2-8°C,1.6-3.2 M in heptane,limited shelf life,0.69 g/mL at 20 °C
tert -Butyllithium solution,technical, ~1.7 M in pentane,(CH,3587204,,MFCD00008795,24852028 | 20190 | 594-19-4 | Fluka | 叔丁基锂 溶液 |  | ,,,2-8°C,0.65 g/mL at 20 °C | Acids & Bases , Alkyl , Bases , Chemical Synthesis , Organic Bases , Organolithium , Organometallic Reagents , Synthetic Reagents |  | technical,~1.7 M in pentane,limited shelf life | , |  |  | technical,2-8°C,~1.7 M in pentane,limited shelf life,0.65 g/mL at 20 °C
Lithium acetylide, ethylenediamine complex,90%,LiC≡CH,3593824,229-967-9,MFCD00013183,24851204 | 186155 | 6867-30-7 | Aldrich | 乙炔锂乙二胺络合物 | (PDF) | 90%,,110.6 °C(lit.),2-8°C, | Alkynyl , Chemical Synthesis , Organolithium , Organometallic Reagents |  |  | , |  |  | 2-8°C,90%,110.6 °C(lit.),76 °C (dec.)
Lithium acetylide, ethylenediamine complex,25 wt. % slurry in toluene,LiC≡CH,3593824,,MFCD00013183,24871084 | 475130 | 6867-30-7 | Aldrich | 乙炔锂乙二胺络合物 | (PDF) | ,,110.6 °C(lit.),, | Alkynyl , Chemical Synthesis , Organolithium , Organometallic Reagents |  | 25 wt. % slurry in toluene | , |  |  | 25 wt. % slurry in toluene,110.6 °C(lit.)
Cyclopentadienyllithium,97%,C,3535737,,MFCD00001439,24858115 | 303348 | 16733-97-4 | Aldrich | 环戊二烯锂 |  | 97%,,,, | Catalysis and Inorganic Chemistry , Chemical Synthesis , Organolithium , Organometallic Reagents , Other Ligands , Others |  |  | , |  |  | 97%
Phenyllithium solution,1.9 M in dibutyl ether,C,506502,,MFCD00014254,24881428 | 593230 | 591-51-5 | Aldrich | 苯基锂 溶液 | (PDF) | ,,,2-8°C,0.835 g/mL at 25 °C | Aryl , Chemical Synthesis , Organolithium , Organometallic Reagents |  | 1.9 M in dibutyl ether | , |  |  | 2-8°C,1.9 M in dibutyl ether,0.835 g/mL at 25 °C
Lithium phenylacetylide solution,1.0 M in THF,C,,,MFCD00061543,24860842 | 340677 | 4440-01-1 | Aldrich | 苯乙酰锂 溶液 | (PDF) | ,,,,0.91 g/mL at 25 °C | Alkynyl , Chemical Synthesis , Organolithium , Organometallic Reagents |  | 1.0 M in THF | , |  |  | 1.0 M in THF,0.91 g/mL at 25 °C
2- (Ethylhexyl) lithium solution,30-35 wt. % in heptane,LiCH,,,MFCD06200721,24883020 | 639362 | 13067-81-7 | Aldrich | 2-(乙基己基)锂 溶液 |  | ,,,2-8°C,0.730 g/mL at 25 °C | Acids & Bases , Alkyl , Bases , Chemical Synthesis , Organic Bases , Organolithium , Organometallic Reagents , Synthetic Reagents |  | 30-35 wt. % in heptane | , |  |  | 2-8°C,30-35 wt. % in heptane,0.730 g/mL at 25 °C
Lithium tetramethylcyclopentadienide,,LiC,,,MFCD00269824,24871617 | 479438 | 82061-21-0 | Aldrich | 四甲基环戊二烯锂 |  | ,,,>350 °C(lit.), | Catalysis and Inorganic Chemistry , Chemical Synthesis , Organolithium , Organometallic Reagents , Other Ligands , Others |  |  | , |  |  | >350 °C(lit.)
Lithium pentamethylcyclopentadienide,,C,,,MFCD00269823,24869963 | 462306 | 51905-34-1 | Aldrich | 五甲基环戊二烯锂 |  | ,,,>230 °C(lit.), | Catalysis and Inorganic Chemistry , Chemical Synthesis , Organolithium , Organometallic Reagents , Other Ligands , Others |  |  | , |  |  | >230 °C(lit.)
Titration solution for quantitative analysis of butyllithium,2-propanol solution in toluene with 0.2% 1,10-phenanthroline,C,,,, | 689327 |  | Aldrich | 用于丁基锂定量分析的滴定液 溶液 | (PDF) | ,,,≤0.04% water, | Alkyl , Chemical Synthesis , Organolithium , Organometallic Reagents |  | limited shelf life, expiry date on the label | , |  |  | limited shelf life, expiry date on the label,2-propanol, 1.0 M,≤0.04% water
Methylmercury(II) chloride,Cl ~13 %,CH,3600218,204-064-2,MFCD00013592,24867892 | 442534 | 115-09-3 | Aldrich | 甲基氯化汞 | (PDF) | ,,,170-173 °C(lit.), | Chemical Synthesis , Organomercury , Organometallic Reagents |  |  | , |  |  | Cl, ~13%,170-173 °C(lit.)
Dimethylmercury,95%,(CH,3600205,209-805-3,MFCD00014845,24859713 | 328081 | 593-74-8 | Aldrich | 二甲基汞 | (PDF) | 95%,,93-94 °C(lit.),−43 °C(lit.),2.961 g/mL at 25 °C(lit.) | Chemical Synthesis , Organomercury , Organometallic Reagents |  | n 20/D 1.543(lit.) | , |  |  | 95%,93-94 °C(lit.),n 20/D 1.543(lit.),−43 °C(lit.),2.961 g/mL at 25 °C(lit.)
Phenylmercury chloride,purum, ≥95.0% (Hg),C,3536717,202-865-1,MFCD00000463,24887409 | 79132 | 100-56-1 | Fluka | 苯基氯化汞 | (PDF) | ≥95.0% (Hg),,,248-250 °C (dec.)(lit.), | Chemical Synthesis , Organomercury , Organometallic Reagents |  | purum | , |  |  | purum,≥95.0% (Hg),248-250 °C (dec.)(lit.)
Phenylmercury nitrate,basic, ≥97.0% (RT),C,,,MFCD00151098,24887410 | 79135 | 8003-05-2 | Aldrich | 硝酸苯汞 |  | ≥97.0% (RT),,,175-185 °C (dec.)(lit.), | Chemical Synthesis , Organomercury , Organometallic Reagents |  |  | , |  |  | ≥97.0% (RT),175-185 °C (dec.)(lit.)
4- Chloromercuribenzoic acid,cysteine active site modifier,ClHgC,3662892,200-442-6,MFCD00002526,24278323 | C5913 | 59-85-8 | Sigma | 4-氯汞苯甲酸 | (PDF) | ,,,287 °C (dec.)(lit.), | A to C , Alcohol oxidase , Aldehyde dehydrogenase , Amino acid oxidase, D- , Apoptosis Enzymes , Application Index , Asparaginase , Calpain , Calpain II , Calpain II Inhibitors , Carboxypeptidase P , Cell Signaling Enzymes , Chemical Synthesis , Clostripain , Creatine Phosphokinase , D to K , Dihydrofolate reductase , Enzyme Inhibitors , Enzyme Inhibitors by Enzyme , Folic Acid Metabolism , General Inhibitors , Glucosidase, beta- , Inhibitors , Inhibitors and Substrates , L to O , Mannosidase, alpha- , Metabolic Pathways , Organomercury , Organometallic Reagents , Protease Inhibitor Specificity Index , Protease Inhibitors , Proteasome, Calpain and Lysosomal Proteases , 代谢组学 , 分子生物学 , 生化试剂 , 糖生物学 , 细胞生物学 , 翻译后修饰 , 蛋白质组学 , 酶、抑制剂和底物 |  | cysteine active site modifier | , |  |  | cysteine active site modifier,287 °C (dec.)(lit.)
Phenylmercuric acetate,97%,C,3662930,200-532-5,MFCD00008691,24898353 | P27127 | 62-38-4 | Aldrich | 醋酸苯汞 | (PDF) | 97%,,,148-151 °C(lit.), | Chemical Synthesis , Organomercury , Organometallic Reagents |  |  | , |  |  | 97%,148-151 °C(lit.)
Phenylmercury acetate,purum, ≥98.0% (Hg),C,3662930,200-532-5,MFCD00008691,24887408 | 79120 | 62-38-4 | Fluka | 醋酸苯汞 | (PDF) | ≥98.0% (Hg),,,148-151 °C(lit.), | Chemical Synthesis , Organomercury , Organometallic Reagents |  | purum,148-151 °C | , |  |  | purum,148-151 °C,≥98.0% (Hg),148-151 °C(lit.)
4- Aminophenylmercuric acetate,≥90% (titration),CH,3664749,228-497-1,MFCD00007820,24891474 | A9563 | 6283-24-5 | Aldrich | 对氨基苯汞乙酸盐 | (PDF) | ≥90% (titration),,,163-165 °C(lit.), | Chemical Synthesis , Organomercury , Organometallic Reagents |  | glacial acetic acid: soluble50 mg/mL,DMSO: soluble10 mg/mL | , |  |  | glacial acetic acid: soluble50 mg/mL,≥90% (titration),163-165 °C(lit.),DMSO: soluble10 mg/mL
,Aldrich CPR,O,,,MFCD00049544, | CDS001577 |  | Aldrich | Tin(II) pyrophosphate |  | ,,,, | Chemical Synthesis , Organometallic Reagents , Organotin , Organotins |  |  | ,
Methyltin trichloride,97%,CH,,213-608-8,MFCD00000514,24857310 | 288039 | 993-16-8 | Aldrich | 甲基三氯化锡 | (PDF) | 97%,,171 °C(lit.),48-51 °C(lit.), | Chemical Synthesis , Organometallic Reagents , Organotin , Organotin Halides |  |  | , |  |  | 97%,171 °C(lit.),48-51 °C(lit.)
Dimethyltin dichloride,97%,(CH,4123349,212-039-2,MFCD00000517,24857307 | 288012 | 753-73-1 | Aldrich | 二甲基二氯化锡 | (PDF) | 97%,,,101-106 °C(lit.), | Chemical Synthesis , Organometallic Reagents , Organotin , Organotin Halides |  |  | , |  |  | 97%,101-106 °C(lit.)
,,C,,218-881-7,MFCD00013838, | 748382 | 2273-45-2 | Aldrich | Dimethyltin oxide | (PDF) | ,,,2-8°C, | Chemical Synthesis , Organometallic Reagents , Organotin , Organotin Oxides |  |  | , |  |  | 2-8°C,380-390 °C
Trimethyltin bromide,95%,(CH,,213-916-2,MFCD00000051,24855617 | 257915 | 1066-44-0 | Aldrich | 三甲基溴化锡 | (PDF) | 95%,,,26-27 °C(lit.), | Chemical Synthesis , Organometallic Reagents , Organotin , Organotin Halides |  |  | , |  |  | 95%,26-27 °C(lit.)
Trimethyltin chloride,,(CH,3535111,213-917-8,MFCD00000520,24848783 | 146498 | 1066-45-1 | Aldrich | 三甲基氯化锡 | (PDF) | ,,,37-39 °C(lit.), | Chemical Synthesis , Organometallic Reagents , Organotin , Organotin Halides |  |  | , |  |  | 37-39 °C(lit.)
Azidotrimethyltin(IV),97%,(CH,,,MFCD00191764,24861681 | 349488 | 1118-03-2 | Aldrich | 三甲基甲硅烷基锡 |  | 97%,,,117-120 °C(lit.), | Azide Sources , Chemical Biology , Chemical Synthesis , Conjugation Chemistry: Azides, Alkynes and Other Reagents , Organometallic Reagents , Organotin , Organotins |  |  | , |  |  | 97%,117-120 °C(lit.)
Butyltin trichloride,95%,CH,,214-263-6,MFCD00000515,24851993 | 201057 | 1118-46-3 | Aldrich | 丁基三氯化锡 | (PDF) | 95%,,93 °C/10 mmHg(lit.),,1.693 g/mL at 25 °C(lit.) | Chemical Synthesis , Organometallic Reagents , Organotin , Organotin Halides |  | n 20/D 1.523(lit.) | , |  |  | 95%,93 °C/10 mmHg(lit.),n 20/D 1.523(lit.),1.693 g/mL at 25 °C(lit.)
Butyltin hydroxide oxide hydrate,97%,CH,,,MFCD03424122,24861279 | 344931 | 336879-56-2 | Aldrich | 丁基锡酸 水合物 |  | 97%,,,, | Chemical Synthesis , Organometallic Reagents , Organotin , Organotin Oxides |  |  | , |  |  | 97%
Butyltin chloride dihydroxide,96%,CH,,236-406-1,MFCD00015822,24861119 | 344923 | 13355-96-9 | Aldrich | 二羟基丁基氯化锡 | (PDF) | 96%,,,150 °C (dec.)(lit.), | Chemical Synthesis , Organometallic Reagents , Organotin , Organotin Halides |  |  | , |  |  | 96%,150 °C (dec.)(lit.)
Tetramethyltin,95%,Sn(CH,3647887,209-833-6,MFCD00008278,24871754 | 481394 | 594-27-4 | Aldrich | 四甲基锡 | (PDF) | 95%,,74-75 °C(lit.),−54 °C(lit.),1.291 g/mL at 25 °C(lit.) | CVD and ALD Precursors by Metal , Chemical Synthesis , Micro/NanoElectronics , Organometallic Reagents , Organotin , Organotins , Tin , Vapor Deposition Precursors , 材料科学 |  | Less Hazardous Chemical Syntheses Design for Energy Efficiency Inherently Safer Chemistry for Accident Prevention,old score: 15 new score: 5,n 20/D 1.441(lit.),solid | , |  |  | old score: 15 new score: 5,95%,solid,1.291 g/mL at 25 °C(lit.),74-75 °C(lit.),−54 °C(lit.),Less Hazardous Chemical Syntheses Design for Energy Efficiency Inherently Safer Chemistry for Accident Prevention,n 20/D 1.441(lit.)
(Dimethylamino) trimethyltin(IV),technical grade,(CH,,,MFCD00008298,24866847 | 429287 | 993-50-0 | Aldrich | (二甲基胺)三甲基锡(IV) | (PDF) | ,,126 °C(lit.),,1.274 g/mL at 25 °C(lit.) | Chemical Synthesis , Organometallic Reagents , Organotin , Organotins |  | technical grade,n 20/D 1.463(lit.) | , |  |  | technical grade,n 20/D 1.463(lit.),126 °C(lit.),1.274 g/mL at 25 °C(lit.)
Phenyltin trichloride,98%,C,,214-393-3,MFCD00000513,24856745 | 277231 | 1124-19-2 | Aldrich | 苯基三氯化锡 | (PDF) | 98%,,142-143 °C/25 mmHg(lit.),,1.839 g/mL at 25 °C(lit.) | Chemical Synthesis , Organometallic Reagents , Organotin , Organotin Halides |  | n 20/D 1.585(lit.) | , |  |  | 98%,142-143 °C/25 mmHg(lit.),n 20/D 1.585(lit.),1.839 g/mL at 25 °C(lit.)
Triethyltin bromide,97%,(C,,220-443-5,MFCD00000052,24857311 | 288047 | 2767-54-6 | Aldrich | 三乙基溴化锡 | (PDF) | 97%,,222-224 °C(lit.),,1.63 g/mL at 25 °C(lit.) | Chemical Synthesis , Organometallic Reagents , Organotin , Organotin Halides |  | n 20/D 1.526(lit.) | , |  |  | 97%,222-224 °C(lit.),n 20/D 1.526(lit.),1.63 g/mL at 25 °C(lit.)
Hexamethylditin,99%,(CH,3600327,211-549-2,MFCD00008277,24857308 | 288020 | 661-69-8 | Aldrich | 六甲基二锡 | (PDF) | 99%,,182 °C/756 mmHg(lit.),23-24 °C(lit.),1.58 g/mL at 20 °C(lit.) | Chemical Synthesis , Organoditins , Organometallic Reagents , Organotin |  |  | , |  |  | 99%,182 °C/756 mmHg(lit.),23-24 °C(lit.),1.58 g/mL at 20 °C(lit.)
Tetravinyltin,97%,Sn(CH=CH,3535492,214-193-6,MFCD00008608,24859392 | 328669 | 1112-56-7 | Aldrich | 四乙烯基锡 | (PDF) | 97%,,160-163 °C(lit.),,1.246 g/mL at 25 °C(lit.) | CVD and ALD Precursors by Metal , Chemical Synthesis , Micro/NanoElectronics , Organometallic Reagents , Organotin , Organotins , Tin , Vapor Deposition Precursors , 材料科学 |  | n 20/D 1.501(lit.) | , |  |  | 97%,160-163 °C(lit.),n 20/D 1.501(lit.),1.246 g/mL at 25 °C(lit.)
Di- tert -butyltin dichloride,98%,[(CH,,243-051-6,MFCD00009854,24856500 | 278009 | 19429-30-2 | Aldrich | 二叔丁基二氯化锡 | (PDF) | 98%,,66 °C/3 mmHg(lit.),40-42 °C(lit.), | Chemical Synthesis , Organometallic Reagents , Organotin , Organotin Halides |  |  | , |  |  | 98%,66 °C/3 mmHg(lit.),40-42 °C(lit.)
Dibutyltin dichloride,96%,(CH,3535484,211-670-0,MFCD00000518,24852336 | 205494 | 683-18-1 | Aldrich | 二丁基二氯化锡 | (PDF) | 96%,,135 °C/10 mmHg(lit.),37-40 °C(lit.), | Chemical Synthesis , Organometallic Reagents , Organotin , Organotin Halides |  |  | , |  |  | 96%,135 °C/10 mmHg(lit.),37-40 °C(lit.)
Dibutyltin(IV) oxide,purum,(CH,4126243,212-449-1,MFCD00001992,24861710 | 34980 | 818-08-6 | Fluka | 氧化二丁基锡 | (PDF) | ,534 °F,,≥300 °C(lit.), | Chemical Synthesis , Organometallic Reagents , Organotin , Organotin Oxides |  | purum | , |  |  | purum,534 °F,≥300 °C(lit.)
Dibutyltin(IV) oxide,98%,(CH,4126243,212-449-1,MFCD00001992,24851031 | 183083 | 818-08-6 | Aldrich | 氧化二丁基锡 | (PDF) | 98%,534 °F,,≥300 °C(lit.), | Chemical Synthesis , Organometallic Reagents , Organotin , Organotin Oxides |  |  | , |  |  | 534 °F,98%,≥300 °C(lit.)
Bis(trimethylstannyl) acetylene,,(CH,,218-324-8,MFCD01073798,24871903 | 483613 | 2117-50-2 | Aldrich | 双(三甲基锡)乙炔 | (PDF) | ,,,59-61 °C(lit.), | Chemical Synthesis , Organometallic Reagents , Organotin , Organotins |  |  | , |  |  | 59-61 °C(lit.)
Tetraethyltin,97%,Sn(C,,209-906-2,MFCD00009020,24853737 | 229229 | 597-64-8 | Aldrich | 四乙基锡 | (PDF) | 97%,,181 °C(lit.),−112 °C(lit.),1.187 g/mL at 25 °C(lit.) | Chemical Synthesis , Organometallic Reagents , Organotin , Organotins |  | n 20/D 1.473(lit.) | , |  |  | 97%,181 °C(lit.),n 20/D 1.473(lit.),−112 °C(lit.),1.187 g/mL at 25 °C(lit.)
Trimethyl(phenyl)tin,98%,C,,,MFCD00134316,24862644 | 366331 | 934-56-5 | Aldrich | 三甲基(苯基)锡 | (PDF) | 98%,,88 °C/16 mmHg(lit.),−51 °C(lit.),1.327 g/mL at 25 °C(lit.) | CVD and ALD Precursors by Metal , Chemical Synthesis , Micro/NanoElectronics , Organometallic Reagents , Organotin , Organotins , Tin , Vapor Deposition Precursors , 材料科学 |  | n 20/D 1.5357(lit.) | , |  |  | 98%,88 °C/16 mmHg(lit.),n 20/D 1.5357(lit.),−51 °C(lit.),1.327 g/mL at 25 °C(lit.)
2,2- Dibutyl- [1,3,2] dioxastannolane,96%,C,,222-732-1,MFCD16876785, | 725374 | 3590-59-8 | Aldrich | 2,2-二丁基-[1,3,2]二氧锡 | (PDF) | 96%,,,231-236 °C, | Chemical Synthesis , Organometallic Reagents , Organotin , Organotin Oxides |  |  | , |  |  | 96%,231-236 °C
Dibutyldimethoxytin,,[CH,4129589,213-935-6,MFCD00008345,24893911 | D49806 | 1067-55-6 | Aldrich | 二丁基二甲氧基锡 | (PDF) | ,,,,1.286 g/mL at 25 °C(lit.) | Chemical Synthesis , Micro/NanoElectronics , Organometallic Reagents , Organotin , Organotins , Solution Deposition Precursors , Tin , 材料科学 |  | n 20/D 1.487(lit.) | , |  |  | n 20/D 1.487(lit.),1.286 g/mL at 25 °C(lit.)
Dibutyldimethoxytin,technical, ≥90% Sn basis,[CH,4129589,213-935-6,MFCD00008345,24861446 | 34684 | 1067-55-6 | Fluka | 二丁基二甲氧基锡 | (PDF) | ≥90% Sn basis,,,,1.286 g/mL at 25 °C(lit.) | Chemical Synthesis , Organometallic Reagents , Organotin , Organotins |  | technical,n 20/D 1.487,n 20/D 1.487(lit.) | , |  |  | technical,≥90% Sn basis,n 20/D 1.487(lit.),n 20/D 1.487,1.286 g/mL at 25 °C(lit.)
Trimethyl(phenylethynyl) tin,97%,C,,,MFCD00239505,24866905 | 429953 | 1199-95-7 | Aldrich | 三甲基(苯乙炔基)锡 | (PDF) | 97%,,,, | CVD and ALD Precursors by Metal , Chemical Synthesis , Micro/NanoElectronics , Organometallic Reagents , Organotin , Organotins , Tin , Vapor Deposition Precursors , 材料科学 |  |  | , |  |  | 97%
Diphenyltin dichloride,96%,(C,,214-496-3,MFCD00000516,24853736 | 229202 | 1135-99-5 | Aldrich | 二苯基二氯化锡 | (PDF) | 96%,,333-337 °C(lit.),41-43 °C(lit.), | Chemical Synthesis , Organometallic Reagents , Organotin , Organotin Halides |  |  | , |  |  | 96%,333-337 °C(lit.),41-43 °C(lit.)
Diphenyltin(IV) oxide,97%,(C,,218-883-8,MFCD00058851,24871619 | 479462 | 2273-51-0 | Aldrich | 二苯基氧化锡 | (PDF) | 97%,,,320 °C (dec.)(lit.), | Chemical Synthesis , Organometallic Reagents , Organotin , Organotin Oxides |  |  | , |  |  | 97%,320 °C (dec.)(lit.)
Dibutyltin maleate,95%,C,,201-077-5,MFCD00014120,24867599 | 440477 | 78-04-6 | Aldrich | 马来酸二丁基锡 |  | 95%,,,135-140 °C(lit.), | Chemical Synthesis , Organometallic Reagents , Organotin , Organotins |  |  | , |  |  | 95%,135-140 °C(lit.)
Tetraallyltin,97%,(H,3536269,230-987-5,MFCD00008637,24856438 | 271446 | 7393-43-3 | Aldrich | 四丙烯基锡 | (PDF) | 97%,,69-70 °C/1.5 mmHg(lit.),,1.179 g/mL at 25 °C(lit.) | CVD and ALD Precursors by Metal , Chemical Synthesis , Micro/NanoElectronics , Organometallic Reagents , Organotin , Organotins , Tin , Vapor Deposition Precursors , 材料科学 |  | n 20/D 1.539(lit.) | , |  |  | 97%,69-70 °C/1.5 mmHg(lit.),n 20/D 1.539(lit.),1.179 g/mL at 25 °C(lit.)
Dibutyltin diacetate,technical grade,(CH,4136035,213-928-8,MFCD00008697,24857495 | 290890 | 1067-33-0 | Aldrich | 二醋酸二丁基锡 | (PDF) | ,,142-145 °C/10 mmHg(lit.),7-10 °C(lit.),1.32 g/mL at 25 °C(lit.) | Chemical Synthesis , Organometallic Reagents , Organotin , Organotins | 1.3 mmHg ( 25 °C) | technical grade,n 20/D 1.471(lit.) | , |  |  | 1.32 g/mL at 25 °C(lit.),technical grade,142-145 °C/10 mmHg(lit.),7-10 °C(lit.),12 (vs air),1.3 mmHg ( 25 °C),n 20/D 1.471(lit.)
Tributyltin bromide,technical grade, 90%,[CH,,215-959-2,MFCD00010660,24855614 | 257893 | 1461-23-0 | Aldrich | 三正丁基溴化锡 | (PDF) | 90%,,120-122 °C/2 mmHg(lit.),,1.338 g/mL at 25 °C(lit.) | Chemical Synthesis , Organometallic Reagents , Organotin , Organotin Halides |  | technical grade,n 20/D 1.507(lit.) | , |  |  | technical grade,120-122 °C/2 mmHg(lit.),1.338 g/mL at 25 °C(lit.),n 20/D 1.507(lit.),90%
Tributyltin chloride,96%,[CH,3535715,215-958-7,MFCD00000521,24900253 | T50202 | 1461-22-9 | Aldrich | 三丁基氯化锡 | (PDF) | 96%,,171-173 °C/25 mmHg(lit.),,1.2 g/mL at 25 °C(lit.) | Chemical Synthesis , Organometallic Reagents , Organotin , Organotin Halides | <0.01 mmHg ( 20 °C) | n 20/D 1.492(lit.) | , |  |  | 96%,n 20/D 1.492(lit.),<0.01 mmHg ( 20 °C),171-173 °C/25 mmHg(lit.),1.2 g/mL at 25 °C(lit.)
Tributyltin chloride-d 27,98 atom % D, 96% (CP),[CD,,,MFCD03428112, | 615633 | 1257647-76-9 | Aldrich | 三丁基氯化锡-d 27 |  | 96% (CP),,171-173 °C/25 mmHg(lit.),, | Alphabetical Listings , Chemical Synthesis , Organometallic Reagents , Organotin , Organotin Halides , Stable Isotopes , T |  | mol wt 325.53 by atom % calculation,98 atom % D,M+27 | , |  |  | mol wt 325.53 by atom % calculation,96% (CP),98 atom % D,171-173 °C/25 mmHg(lit.),M+27
Tributyltin iodide,technical grade, 90%,[CH,,,MFCD00074996,24860097 | 333034 | 7342-47-4 | Aldrich | 三丁基碘化锡 | (PDF) | 90%,,172 °C/10 mmHg(lit.),,1.46 g/mL at 25 °C(lit.) | Chemical Synthesis , Organometallic Reagents , Organotin , Organotin Halides |  | technical grade,copper as stabilizer,n 20/D 1.53(lit.) | , |  |  | 90%,1.46 g/mL at 25 °C(lit.),technical grade,copper as stabilizer,172 °C/10 mmHg(lit.),n 20/D 1.53(lit.)
Tributyltin hydride,contains 0.05% BHT as stabilizer, 97%,[CH,3587329,,MFCD00009416,24854056 | 234788 | 688-73-3 | Aldrich | 三丁基氢化锡 | (PDF) | 97%,,80 °C/0.4 mmHg(lit.),2-8°C,1.082 g/mL at 25 °C(lit.) | Chemical Synthesis , Organometallic Reagents , Organotin , Organotins , Reduction , Synthetic Reagents , Tin Hydrides |  | 0.05% BHT as stabilizer,n 20/D 1.473(lit.) | , |  |  | 97%,1.082 g/mL at 25 °C(lit.),0.05% BHT as stabilizer,2-8°C,80 °C/0.4 mmHg(lit.),n 20/D 1.473(lit.)
Azidotributyltin(IV),98%,[CH,,,MFCD00216557,24861678 | 349453 | 17846-68-3 | Aldrich | 三正丁基叠氮化锡 |  | 98%,,,,1.212 g/mL at 25 °C(lit.) | Chemical Synthesis , Organometallic Reagents , Organotin , Organotins |  |  | , |  |  | 98%,1.212 g/mL at 25 °C(lit.)
Tributylstannyl trifluoromethanesulfonate,90%,CF,5818090,,MFCD00043324,24862654 | 366420 | 68725-14-4 | Aldrich | 三丁基甲锡烷基三氟甲烷磺酸 | (PDF) | 90%,,,, | Chemical Synthesis , Organometallic Reagents , Organotin , Organotins |  |  | , |  |  | 90%
Tributyltin isocyanate,,[CH,,,MFCD08272321,24877773 | 530786 | 681-99-2 | Aldrich | 三丁基锡异氰酸酯 | (PDF) | ,,297 °C(lit.),2-8°C,1.203 g/mL at 25 °C(lit.) | Chemical Synthesis , Organometallic Reagents , Organotin , Organotins |  | n 20/D 1.489(lit.) | , |  |  | 2-8°C,n 20/D 1.489(lit.),297 °C(lit.),1.203 g/mL at 25 °C(lit.)
Tributyltin cyanide,97%,[CH,,,MFCD00009698,24854084 | 235164 | 2179-92-2 | Aldrich | 三正丁基锡氰化物 | (PDF) | 97%,,,105-107 °C(lit.), | Chemical Synthesis , Organometallic Reagents , Organotin , Organotins |  |  | , |  |  | 97%,105-107 °C(lit.)
Tributyltin methoxide,97%,[CH,,213-933-5,MFCD00009419,24853739 | 229245 | 1067-52-3 | Aldrich | 三正丁基甲氧基锡 | (PDF) | 97%,,97-97.5 °C/0.06 mmHg(lit. ),,1.115 g/mL at 25 °C(lit.) | Chemical Synthesis , Micro/NanoElectronics , Organometallic Reagents , Organotin , Organotins , Solution Deposition Precursors , Tin , 材料科学 |  | n 20/D 1.472(lit.) | , |  |  | 97%,97-97.5 °C/0.06 mmHg(lit. ),n 20/D 1.472(lit.),1.115 g/mL at 25 °C(lit.)
Tributyl(perfluoroethyl) stannane,97%,C,,,MFCD04116432, | 711063 | 1426-66-0 | Aldrich | 三丁基(全氟乙基)锡烷 |  | 97%,,245-247 °C,,1.253 g/mL at 25 °C | Chemical Synthesis , Organometallic Reagents , Organotin , Organotins |  | n 20/D 1.430 | , |  |  | 97%,245-247 °C,n 20/D 1.430,1.253 g/mL at 25 °C
Ethynyltributylstannane,95%,HC≡CSn(CH,3537659,,MFCD00009420,24856626 | 275069 | 994-89-8 | Aldrich | 乙炔基三正丁基锡 | (PDF) | 95%,,70 °C/0.2 mmHg(lit.),,1.089 g/mL at 25 °C(lit.) | Chemical Synthesis , Organometallic Reagents , Organotin , Organotins |  | n 20/D 1.476(lit.) | , |  |  | 95%,70 °C/0.2 mmHg(lit.),n 20/D 1.476(lit.),1.089 g/mL at 25 °C(lit.)
Tributyl(vinyl) stannane,purum, ≥97.0% (GC),CH,3537662,231-291-4,MFCD00009421,24890090 | 95085 | 7486-35-3 | Fluka | 三丁基乙烯基锡 | (PDF) | ≥97.0% (GC),,104-106 °C/3.5 mmHg(lit.),,1.085 g/mL at 25 °C(lit.) | Chemical Synthesis , Organometallic Reagents , Organotin , Organotins |  | purum,n 20/D 1.478(lit.) | , |  |  | purum,104-106 °C/3.5 mmHg(lit.),1.085 g/mL at 25 °C(lit.),n 20/D 1.478(lit.),≥97.0% (GC)
Tributyl(vinyl)tin,97%,CH,3537662,231-291-4,MFCD00009421,24856437 | 271438 | 7486-35-3 | Aldrich | 三丁基乙烯基锡 | (PDF) | 97%,,104-106 °C/3.5 mmHg(lit.),,1.085 g/mL at 25 °C(lit.) | Chemical Synthesis , Organometallic Reagents , Organotin , Organotins |  | n 20/D 1.478(lit.) | , |  |  | 97%,104-106 °C/3.5 mmHg(lit.),n 20/D 1.478(lit.),1.085 g/mL at 25 °C(lit.)
Tributyltin ethoxide,97%,[CH,,,MFCD00009873,24855136 | 251518 | 682-00-8 | Aldrich | 乙氧化三丁基锡 | (PDF) | 97%,,92 °C/0.1 mmHg(lit.),,1.098 g/mL at 25 °C(lit.) | Chemical Synthesis , Organometallic Reagents , Organotin , Organotins |  | n 20/D 1.467(lit.) | , |  |  | 97%,92 °C/0.1 mmHg(lit.),n 20/D 1.467(lit.),1.098 g/mL at 25 °C(lit.)
,Aldrich CPR,C,,,MFCD11109352, | SYX00076 | 64185-12-2 | Aldrich | 1- Tributylstannyl- 3,3,3- trifluoro- 1- propyne |  | ,,,, | Chemical Synthesis , Organometallic Reagents , Organotin , Organotins |  |  | ,
4- Bromo- 2- (tributylstannyl) thiazole,,C,,,MFCD09025792, | 706965 | 173978-98-8 | Aldrich | 4-溴-2-(三丁基甲锡烷基)噻唑 |  | ,,,,1.314 g/mL at 25 °C | Chemical Synthesis , Organometallic Reagents , Organotin , Organotins |  | n 20/D 1.527 | , |  |  | n 20/D 1.527,1.314 g/mL at 25 °C
,96%,C,,,MFCD09265501, | 728896 | 889672-73-5 | Aldrich | 2- Chloro- 5- (tributylstannyl) thiazole | (PDF) | 96%,,,2-8°C,1.236 g/mL at 25 °C | Chemical Synthesis , Organometallic Reagents , Organotin , Organotins |  | n 20/D 1.528 | , |  |  | 2-8°C,96%,n 20/D 1.528,1.236 g/mL at 25 °C
2-(Tri- n -butylstannyl)oxazole,,C,,,MFCD06798076,24882955 | 638617 | 145214-05-7 | Aldrich | 2-(三正丁基锡基)噁唑 |  | ,,108-110 °C/0.2 mmHg(lit.),,1.170 g/mL at 25 °C | Chemical Synthesis , Organometallic Reagents , Organotin , Organotins |  | 1.71 g/mL at 25 °C(lit.),n 20/D 1.4930(lit.) | , |  |  | 1.71 g/mL at 25 °C(lit.),n 20/D 1.4930(lit.),108-110 °C/0.2 mmHg(lit.),1.170 g/mL at 25 °C
2- Tributylstannylthiazole,97%,C,,,MFCD01319057,24883202 | 642541 | 121359-48-6 | Aldrich | 2-三丁基甲锡烷基噻唑 | (PDF) | 97%,,307-309 °C(lit.),,1.1900 g/mL at 25 °C(lit.) | Chemical Synthesis , Organometallic Reagents , Organotin , Organotins |  | n 20/D 1.5200(lit.) | , |  |  | 97%,307-309 °C(lit.),n 20/D 1.5200(lit.),1.1900 g/mL at 25 °C(lit.)
Allenyltributyltin(IV),technical grade, 80%,[CH,,,MFCD00216952,24873306 | 499854 | 53915-69-8 | Aldrich | 1,2-丙二烯三正丁基锡 | (PDF) | 80%,,265 °C(lit.),,1.107 g/mL at 25 °C(lit.) | Allenes , Building Blocks , Chemical Synthesis , Organic Building Blocks , Organometallic Reagents , Organotin , Organotins |  | technical grade,n 20/D 1.5(lit.) | , |  |  | technical grade,265 °C(lit.),1.107 g/mL at 25 °C(lit.),n 20/D 1.5(lit.),80%
Tributyl(1- propynyl) tin,95%,[CH,,,MFCD01863650,24873307 | 499862 | 64099-82-7 | Aldrich | 三丁基丙炔锡烷 | (PDF) | 95%,,277 °C(lit.),,1.082 g/mL at 25 °C(lit.) | Chemical Synthesis , Organometallic Reagents , Organotin , Organotins |  | n 20/D 1.483(lit.) | , |  |  | 95%,277 °C(lit.),n 20/D 1.483(lit.),1.082 g/mL at 25 °C(lit.)
,Aldrich CPR,C,,,MFCD10699166, | SYX00013 | 100073-15-2 | Aldrich | 2- (Tributylstannyl) propene |  | ,,,, | Chemical Synthesis , Organometallic Reagents , Organotin , Organotins |  |  | ,
Allyltributylstannane,purum, ≥95.0% (GC),CH,3588340,246-494-3,MFCD00010346, | 06068 | 24850-33-7 | Fluka | 烯丙基三丁基锡 | (PDF) | ≥95.0% (GC),,88-92 °C/0.2 mmHg(lit.),2-8°C,1.068 g/mL at 25 °C(lit.) | Chemical Synthesis , Organometallic Reagents , Organotin , Organotins |  | purum,n 20/D 1.486,n 20/D 1.486(lit.) | , |  |  | n 20/D 1.486,≥95.0% (GC),1.068 g/mL at 25 °C(lit.),purum,2-8°C,88-92 °C/0.2 mmHg(lit.),n 20/D 1.486(lit.)
Allyltributylstannane,97%,CH,3588340,246-494-3,MFCD00010346,24856436 | 271411 | 24850-33-7 | Aldrich | 烯丙基三丁基锡 | (PDF) | 97%,,88-92 °C/0.2 mmHg(lit.),,1.068 g/mL at 25 °C(lit.) | Chemical Synthesis , Organometallic Reagents , Organotin , Organotins |  | n 20/D 1.486(lit.) | , |  |  | 97%,88-92 °C/0.2 mmHg(lit.),n 20/D 1.486(lit.),1.068 g/mL at 25 °C(lit.)
,Aldrich CPR,C,,,MFCD10699177, | SYX00083 | 17857-70-4 | Aldrich | Cyclopropyltributylstannane |  | ,,,, | Chemical Synthesis , Organometallic Reagents , Organotin , Organotins |  |  | ,
,Aldrich CPR,C,,,MFCD03412101, | SYX00050 | 100045-83-8 | Aldrich | Tributyl[(methoxymethoxy) methyl] stannane |  | ,,,, | Building Blocks , C16 to C21 , Chemical Synthesis , Ethers , Organic Building Blocks , Organometallic Reagents , Organotin , Organotins , Oxygen Compounds |  |  | ,
Tributyl(trimethylsilyl) stannane,purum, ≥97.0% (GC),[CH,4127163,,MFCD00054903, | 92781 | 17955-46-3 | Fluka | 三丁基（三甲基硅）锡烷 | (PDF) | ≥97.0% (GC),,102-103 °C/0.5 mmHg(lit.),,1.04 g/mL at 25 °C(lit.) | Chemical Synthesis , Organometallic Reagents , Organotin , Organotins |  | purum,n 20/D 1.488,n 20/D 1.488(lit.) | , |  |  | n 20/D 1.488,≥97.0% (GC),1.04 g/mL at 25 °C(lit.),purum,102-103 °C/0.5 mmHg(lit.),n 20/D 1.488(lit.)
Trimethyl(tributylstannyl) silane,97%,[CH,4127163,,MFCD00054903,24862736 | 367265 | 17955-46-3 | Aldrich | 三甲基(三丁基锡烷基)硅烷 | (PDF) | 97%,,102-103 °C/0.5 mmHg(lit.),,1.04 g/mL at 25 °C(lit.) | Chemical Synthesis , Organometallic Reagents , Organotin , Organotins |  | n 20/D 1.488(lit.) | , |  |  | 97%,102-103 °C/0.5 mmHg(lit.),n 20/D 1.488(lit.),1.04 g/mL at 25 °C(lit.)
2,6- Dichloro- 3- (tributylstannyl) pyrazine,97%,C,,,MFCD07787382, | 718807 | 446285-70-7 | Aldrich | 2-氯-5-(三正丁基锡)嘧啶 |  | 97%,,,,1.260 g/mL at 25 °C | Chemical Synthesis , Organometallic Reagents , Organotin , Organotins |  | n 20/D 1.535 | , |  |  | 97%,n 20/D 1.535,1.260 g/mL at 25 °C
2- Chloro- 5- (tributylstannyl) pyrimidine,95%,C,,,MFCD07787378, | 706868 | 155191-68-7 | Aldrich | 2-氯-5-(三丁基锡基)嘧啶 |  | 95%,,,,1.222 g/mL at 25 °C | Building Blocks , Chemical Synthesis , Halogenated Heterocycles , Heterocyclic Building Blocks , Organometallic Reagents , Organotin , Organotins , Pyrimidines |  | n 20/D 1.522 | , |  |  | 95%,n 20/D 1.522,1.222 g/mL at 25 °C
2- (Tributylstannyl) pyrazine,95%,(C,,,MFCD01319077,24885295 | 675660 | 205371-27-3 | Aldrich | 2-(三正丁基锡)吡嗪 | (PDF) | 95%,,130 °C/1 mmHg,−20°C,1.1706 g/mL at 25 °C | Chemical Synthesis , Organometallic Reagents , Organotin , Organotins |  | n 20/D 1.5158 | , |  |  | −20°C,130 °C/1 mmHg,1.1706 g/mL at 25 °C,n 20/D 1.5158,95%
,95%,C,,,MFCD01319085, | 721174 | 153435-63-3 | Aldrich | 2- (Tributylstannyl) pyrimidine | (PDF) | 95%,,,,1.164 g/mL at 25 °C | Chemical Synthesis , Organometallic Reagents , Organotin , Organotins |  | n 20/D 1.512 | , |  |  | 95%,n 20/D 1.512,1.164 g/mL at 25 °C
5- (Tributylstannyl) pyrimidine,95%,C,,,MFCD01319056, | 719730 | 144173-85-3 | Aldrich | 5-(三正丁基锡)嘧啶 |  | 95%,,134-138 °C/2 mmHg,,1.117 g/mL at 25 °C | Chemical Synthesis , Organometallic Reagents , Organotin , Organotins |  | n 20/D 1.515 | , |  |  | 95%,134-138 °C/2 mmHg,n 20/D 1.515,1.117 g/mL at 25 °C
2- (Tributylstannyl) furan,97%,C,,,MFCD00192512,24865939 | 414506 | 118486-94-5 | Aldrich | 2-(三丁基锡烷基)呋喃 | (PDF) | 97%,,90 °C/0.1 mmHg(lit.),,1.134 g/mL at 25 °C(lit.) | Chemical Synthesis , Organometallic Reagents , Organotin , Organotins |  | n 20/D 1.494(lit.) | , |  |  | 97%,90 °C/0.1 mmHg(lit.),n 20/D 1.494(lit.),1.134 g/mL at 25 °C(lit.)
2- (Tributylstannyl) thiophene,97%,C,,,MFCD00192513,24865938 | 414492 | 54663-78-4 | Aldrich | 2-三丁基甲锡烷基噻吩 | (PDF) | 97%,,155 °C/0.1 mmHg(lit.),,1.175 g/mL at 25 °C(lit.) | Chemical Synthesis , Organometallic Reagents , Organotin , Organotins |  | n 20/D 1.518(lit.) | , |  |  | 97%,155 °C/0.1 mmHg(lit.),n 20/D 1.518(lit.),1.175 g/mL at 25 °C(lit.)
1- Methyl- 4- (tributylstannyl) - 1 H -pyrazole,97%,C,,,MFCD15143648, | 707813 | 179055-21-1 | Aldrich | 1-甲基-4-(三丁基锡基)-1 H -吡唑 |  | 97%,,126-128 °C,,1.135 g/mL at 25 °C | Building Blocks , C12 to C37 , Chemical Synthesis , Heterocyclic Building Blocks , Organometallic Reagents , Organotin , Organotins , Pyrazoles |  | n 20/D 1.563 | , |  |  | 97%,126-128 °C,n 20/D 1.563,1.135 g/mL at 25 °C
,97%,C,,,MFCD19686983, | 739499 | 170682-50-5 | Aldrich | 1- Methyl- 5- (tributylstannyl) - 1 H -pyrazole | (PDF) | 97%,,,,1.160 g/mL at 25 °C | Chemical Synthesis , Organometallic Reagents , Organotin , Organotins |  |  | , |  |  | 97%,1.160 g/mL at 25 °C
1- Methyl- 5- (tributylstannyl) imidazole,95%,C,,,MFCD01319031, | 718793 | 147716-03-8 | Aldrich | 1-甲基-5-(三丁基锡基)咪唑 |  | 95%,,160-164 °C/2 mmHg,,1.220 g/mL at 25 °C | Chemical Synthesis , Organometallic Reagents , Organotin , Organotins |  | n 20/D 1.510 | , |  |  | 95%,160-164 °C/2 mmHg,n 20/D 1.510,1.220 g/mL at 25 °C
N - Methyl- 4- (tributylstannyl) imidazole,95%,C,,,MFCD13193061, | 719501 | 446285-73-0 | Aldrich | N -甲基-4-(三丁基锡基)咪唑 | (PDF) | 95%,,,,1.128 g/mL at 25 °C | Building Blocks , C9 to C30+ , Chemical Synthesis , Heterocyclic Building Blocks , Imidazoles , Organometallic Reagents , Organotin , Organotins |  | n 20/D 1.509 | , |  |  | 95%,n 20/D 1.509,1.128 g/mL at 25 °C
,97%,C,,,MFCD18785742, | 734055 | 125769-77-9 | Aldrich | Tributyl(4,5- dihydrofuran- 2- yl) stannane | (PDF) | 97%,,,,1.128 g/mL at 25 °C | Chemical Synthesis , Organometallic Reagents , Organotin , Organotins |  | n 20/D 1.493 | , |  |  | 97%,n 20/D 1.493,1.128 g/mL at 25 °C
cis - Tributyl[2- ethoxyethenyl] stannane,97%,C,,,MFCD07787391, | 707937 | 64724-29-4 | Aldrich | 顺-三丁基[2-乙氧基乙烯基]锡烷 | (PDF) | 97%,,84-87 °C/1 mmHg,2-8°C,1.082 g/mL at 25 °C | Chemical Synthesis , Organometallic Reagents , Organotin , Organotins |  | n 20/D 1.479 | , |  |  | 2-8°C,84-87 °C/1 mmHg,1.082 g/mL at 25 °C,n 20/D 1.479,97%
Tributyl(1- ethoxyvinyl) tin,97%,[CH,,,MFCD00010240,24856628 | 275123 | 97674-02-7 | Aldrich | 三丁基(1-乙氧基乙烯)锡 | (PDF) | 97%,,85-86 °C/0.1 mmHg(lit.),,1.069 g/mL at 25 °C(lit.) | Chemical Synthesis , Organometallic Reagents , Organotin , Organotins |  | n 20/D 1.476(lit.) | , |  |  | 97%,85-86 °C/0.1 mmHg(lit.),n 20/D 1.476(lit.),1.069 g/mL at 25 °C(lit.)
Bis(dibutylchlorotin(IV) ) oxide,98%,{[CH,,233-904-0,MFCD00074921,24859933 | 331090 | 10428-19-0 | Aldrich | 双(二丁基氯锡(IV))氧化物 | (PDF) | 98%,,,109-112 °C(lit.), | Chemical Synthesis , Organometallic Reagents , Organotin , Organotin Halides |  |  | , |  |  | 98%,109-112 °C(lit.)
Tetrabutyltin,technical grade, 93%,(CH,3648237,215-960-8,MFCD00009422,24900337 | T6008 | 1461-25-2 | Aldrich | 四丁基锡 | (PDF) | 93%,,127-145 °C/10 mmHg(lit.),−97 °C(lit.),1.057 g/mL at 25 °C(lit.) | Chemical Synthesis , Organometallic Reagents , Organotin , Organotins |  | technical grade,n 20/D 1.473(lit.) | , |  |  | 93%,1.057 g/mL at 25 °C(lit.),technical grade,127-145 °C/10 mmHg(lit.),−97 °C(lit.),n 20/D 1.473(lit.)
,95%,C,,,MFCD10699151, | 739480 | 1245816-05-0 | Aldrich | 2,3- Difluoro- 4- (tributylstannyl) pyridine | (PDF) | 95%,,,,1.233 g/mL at 25 °C | Chemical Synthesis , Organometallic Reagents , Organotin , Organotins |  |  | , |  |  | 95%,1.233 g/mL at 25 °C
2- Bromo- 5- (tributylstannyl) pyridine,97% (H-NMR),C,,,MFCD10699137, | 704849 | 1008756-65-7 | Aldrich | 2-溴-5-(三丁基甲锡烷基)吡啶 |  | 97% (H-NMR),,150-154 °C/2 mmHg,,1.314 g/mL at 25 °C | Chemical Synthesis , Organometallic Reagents , Organotin , Organotins |  | n 20/D 1.537 | , |  |  | 97% (H-NMR),150-154 °C/2 mmHg,n 20/D 1.537,1.314 g/mL at 25 °C
2- Bromo- 6- (tributylstannyl) pyridine,97% (H-NMR),C,,,MFCD11706981, | 704865 | 189083-81-6 | Aldrich | 2-溴-6-(三丁基甲锡烷基)吡啶 |  | 97% (H-NMR),,144-160 °C,,1.294 g/mL at 25 °C | Building Blocks , C16 to C20+ , C16+ , Chemical Synthesis , Halogenated Heterocycles , Heterocyclic Building Blocks , Organometallic Reagents , Organotin , Organotins , Pyridines |  | n 20/D 1.534 | , |  |  | 97% (H-NMR),144-160 °C,n 20/D 1.534,1.294 g/mL at 25 °C
5- Bromo- 2- (tributylstannyl) pyridine,97% (H-NMR),C,,,MFCD10699138, | 704830 | 611168-46-8 | Aldrich | 5-溴-2-(三丁基甲锡烷基)吡啶 |  | 97% (H-NMR),,140-145 °C,,1.317 g/mL at 25 °C | Building Blocks , C16 to C20+ , C16+ , Chemical Synthesis , Halogenated Heterocycles , Heterocyclic Building Blocks , Organometallic Reagents , Organotin , Organotins , Pyridines |  | n 20/D 1.535 | , |  |  | 97% (H-NMR),140-145 °C,n 20/D 1.535,1.317 g/mL at 25 °C
2- Chloro- 6- (tributylstannyl) pyridine,,C,,,MFCD10699155, | 719609 | 263698-99-3 | Aldrich | 2-氯-6-(三丁基锡基)吡啶 |  | ,,,,1.191 g/mL at 25 °C | Chemical Synthesis , Organometallic Reagents , Organotin , Organotins |  |  | , |  |  | 1.191 g/mL at 25 °C
2- Fluoro- 3- (tributylstannyl) pyridine,97%,C,,,MFCD07787400, | 696692 | 155533-81-6 | Aldrich | 2-氟-3-(三正丁基锡)吡啶 |  | 97%,,,,1.176 g/mL at 25 °C | Chemical Synthesis , Organometallic Reagents , Organotin , Organotins |  | n 20/D 1.508 | , |  |  | 97%,n 20/D 1.508,1.176 g/mL at 25 °C
2- Fluoro- 4- (tributylstannyl) pyridine,,C,,,MFCD07787405, | 719315 | 457061-31-3 | Aldrich | 2-氟-4-(三正丁基锡)吡啶 |  | ,,,,1.187 g/mL at 25 °C | Building Blocks , C16 to C20+ , C16+ , Chemical Synthesis , Halogenated Heterocycles , Heterocyclic Building Blocks , Organometallic Reagents , Organotin , Organotins , Pyridines |  | n 20/D 1.508 | , |  |  | n 20/D 1.508,1.187 g/mL at 25 °C
2- (Tributylstannyl) pyridine,85%,C,,,MFCD00052052,24885423 | 678333 | 17997-47-6 | Aldrich | 2-三正丁基甲锡烷基吡啶 | (PDF) | 85%,,,−20°C,1.137 g/mL at 25 °C | Chemical Synthesis , Organometallic Reagents , Organotin , Organotins |  |  | , |  |  | −20°C,85%,1.137 g/mL at 25 °C
3- (Tributylstannyl) pyridine,97%,C,,,MFCD00052054, | 698598 | 59020-10-9 | Aldrich | 3-(三正丁基锡)吡啶 |  | 97%,,,−20°C,1.153 g/mL at 25 °C | Building Blocks , C16+ , Chemical Synthesis , Heterocyclic Building Blocks , Organometallic Reagents , Organotin , Organotins , Pyridines |  |  | , |  |  | −20°C,97%,1.153 g/mL at 25 °C
,97%,C,,,MFCD09025812, | 731684 | 1105511-65-6 | Aldrich | 2- (Tributylstannyl) - 3- methoxypyrazine | (PDF) | 97%,,,,1.167 g/mL at 25 °C | Chemical Synthesis , Organometallic Reagents , Organotin , Organotins |  | n 20/D 1.515 | , |  |  | 97%,n 20/D 1.515,1.167 g/mL at 25 °C
6- Methoxy- 2- (tributylstannyl) pyrimidine,95%,C,,,MFCD15143643, | 707031 | 850501-35-8 | Aldrich | 6-甲氧基-2-(三正丁基锡)嘧啶 |  | 95%,,293 °C,,1.164 g/mL at 25 °C | Building Blocks , C12 to C30+ , Chemical Synthesis , Heterocyclic Building Blocks , Organometallic Reagents , Organotin , Organotins , Pyrimidines |  | n 20/D 1.507 | , |  |  | 95%,293 °C,n 20/D 1.507,1.164 g/mL at 25 °C
2- Methylthio- 5- (tributylstannyl) pyrimidine,95%,C,,,MFCD07787371, | 723355 | 120717-37-5 | Aldrich | 2-甲硫基-5-(三丁基锡基)嘧啶 |  | 95%,,,,1.193 g/mL at 25 °C | Building Blocks , C12 to C30+ , Chemical Synthesis , Heterocyclic Building Blocks , Organometallic Reagents , Organotin , Organotins , Pyrimidines |  | n 20/D 1.544 | , |  |  | 95%,n 20/D 1.544,1.193 g/mL at 25 °C
1- Methyl- 2- (tributylstannyl) pyrrole,95%,[H,,,MFCD01319022,24885296 | 675679 | 118486-97-8 | Aldrich | 1-甲基-2-(三丁基锡基)吡咯 | (PDF) | 95%,,,−20°C,1.1223 g/mL at 25 °C | Chemical Synthesis , Organometallic Reagents , Organotin , Organotins |  | n 20/D 1.5107 | , |  |  | −20°C,95%,n 20/D 1.5107,1.1223 g/mL at 25 °C
,,C,,,MFCD00161404, | 734063 | 109669-45-6 | Aldrich | Tributyl(5,6- dihydro- 4 H -pyran-2-yl)stannane | (PDF) | ,,,,1.119 g/mL at 25 °C | Chemical Synthesis , Organometallic Reagents , Organotin , Organotins |  | n 20/D 1.495 | , |  |  | n 20/D 1.495,1.119 g/mL at 25 °C
Tributyl(3- methyl- 2- butenyl) tin,90%,[CH,,,MFCD01863649,24873305 | 499846 | 53911-92-5 | Aldrich | 三丁基(3-甲基-2-丁烯基)锡 |  | 90%,,283 °C(lit.),,1.069 g/mL at 25 °C(lit.) | Chemical Synthesis , Organometallic Reagents , Organotin , Organotins |  | n 20/D 1.488(lit.) | , |  |  | 90%,283 °C(lit.),n 20/D 1.488(lit.),1.069 g/mL at 25 °C(lit.)
Triphenyl-d 15 -tin chloride,98 atom % D,(C,,,MFCD01861652, | 615625 | 358731-94-9 | Aldrich | 三苯基-d 15 -氯化锡 |  | 99% (CP),,240 °C/13.5 mmHg(lit.),108 °C(lit.), | Alphabetical Listings , Chemical Synthesis , Organometallic Reagents , Organotin , Organotin Halides , Stable Isotopes , T |  | mol wt 400.27 by atom % calculation,98 atom % D,M+15 | , |  |  | 99% (CP),mol wt 400.27 by atom % calculation,98 atom % D,M+15,240 °C/13.5 mmHg(lit.),108 °C(lit.)
Triphenyltin hydroxide,,(C,,200-990-6,MFCD00013928,24861551 | 348104 | 76-87-9 | Aldrich | 三苯基氢氧化锡 | (PDF) | ,,,124-126 °C(lit.), | Chemical Synthesis , Organometallic Reagents , Organotin , Organotins |  |  | , |  |  | 124-126 °C(lit.)
Triphenyltin hydride,,(C,,212-967-8,MFCD00003004,24854702 | 244775 | 892-20-6 | Aldrich | 三苯基锡化氢 | (PDF) | ,,163-165 °C/0.3 mmHg(lit.),2-8°C,1.374 g/mL at 25 °C(lit.) | Chemical Synthesis , Organometallic Reagents , Organotin , Organotins , Reduction , Synthetic Reagents , Tin Hydrides |  | n 20/D 1.632(lit.) | , |  |  | 2-8°C,n 20/D 1.632(lit.),163-165 °C/0.3 mmHg(lit.),28 °C(lit.),1.374 g/mL at 25 °C(lit.)
Tributyl(4- chloro) phenylstannane,95%,C,,,MFCD01114694, | 721158 |  | Aldrich | 三丁基(4-氯代)苯基锡烷 | (PDF) | 95%,,,,1.169 g/mL at 25 °C | Chemical Synthesis , Organometallic Reagents , Organotin , Organotins |  | n 20/D 1.522 | , |  |  | 95%,n 20/D 1.522,1.169 g/mL at 25 °C
Dibutyltin bis(acetylacetonate),95%,[CH,,245-152-0,MFCD00077994,24874149 | 520586 | 22673-19-4 | Aldrich | 二正丁基双(乙酰丙酮基)锡 | (PDF) | 95%,,150 °C(lit.),26 °C(lit.),1.22 g/mL at 25 °C(lit.) | Chemical Synthesis , Micro/NanoElectronics , Organometallic Reagents , Organotin , Organotins , Solution Deposition Precursors , Tin , 材料科学 |  | n 20/D 1.5110(lit.),low-melting solid | , |  |  | 95%,low-melting solid,1.22 g/mL at 25 °C(lit.),150 °C(lit.),26 °C(lit.),n 20/D 1.5110(lit.)
Tributylphenylstannane,purum, ≥97.0% (GC),C,3610571,,MFCD00134394,24887424 | 79226 | 960-16-7 | Fluka | 三丁基苯基锡 | (PDF) | ≥97.0% (GC),,125-128 °C/0.14 mmHg(lit. ),,1.125 g/mL at 25 °C(lit.) | Chemical Synthesis , Organometallic Reagents , Organotin , Organotins |  | purum,n 20/D 1.516(lit.) | , |  |  | purum,125-128 °C/0.14 mmHg(lit. ),1.125 g/mL at 25 °C(lit.),n 20/D 1.516(lit.),≥97.0% (GC)
Tributylphenylstannane,97%,C,3610571,,MFCD00134394,24863320 | 374601 | 960-16-7 | Aldrich | 三丁基苯基锡 | (PDF) | 97%,,125-128 °C/0.14 mmHg(lit. ),,1.125 g/mL at 25 °C(lit.) | Chemical Synthesis , Organometallic Reagents , Organotin , Organotins |  | n 20/D 1.516(lit.) | , |  |  | 97%,125-128 °C/0.14 mmHg(lit. ),n 20/D 1.516(lit.),1.125 g/mL at 25 °C(lit.)
Tricyclohexyltin chloride,97%,(C,,221-437-5,MFCD00003817,24871721 | 480827 | 3091-32-5 | Aldrich | 三环己基氯化锡 | (PDF) | 97%,,,123-125 °C(lit.), | Chemical Synthesis , Organometallic Reagents , Organotin , Organotin Halides |  |  | , |  |  | 97%,123-125 °C(lit.)
,96%,C,,,MFCD09025803, | 721115 |  | Aldrich | 2- methoxy- 6- (tributylstannyl) pyridine |  | 96%,,309.3-313.3 °C,, | Chemical Synthesis , Organometallic Reagents , Organotin , Organotins |  | n 20/D 1.512 | , |  |  | 96%,309.3-313.3 °C,n 20/D 1.512
Ethyl- 5- (tributylstannyl) isoxazole- 3- carboxylate,,C,,,MFCD07368612, | 706981 | 126085-91-4 | Aldrich | 5- (三丁基甲锡烷基) 异噁唑- 3- 羧酸乙酯 | (PDF) | ,,>300 °C,,1.209 at 25 °C | Building Blocks , Chemical Synthesis , Heterocyclic Building Blocks , Isoxazoles , Organometallic Reagents , Organotin , Organotins |  | n 20/D 1.534 | , |  |  | n 20/D 1.534,>300 °C,1.209 at 25 °C
,,C,,,MFCD07787401, | 721220 | 259807-95-9 | Aldrich | 2- Methyl- 6- (tributylstannyl) pyridine | (PDF) | ,,,,1.134 g/mL at 25 °C | Chemical Synthesis , Organometallic Reagents , Organotin , Organotins |  | n 20/D 1.512 | , |  |  | n 20/D 1.512,1.134 g/mL at 25 °C
,95%,C,,,MFCD07787402, | 739782 | 189195-41-3 | Aldrich | 5- Methyl- 2- (tributylstannyl) pyridine | (PDF) | 95%,,,2-8°C,1.106 g/mL at 25 °C | Chemical Synthesis , Organometallic Reagents , Organotin , Organotins |  | n 20/D 1.514 | , |  |  | 2-8°C,95%,n 20/D 1.514,1.106 g/mL at 25 °C
,Aldrich CPR,C,,,MFCD18325146, | SYX00093 | 170941-63-6 | Aldrich | Tributyl[2,2- difluoro- 1- (2- methoxyethoxymethoxy) vinyl] stannane |  | ,,,, | Building Blocks , C16 to C21 , Chemical Synthesis , Ethers , Organic Building Blocks , Organometallic Reagents , Organotin , Organotins , Oxygen Compounds |  |  | ,
,97%,C,,,MFCD23143974, | 773654 | 387353-98-2 | Aldrich | 1,3,5- Trimethyl- 4- (tributylstannyl) - 1 H -pyrazole | (PDF) | 97%,,,,1.134 g/mL at 25 °C | Chemical Synthesis , Organometallic Reagents , Organotin , Organotins |  |  | , |  |  | 97%,1.134 g/mL at 25 °C
Bis[(trimethylsilyl) tributyl] stannyl phosphate,97%,[(CH,,,MFCD00010347,24856777 | 277657 | 74785-85-6 | Aldrich | 双[(三甲基硅基)三丁基]锡磷酸盐 |  | 97%,,,, | Chemical Synthesis , Organometallic Reagents , Organotin , Organotins |  |  | , |  |  | 97%
,95%,C,,,MFCD01319094, | 721166 |  | Aldrich | 2- (Tributylstannyl) benzo[ d ]thiazole | (PDF) | 95%,,,,1.202 g/mL at 25 °C | Chemical Synthesis , Organometallic Reagents , Organotin , Organotins |  | n 20/D 1.556 | , |  |  | 95%,n 20/D 1.556,1.202 g/mL at 25 °C
Dibutyldiphenyltin,97%,[CH,,229-256-3,MFCD00031522,24877731 | 530158 | 6452-61-5 | Aldrich | 二丁基二苯基锡 |  | 97%,,270 °C(lit.),,1.17 g/mL at 25 °C(lit.) | CVD and ALD Precursors by Metal , Chemical Synthesis , Micro/NanoElectronics , Organometallic Reagents , Organotin , Organotins , Tin , Vapor Deposition Precursors , 材料科学 |  | n 20/D 1.562(lit.) | , |  |  | 97%,270 °C(lit.),n 20/D 1.562(lit.),1.17 g/mL at 25 °C(lit.)
2- Tributylstannylbenzo[ b ]thiophene,95%,C,,,MFCD01318936,24885789 | 683930 | 148961-88-0 | Aldrich | 2-三丁基锡苯并[ b ]噻吩 | (PDF) | 95%,,,2-8°C,1.184 g/mL at 25 °C | Chemical Synthesis , Organometallic Reagents , Organotin , Organotins |  | n 20/D 1.5637 | , |  |  | 2-8°C,95%,n 20/D 1.5637,1.184 g/mL at 25 °C
Tributyl(phenylethynyl) tin,95%,C,,,MFCD00075186,24860802 | 340359 | 3757-88-8 | Aldrich | 苯基乙炔三丁基锡 | (PDF) | 95%,,,,1.116 g/mL at 25 °C(lit.) | Chemical Synthesis , Organometallic Reagents , Organotin , Organotins |  | n 20/D 1.532(lit.) | , |  |  | 95%,n 20/D 1.532(lit.),1.116 g/mL at 25 °C(lit.)
,,C,,,MFCD07787377, | 729256 | 243972-26-1 | Aldrich | 2-( N - Boc- amino) - 5- (tributylstannyl) thiazole |  | ,,,78-86 °C, | Chemical Synthesis , Organometallic Reagents , Organotin , Organotins |  |  | , |  |  | 78-86 °C
1,3- Diacetoxy- 1,1,3,3- tetrabutyldistannoxane,97%,{CH,,227-755-0,MFCD00008696,24850564 | 176214 | 5967-09-9 | Aldrich | 1,3- 二(乙酰基氧基) - 1,1,3,3- 四丁基二锡氧烷 | (PDF) | 97%,,,56-58 °C(lit.), | Chemical Synthesis , Organometallic Reagents , Organotin , Organotin Oxides |  |  | , |  |  | 97%,56-58 °C(lit.)
Allyltriphenylstannane,97%,CH,3612762,200-975-4,MFCD00048162,24859890 | 332364 | 76-63-1 | Aldrich | 烯丙基三苯基锡 | (PDF) | 97%,,,71-74 °C(lit.), | Chemical Synthesis , Organometallic Reagents , Organotin , Organotins |  |  | , |  |  | 97%,71-74 °C(lit.)
N - Methyl- 2- (tributylstannyl) indole,97%,C,,,MFCD09265483, | 719366 | 157427-46-8 | Aldrich | N -甲基-2-(三丁基锡基)吲哚 |  | 97%,,,2-8°C,1.140 g/mL at 25 °C | Chemical Synthesis , Organometallic Reagents , Organotin , Organotins |  |  | , |  |  | 2-8°C,97%,1.140 g/mL at 25 °C
,,C,,,MFCD17677170, | 721212 | 1257527-55-1 | Aldrich | 4- (4- (Tributylstannyl) phenyl) morpholine | (PDF) | ,,,,1.175 g/L at 25 °C | Chemical Synthesis , Organoditins , Organometallic Reagents , Organotin , Organotins |  | n 20/D 1.541 | , |  |  | n 20/D 1.541,1.175 g/L at 25 °C
Tetraphenyltin,97%,Sn(C,3145842,209-872-9,MFCD00003006,24900065 | T26727 | 595-90-4 | Aldrich | 四苯基锡 | (PDF) | 97%,,>420 °C(lit.),224-227 °C(lit.),14.7 (vs air) | Chemical Synthesis , Organometallic Reagents , Organotin , Organotins |  |  | , |  |  | 97%,>420 °C(lit.),224-227 °C(lit.),14.7 (vs air)
Bis(tributyltin) oxide,96%,(CH,745057,200-268-0,MFCD00009418,24891834 | B53383 | 56-35-9 | Aldrich | 三丁基氧化锡 | (PDF) | 96%,,180 °C/2 mmHg(lit.),,1.17 g/mL at 25 °C(lit.) | Chemical Synthesis , Organometallic Reagents , Organotin , Organotin Oxides | <0.01 mmHg ( 25 °C) | n 20/D 1.486(lit.) | , |  |  | 96%,n 20/D 1.486(lit.),<0.01 mmHg ( 25 °C),180 °C/2 mmHg(lit.),1.17 g/mL at 25 °C(lit.)
Bis(tributyltin) sulfide,97%,C,,,MFCD00048750, | 720585 | 4808-30-4 | Aldrich | 双(三丁基锡)硫醚 | (PDF) | 97%,,,,1.179 g/mL at 25 °C | Chemical Synthesis , Organometallic Reagents , Organotin , Organotins |  | n 20/D 1.518 | , |  |  | 97%,n 20/D 1.518,1.179 g/mL at 25 °C
Bis(tributyltin),95%,(CH,3605476,212-383-3,MFCD00009417,24855108 | 251127 | 813-19-4 | Aldrich | 双(三丁基锡) | (PDF) | 95%,,,,1.148 g/mL at 25 °C(lit.) | Chemical Synthesis , Organoditins , Organometallic Reagents , Organotin |  | n 20/D 1.512(lit.) | , |  |  | 95%,n 20/D 1.512(lit.),1.148 g/mL at 25 °C(lit.)
(4- Benzyloxyphenyl) tributylstannane,,C,,,MFCD17015282, | 721131 | 145745-05-7 | Aldrich | (4-苄氧基苯基)三丁基锡烷 | (PDF) | ,,,,1.128 g/cm 3 at 25 °C | Chemical Synthesis , Organometallic Reagents , Organotin , Organotins |  | n 20/D 1.546 | , |  |  | n 20/D 1.546,1.128 g/cm 3 at 25 °C
Bis(tributylstannyl) acetylene,95%,[CH,,,MFCD00010239,24856435 | 271403 | 994-71-8 | Aldrich | 双(三丁基甲锡烷基)乙炔 | (PDF) | 95%,,,,1.147 g/mL at 25 °C(lit.) | Chemical Synthesis , Organometallic Reagents , Organotin , Organotins |  | n 20/D 1.493(lit.) | , |  |  | 95%,n 20/D 1.493(lit.),1.147 g/mL at 25 °C(lit.)
,97%,C,,,MFCD01631299, | 731625 | 14275-61-7 | Aldrich | trans - 1,2- Bis(tributylstannyl) ethene | (PDF) | 97%,,,2-8°C,1.132 g/mL at 25 °C | Chemical Synthesis , Organometallic Reagents , Organotin , Organotins |  | n 20/D 1.502 | , |  |  | 2-8°C,97%,n 20/D 1.502,1.132 g/mL at 25 °C
2,5- Bis(tributylstannyl) thiophene,97%,C,,,MFCD13193232, | 717703 | 145483-63-2 | Aldrich | 2,5-双(三丁基甲锡烷基)噻吩 | (PDF) | 97%,,,,1.201 g/mL at 25 °C | Chemical Synthesis , Organometallic Reagents , Organotin , Organotins |  |  | , |  |  | 97%,1.201 g/mL at 25 °C
1,3- Bis(tributylstannyl) benzene,,C,,,MFCD16876063, | 721190 | 24344-61-4 | Aldrich | 1,3-双(三丁基甲锡烷基)苯 | (PDF) | ,,,,1.148 g/mL at 25 °C | Chemical Synthesis , Organometallic Reagents , Organotin , Organotins |  | n 20/D 1.520 | , |  |  | n 20/D 1.520,1.148 g/mL at 25 °C
1,4- Bis(tributylstannyl) benzene,,C,,,MFCD17015284, | 721204 | 17151-51-8 | Aldrich | 1,4-双(三丁基甲锡烷基)苯 | (PDF) | ,,,,1.147 g/mL at 25 °C | Chemical Synthesis , Organometallic Reagents , Organotin , Organotins |  | n 20/D 1.522 | , |  |  | n 20/D 1.522,1.147 g/mL at 25 °C
5,5′-Bis(tributylstannyl)-2,2′-bithiophene,97%,C,,,MFCD01319063, | 717614 | 171290-94-1 | Aldrich | 5,5′- 双(三丁基甲锡烷基) - 2,2′- 二噻吩 |  | 97%,,,,1.217 g/mL at 25 °C | Chemical Synthesis , Organometallic Reagents , Organotin , Organotins |  |  | , |  |  | 97%,1.217 g/mL at 25 °C
Dibutyltin dilaurate,95%,(CH,4156980,201-039-8,MFCD00008963,24857520 | 291234 | 77-58-7 | Aldrich | 二月桂酸二丁基锡 | (PDF) | 95%,,,,1.066 g/mL at 25 °C(lit.) | Chemical Synthesis , Organometallic Reagents , Organotin , Organotins | 0.2 mmHg ( 160 °C) | n 20/D 1.471(lit.) | , |  |  | 95%,0.2 mmHg ( 160 °C),n 20/D 1.471(lit.),1.066 g/mL at 25 °C(lit.)
Hexaphenylditin(IV),97%,[(C,,213-902-6,MFCD00014070,24881570 | 595322 | 1064-10-4 | Aldrich | 六苯基二锡 |  | 97%,,,233-237 °C(lit.), | CVD and ALD Precursors by Metal , Chemical Synthesis , Micro/NanoElectronics , Organoditins , Organometallic Reagents , Organotin , Tin , Vapor Deposition Precursors , 材料科学 |  |  | , |  |  | 97%,233-237 °C(lit.)
,white, for 3 mm O.D. tubes and ampules, pack of 10 ea,,,,, | Z764612 |  | Aldrich | Precision Seal ® rubber septa cap |  | ,,,, | Labware , Precision Seal Septa Caps , Septa |  | for 3 mm O.D. tubes and ampules,case of 100 ea,white,pack of 10 ea | , |  |  | for 3 mm O.D. tubes and ampules,case of 100 ea,white,pack of 10 ea
,red, for 3 mm O.D. tubes and ampules,,,,, | Z764620 |  | Aldrich | Precision Seal ® rubber septa cap |  | ,,,, | Labware , Precision Seal Septa Caps , Septa |  | for 3 mm O.D. tubes and ampules,case of 100 ea,red,pack of 10 ea | , |  |  | for 3 mm O.D. tubes and ampules,case of 100 ea,red,pack of 10 ea
,white, for 9 mm O.D. tubes and ampules,,,,, | Z566543 |  | Aldrich | Precision Seal ® rubber septa cap | 32119211 | ,,,, | Labware , Precision Seal Septa Caps , Septa |  | for 9 mm O.D. tubes and ampules,white | , |  |  | for 9 mm O.D. tubes and ampules,white
,red, for 9 mm O.D. tubes and ampules,,,,, | Z566551 |  | Aldrich | Precision Seal ® rubber septa cap |  | ,,,, | Labware , Precision Seal Septa Caps , Septa |  | for 9 mm O.D. tubes and ampules,red | , |  |  | for 9 mm O.D. tubes and ampules,red
,red,,,,, | Z126578 |  | Aldrich | Suba-Seal ® mixed set | (PDF) | ,,,, | Labware , Septa , Suba-Seal Septa |  | red | , |  |  | red
,white,,,,, | Z167363 |  | Aldrich | Suba-Seal ® mixed set | (PDF) | ,,,, | Labware , Septa , Suba-Seal Septa |  | white | , |  |  | white
,red rubber, Suba Seal, 9, fits neck I.D., 8 mm,,,,, | Z124559 |  | Aldrich | Suba-Seal ® septa | 32119211 | ,,,, | Labware , Septa , Suba-Seal Septa |  | Suba Seal, 9,red rubber,fits neck I.D. 8 mm | , |  |  | Suba Seal, 9,red rubber,fits neck I.D. 8 mm
,red rubber, Suba Seal, 13, fits neck I.D., 9.5 mm, for use with 10/30 joints,,,,, | Z124567 |  | Aldrich | Suba-Seal ® septa | 32119211 | ,,,, | Labware , Septa , Suba-Seal Septa |  | for use with 10/30 joints,Suba Seal, 13,red rubber,fits neck I.D. 9.5 mm | , |  |  | for use with 10/30 joints,Suba Seal, 13,red rubber,fits neck I.D. 9.5 mm
,red rubber, Suba Seal, 17, fits neck I.D., 11 mm,,,,, | Z124575 |  | Aldrich | Suba-Seal ® septa | 32119211 | ,,,, | Labware , Septa , Suba-Seal Septa |  | Suba Seal, 17,red rubber,fits neck I.D. 11 mm | , |  |  | Suba Seal, 17,red rubber,fits neck I.D. 11 mm
,red rubber, Suba Seal, 21, fits neck I.D., 12.5 mm,,,,, | Z124583 |  | Aldrich | Suba-Seal ® septa | (PDF),32119211 | ,,,, | Labware , Septa , Suba-Seal Septa |  | Suba Seal, 21,red rubber,fits neck I.D. 12.5 mm | , |  |  | Suba Seal, 21,red rubber,fits neck I.D. 12.5 mm
,red rubber, Suba Seal, 25, fits neck I.D., 14 mm, for use with 14/20 joints,,,,, | Z124591 |  | Aldrich | Suba-Seal ® septa | (PDF),32119211 | ,,,, | Labware , Septa , Suba-Seal Septa |  | for use with 14/20 joints,Suba Seal, 25,red rubber,fits neck I.D. 14 mm | , |  |  | for use with 14/20 joints,Suba Seal, 25,red rubber,fits neck I.D. 14 mm
,red rubber, Suba Seal, 29, fits neck I.D., 16 mm,,,,, | Z124605 |  | Aldrich | Suba-Seal ® septa | (PDF) | ,,,, | Labware , Septa , Suba-Seal Septa |  | Suba Seal, 29,red rubber,fits neck I.D. 16 mm | , |  |  | Suba Seal, 29,red rubber,fits neck I.D. 16 mm
,red rubber, Suba Seal, 33, fits neck I.D., 17.5 mm, for use with all Sure/Seal bottles,,,,, | Z124613 |  | Aldrich | Suba-Seal ® septa | (PDF),32119211 | ,,,, | Labware , Septa , Suba-Seal Septa |  | for use with all Sure/Seal bottles,Suba Seal, 33,red rubber,fits neck I.D. 17.5 mm | , |  |  | for use with all Sure/Seal bottles,Suba Seal, 33,red rubber,fits neck I.D. 17.5 mm
,red rubber, Suba Seal, 37, fits neck I.D., 19 mm, for use with 19/22 joints,,,,, | Z124621 |  | Aldrich | Suba-Seal ® septa | 32119211 | ,,,, | Labware , Septa , Suba-Seal Septa |  | for use with 19/22 joints,Suba Seal, 37,red rubber,fits neck I.D. 19 mm | , |  |  | for use with 19/22 joints,Suba Seal, 37,red rubber,fits neck I.D. 19 mm
,red rubber, Suba Seal, 41, fits neck I.D., 20.5 mm,,,,, | Z124648 |  | Aldrich | Suba-Seal ® septa | (PDF) | ,,,, | Labware , Septa , Suba-Seal Septa |  | Suba Seal, 41,red rubber,fits neck I.D. 20.5 mm | , |  |  | Suba Seal, 41,red rubber,fits neck I.D. 20.5 mm
,red rubber, Suba Seal, 45, fits neck I.D., 22 mm, for use with 24/40 joints,,,,, | Z124656 |  | Aldrich | Suba-Seal ® septa | (PDF),32119211 | ,,,, | Labware , Septa , Suba-Seal Septa |  | for use with 24/40 joints,Suba Seal, 45,red rubber,fits neck I.D. 22 mm | , |  |  | for use with 24/40 joints,Suba Seal, 45,red rubber,fits neck I.D. 22 mm
,red rubber, Suba Seal, 49, fits neck I.D., 24 mm,,,,, | Z124664 |  | Aldrich | Suba-Seal ® septa | (PDF),32119211 | ,,,, | Labware , Septa , Suba-Seal Septa |  | Suba Seal, 49,red rubber,fits neck I.D. 24 mm | , |  |  | Suba Seal, 49,red rubber,fits neck I.D. 24 mm
,red rubber, Suba Seal, 53, fits neck I.D., 25.5 mm,,,,, | Z124672 |  | Aldrich | Suba-Seal ® septa |  | ,,,, | Labware , Septa , Suba-Seal Septa |  | Suba Seal, 53,red rubber,fits neck I.D. 25.5 mm | , |  |  | Suba Seal, 53,red rubber,fits neck I.D. 25.5 mm
,red rubber, Suba Seal, 57, fits neck I.D., 27 mm, for use with 29/42 joints,,,,, | Z124680 |  | Aldrich | Suba-Seal ® septa | 32119211 | ,,,, | Labware , Septa , Suba-Seal Septa |  | for use with 29/42 joints,Suba Seal, 57,red rubber,fits neck I.D. 27 mm | , |  |  | for use with 29/42 joints,Suba Seal, 57,red rubber,fits neck I.D. 27 mm
,red rubber, Suba Seal, 61, fits neck I.D., 29 mm,,,,, | Z558192 |  | Aldrich | Suba-Seal ® septa |  | ,,,, | Labware , Septa , Suba-Seal Septa |  | Suba Seal, 61,red rubber,fits neck I.D. 29 mm | , |  |  | Suba Seal, 61,red rubber,fits neck I.D. 29 mm
,white rubber, Suba Seal, 9, fits neck I.D., 8 mm,,,,, | Z167231 |  | Aldrich | Suba-Seal ® septa |  | ,,,, | Labware , Septa , Suba-Seal Septa |  | Suba Seal, 9,white rubber,fits neck I.D. 8 mm | , |  |  | Suba Seal, 9,white rubber,fits neck I.D. 8 mm
,white rubber, Suba Seal, 13, fits neck I.D., 9.5 mm, for use with 10/30 joints,,,,, | Z167258 |  | Aldrich | Suba-Seal ® septa |  | ,,,, | Labware , Septa , Suba-Seal Septa |  | for use with 10/30 joints,Suba Seal, 13,white rubber,fits neck I.D. 9.5 mm | , |  |  | for use with 10/30 joints,Suba Seal, 13,white rubber,fits neck I.D. 9.5 mm
,white rubber, Suba Seal, 17, fits neck I.D., 11 mm,,,,, | Z167266 |  | Aldrich | Suba-Seal ® septa |  | ,,,, | Labware , Septa , Suba-Seal Septa |  | Suba Seal, 17,white rubber,fits neck I.D. 11 mm | , |  |  | Suba Seal, 17,white rubber,fits neck I.D. 11 mm
,white rubber, Suba Seal, 21, fits neck I.D., 12.5 mm,,,,, | Z167274 |  | Aldrich | Suba-Seal ® septa |  | ,,,, | Labware , Septa , Suba-Seal Septa |  | Suba Seal, 21,white rubber,fits neck I.D. 12.5 mm | , |  |  | Suba Seal, 21,white rubber,fits neck I.D. 12.5 mm
,white rubber, Suba Seal, 25, fits neck I.D., 14 mm, for use with 14/20 joints,,,,, | Z167282 |  | Aldrich | Suba-Seal ® septa | 32119211 | ,,,, | Labware , Septa , Suba-Seal Septa |  | for use with 14/20 joints,Suba Seal, 25,white rubber,fits neck I.D. 14 mm | , |  |  | for use with 14/20 joints,Suba Seal, 25,white rubber,fits neck I.D. 14 mm
,white rubber, Suba Seal, 29, fits neck I.D., 16 mm,,,,, | Z167223 |  | Aldrich | Suba-Seal ® septa |  | ,,,, | Labware , Septa , Suba-Seal Septa |  | Suba Seal, 29,white rubber,fits neck I.D. 16 mm | , |  |  | Suba Seal, 29,white rubber,fits neck I.D. 16 mm
,white rubber, Suba Seal, 33, fits neck I.D., 17.5 mm, for use with all Sure/Seal bottles,,,,, | Z167290 |  | Aldrich | Suba-Seal ® septa |  | ,,,, | Labware , Septa , Suba-Seal Septa |  | for use with all Sure/Seal bottles,Suba Seal, 33,white rubber,fits neck I.D. 17.5 mm | , |  |  | for use with all Sure/Seal bottles,Suba Seal, 33,white rubber,fits neck I.D. 17.5 mm
,white rubber, Suba Seal, 37, fits neck I.D., 19 mm, for use with 19/22 joints,,,,, | Z167304 |  | Aldrich | Suba-Seal ® septa | 32119211 | ,,,, | Labware , Septa , Suba-Seal Septa |  | for use with 19/22 joints,Suba Seal, 37,white rubber,fits neck I.D. 19 mm | , |  |  | for use with 19/22 joints,Suba Seal, 37,white rubber,fits neck I.D. 19 mm
,white rubber, Suba Seal, 41, fits neck I.D., 20.5 mm,,,,, | Z167312 |  | Aldrich | Suba-Seal ® septa | 32119211 | ,,,, | Labware , Septa , Suba-Seal Septa |  | Suba Seal, 41,white rubber,fits neck I.D. 20.5 mm | , |  |  | Suba Seal, 41,white rubber,fits neck I.D. 20.5 mm
,white rubber, Suba Seal, 45, fits neck I.D., 22 mm, for use with 24/40 joints,,,,, | Z167320 |  | Aldrich | Suba-Seal ® septa | 32119211 | ,,,, | Labware , Septa , Suba-Seal Septa |  | for use with 24/40 joints,Suba Seal, 45,white rubber,fits neck I.D. 22 mm | , |  |  | for use with 24/40 joints,Suba Seal, 45,white rubber,fits neck I.D. 22 mm
,white rubber, Suba Seal, 49, fits neck I.D., 24.0 mm,,,,, | Z167339 |  | Aldrich | Suba-Seal ® septa | 32119211 | ,,,, | Labware , Septa , Suba-Seal Septa |  | Suba Seal, 49,white rubber,fits neck I.D. 24.0 mm | , |  |  | Suba Seal, 49,white rubber,fits neck I.D. 24.0 mm
,white rubber, Suba Seal, 53, fits neck I.D., 25.5 mm,,,,, | Z167347 |  | Aldrich | Suba-Seal ® septa |  | ,,,, | Labware , Septa , Suba-Seal Septa |  | Suba Seal, 53,white rubber,fits neck I.D. 25.5 mm | , |  |  | Suba Seal, 53,white rubber,fits neck I.D. 25.5 mm
,white rubber, Suba Seal, 57, fits neck I.D., 27 mm, for use with 29/42 joints,,,,, | Z167355 |  | Aldrich | Suba-Seal ® septa | 32119211 | ,,,, | Labware , Septa , Suba-Seal Septa |  | for use with 29/42 joints,Suba Seal, 57,white rubber,fits neck I.D. 27 mm | , |  |  | for use with 29/42 joints,Suba Seal, 57,white rubber,fits neck I.D. 27 mm
,white rubber, Suba Seal, 61, fits neck I.D., 29 mm,,,,, | Z558206 |  | Aldrich | Suba-Seal ® septa |  | ,,,, | Labware , Septa , Suba-Seal Septa |  | Suba Seal, 61,white rubber,fits neck I.D. 29 mm | , |  |  | Suba Seal, 61,white rubber,fits neck I.D. 29 mm
,green rubber, Suba Seal, 25, fits neck I.D., 14 mm, for use with 14/20 joints,,,,, | Z648876 |  | Aldrich | Suba-Seal ® septa | 32119211 | ,,,, | Labware , Septa , Suba-Seal Septa |  | for use with 14/20 joints,Suba Seal, 25,green rubber,fits neck I.D. 14 mm | , |  |  | for use with 14/20 joints,Suba Seal, 25,green rubber,fits neck I.D. 14 mm
,green rubber, Suba Seal, 37, fits neck I.D., 19 mm, for use with 19/22 joints,,,,, | Z648884 |  | Aldrich | Suba-Seal ® septa | 32119211 | ,,,, | Labware , Septa , Suba-Seal Septa |  | for use with 19/22 joints,Suba Seal, 37,green rubber,fits neck I.D. 19 mm | , |  |  | for use with 19/22 joints,Suba Seal, 37,green rubber,fits neck I.D. 19 mm
,green rubber, Suba Seal, 45, fits neck I.D., 22 mm, for use with 24/40 joints,,,,, | Z648892 |  | Aldrich | Suba-Seal ® septa | 32119211 | ,,,, | Labware , Septa , Suba-Seal Septa |  | for use with 24/40 joints,Suba Seal, 45,green rubber,fits neck I.D. 22 mm | , |  |  | for use with 24/40 joints,Suba Seal, 45,green rubber,fits neck I.D. 22 mm
,gray rubber, Suba Seal, 25, fits neck I.D., 14 mm, for use with 14/20 joints,,,,, | Z648930 |  | Aldrich | Suba-Seal ® septa |  | ,,,, | Labware , Septa , Suba-Seal Septa |  | for use with 14/20 joints,Suba Seal, 25,gray rubber,fits neck I.D. 14 mm | , |  |  | for use with 14/20 joints,Suba Seal, 25,gray rubber,fits neck I.D. 14 mm
,gray rubber, Suba Seal, 37, fits neck I.D., 19 mm, for use with 19/22 joints,,,,, | Z648949 |  | Aldrich | Suba-Seal ® septa |  | ,,,, | Labware , Septa , Suba-Seal Septa |  | for use with 19/22 joints,Suba Seal, 37,gray rubber,fits neck I.D. 19 mm | , |  |  | for use with 19/22 joints,Suba Seal, 37,gray rubber,fits neck I.D. 19 mm
,gray rubber, Suba Seal, 45, fits neck I.D., 22 mm, for use with 24/40 joints,,,,, | Z648957 |  | Aldrich | Suba-Seal ® septa |  | ,,,, | Labware , Septa , Suba-Seal Septa |  | for use with 24/40 joints,Suba Seal, 45,gray rubber,fits neck I.D. 22 mm | , |  |  | for use with 24/40 joints,Suba Seal, 45,gray rubber,fits neck I.D. 22 mm
,blue rubber, Suba Seal, 9, fits neck I.D., 8 mm,,,,, | Z558214 |  | Aldrich | Suba-Seal ® septa |  | ,,,, | Labware , Septa , Suba-Seal Septa |  | Suba Seal, 9,blue rubber,fits neck I.D. 8 mm | , |  |  | Suba Seal, 9,blue rubber,fits neck I.D. 8 mm
,blue rubber, Suba Seal, 13, fits neck I.D., 9.5 mm, for use with 10/30 joints,,,,, | Z558222 |  | Aldrich | Suba-Seal ® septa |  | ,,,, | Labware , Septa , Suba-Seal Septa |  | for use with 10/30 joints,Suba Seal, 13,blue rubber,fits neck I.D. 9.5 mm | , |  |  | for use with 10/30 joints,Suba Seal, 13,blue rubber,fits neck I.D. 9.5 mm
,blue rubber, Suba Seal, 17, fits neck I.D., 11 mm,,,,, | Z558230 |  | Aldrich | Suba-Seal ® septa |  | ,,,, | Labware , Septa , Suba-Seal Septa |  | Suba Seal, 17,blue rubber,fits neck I.D. 11 mm | , |  |  | Suba Seal, 17,blue rubber,fits neck I.D. 11 mm
,blue rubber, Suba Seal, 21, fits neck I.D., 12.5 mm,,,,, | Z558249 |  | Aldrich | Suba-Seal ® septa |  | ,,,, | Labware , Septa , Suba-Seal Septa |  | Suba Seal, 21,blue rubber,fits neck I.D. 12.5 mm | , |  |  | Suba Seal, 21,blue rubber,fits neck I.D. 12.5 mm
,blue rubber, Suba Seal, 25, fits neck I.D., 14 mm, for use with 14/20 joints,,,,, | Z648906 |  | Aldrich | Suba-Seal ® septa | 32119211 | ,,,, | Labware , Septa , Suba-Seal Septa |  | for use with 14/20 joints,Suba Seal, 25,blue rubber,fits neck I.D. 14 mm | , |  |  | for use with 14/20 joints,Suba Seal, 25,blue rubber,fits neck I.D. 14 mm
,blue rubber, Suba Seal, 29, fits neck I.D., 16 mm,,,,, | Z558257 |  | Aldrich | Suba-Seal ® septa |  | ,,,, | Labware , Septa , Suba-Seal Septa |  | Suba Seal, 29,blue rubber,fits neck I.D. 16 mm | , |  |  | Suba Seal, 29,blue rubber,fits neck I.D. 16 mm
,blue rubber, Suba Seal, 33, fits neck I.D., 17.5 mm, for use with Sure-Seal bottles,,,,, | Z558265 |  | Aldrich | Suba-Seal ® septa |  | ,,,, | Labware , Septa , Suba-Seal Septa |  | for use with Sure-Seal bottles,Suba Seal, 33,blue rubber,fits neck I.D. 17.5 mm | , |  |  | for use with Sure-Seal bottles,Suba Seal, 33,blue rubber,fits neck I.D. 17.5 mm
,blue rubber, Suba Seal, 37, fits neck I.D., 19 mm,,,,, | Z648914 |  | Aldrich | Suba-Seal ® septa | 32119211 | ,,,, | Labware , Septa , Suba-Seal Septa |  | Suba Seal, 37,blue rubber,fits neck I.D. 19 mm | , |  |  | Suba Seal, 37,blue rubber,fits neck I.D. 19 mm
,blue rubber, Suba Seal, 41, fits neck I.D., 20.5 mm,,,,, | Z558273 |  | Aldrich | Suba-Seal ® septa |  | ,,,, | Labware , Septa , Suba-Seal Septa |  | Suba Seal, 41,blue rubber,fits neck I.D. 20.5 mm | , |  |  | Suba Seal, 41,blue rubber,fits neck I.D. 20.5 mm
,blue rubber, Suba Seal, 45, fits neck I.D., 22 mm, for use with 24/40 joints,,,,, | Z648922 |  | Aldrich | Suba-Seal ® septa |  | ,,,, | Labware , Septa , Suba-Seal Septa |  | for use with 24/40 joints,Suba Seal, 45,blue rubber,fits neck I.D. 22 mm | , |  |  | for use with 24/40 joints,Suba Seal, 45,blue rubber,fits neck I.D. 22 mm
,blue rubber, Suba Seal, 49, fits neck I.D., 24 mm,,,,, | Z558281 |  | Aldrich | Suba-Seal ® septa | 32119211 | ,,,, | Labware , Septa , Suba-Seal Septa |  | Suba Seal, 49,blue rubber,fits neck I.D. 24 mm | , |  |  | Suba Seal, 49,blue rubber,fits neck I.D. 24 mm
,blue rubber, Suba Seal, 53, fits neck I.D., 25.5 mm,,,,, | Z558303 |  | Aldrich | Suba-Seal ® septa |  | ,,,, | Labware , Septa , Suba-Seal Septa |  | Suba Seal, 53,blue rubber,fits neck I.D. 25.5 mm | , |  |  | Suba Seal, 53,blue rubber,fits neck I.D. 25.5 mm
,blue rubber, Suba Seal, 57, fits neck I.D., 27 mm, for use with 29/42 joints,,,,, | Z558311 |  | Aldrich | Suba-Seal ® septa |  | ,,,, | Labware , Septa , Suba-Seal Septa |  | for use with 29/42 joints,Suba Seal, 57,blue rubber,fits neck I.D. 27 mm | , |  |  | for use with 29/42 joints,Suba Seal, 57,blue rubber,fits neck I.D. 27 mm
,blue rubber, Suba Seal, 61, fits neck I.D., 29 mm,,,,, | Z558338 |  | Aldrich | Suba-Seal ® septa |  | ,,,, | Labware , Septa , Suba-Seal Septa |  | Suba Seal, 61,blue rubber,fits neck I.D. 29 mm | , |  |  | Suba Seal, 61,blue rubber,fits neck I.D. 29 mm
,fits neck I.D., 8 mm, Joint: ST/NS 10/30,,,,, | Z279730 |  | Aldrich | Suba-Seal ® silicone rubber septa | 32119211 | ,,,, | Labware , Septa , Suba-Seal Septa |  | Joint: ST/NS10/30,fits neck I.D. 8 mm | , |  |  | Joint: ST/NS10/30,fits neck I.D. 8 mm
,fits neck I.D., 14.0 mm, Joint: ST/NS 14/20,,,,, | Z279749 |  | Aldrich | Suba-Seal ® silicone rubber septa | 32119211 | ,,,, | Labware , Septa , Suba-Seal Septa |  | Joint: ST/NS14/20,fits neck I.D. 14.0 mm | , |  |  | Joint: ST/NS14/20,fits neck I.D. 14.0 mm
,fits neck I.D., 17.5 mm, joint size, Sure/Seal bottles,,,,, | Z279757 |  | Aldrich | Suba-Seal ® silicone rubber septa | 32119211 | ,,,, | Labware , Septa , Suba-Seal Septa |  | joint size Sure/Seal bottles,fits neck I.D. 17.5 mm | , |  |  | joint size Sure/Seal bottles,fits neck I.D. 17.5 mm
,fits neck I.D., 19.0 mm, Joint: ST/NS 19/22,,,,, | Z279765 |  | Aldrich | Suba-Seal ® silicone rubber septa | 32119211 | ,,,, | Labware , Septa , Suba-Seal Septa |  | Joint: ST/NS19/22,fits neck I.D. 19.0 mm | , |  |  | Joint: ST/NS19/22,fits neck I.D. 19.0 mm
,fits neck I.D., 22.0 mm, Joint: ST/NS 24/40,,,,, | Z279773 |  | Aldrich | Suba-Seal ® silicone rubber septa | 32119211 | ,,,, | Labware , Septa , Suba-Seal Septa |  | Joint: ST/NS24/40,fits neck I.D. 22.0 mm | , |  |  | Joint: ST/NS24/40,fits neck I.D. 22.0 mm
,fits neck I.D., 27.0 mm, Joint: ST/NS 29/42,,,,, | Z279781 |  | Aldrich | Suba-Seal ® silicone rubber septa |  | ,,,, | Labware , Septa , Suba-Seal Septa |  | Joint: ST/NS29/42,fits neck I.D. 27.0 mm | , |  |  | Joint: ST/NS29/42,fits neck I.D. 27.0 mm
,bottom I.D. × O.D. 4.2 mm × 10.7 mm, black, fits 10/30 joints,,,,, | Z569941 |  | Aldrich | Aldrich ® sleeve stopper septa, fluoroelastomer FKM |  | ,,,, | Labware , Septa , Sleeve Stopper Septa |  | black,4.2 mm × 10.7 mm | , |  |  | black,4.2 mm × 10.7 mm
,bottom I.D. × O.D. 7.9 mm × 14 mm, black, fits 14/20 joints and 2, 4 and 8 oz bottles,,,,, | Z569968 |  | Aldrich | Aldrich ® sleeve stopper septa, fluoroelastomer FKM |  | ,,,, | Labware , Septa , Sleeve Stopper Septa |  | black,7.9 mm × 14 mm | , |  |  | black,7.9 mm × 14 mm
,bottom I.D. × O.D. 9.3 mm × 15.7 mm, black, fits 15/25 joints and 10, 32, 40 oz, 1 L bottles and Sure/Seal bottles,,,,, | Z569976 |  | Aldrich | Aldrich ® sleeve stopper septa, fluoroelastomer FKM |  | ,,,, | Labware , Septa , Sleeve Stopper Septa |  | black,9.3 mm × 15.7 mm | , |  |  | black,9.3 mm × 15.7 mm
,bottom I.D. × O.D. 12.7 mm × 23.7 mm, black, fits 24/40 joints and 64, 80 oz and 1gal jugs,,,,, | Z569984 |  | Aldrich | Aldrich ® sleeve stopper septa, fluoroelastomer FKM |  | ,,,, | Labware , Septa , Sleeve Stopper Septa |  | black,12.7 mm × 23.7 mm | , |  |  | black,12.7 mm × 23.7 mm
,white rubber, 13mm I.D. tubing,,,,, | Z127434 |  | Aldrich | Natural rubber septa | 32119211 | ,,,, | Aldrich , Aldrich Septa Supplies , Labware , Manufacturer Browser , Natural rubber septa , Septa , Sleeve Stopper Septa |  | 13mm I.D. tubing,white rubber | , |  |  | 13mm I.D. tubing,white rubber
,red rubber, 10/30 joints,,,,, | Z124389 |  | Aldrich | Natural rubber septa |  | ,,,, | Aldrich , Aldrich Septa Supplies , Labware , Manufacturer Browser , Natural rubber septa , Septa , Sleeve Stopper Septa |  | 10/30 joints,red rubber | , |  |  | 10/30 joints,red rubber
,red rubber, mixed set (145 pieces with carrying box),,,,, | Z124400 |  | Aldrich | Natural rubber septa | 32119211 | ,,,, | Aldrich , Aldrich Septa Supplies , Labware , Manufacturer Browser , Natural rubber septa , Septa , Sleeve Stopper Septa |  | red rubber | , |  |  | red rubber
Sleeve stopper septa,bottom I.D. × O.D. 1.5 mm × 3.9 mm, red,,,,, | Z565644 |  | Aldrich | Sleeve stopper |  | ,,,, | Labware , Septa , Sleeve Stopper Septa |  | red,natural rubber,Use with 5 mm NMR tubes,1.5 mm × 3.9 mm | , |  |  | red,natural rubber,Use with 5 mm NMR tubes,1.5 mm × 3.9 mm
Sleeve stopper septa,bottom I.D. × O.D. 2.2 mm × 4.5 mm, red,,,,, | Z565660 |  | Aldrich | Sleeve stopper |  | ,,,, | Labware , Septa , Sleeve Stopper Septa |  | red,natural rubber,Use with 7 mm O.D. NMR tubes,2.2 mm × 4.5 mm | , |  |  | red,natural rubber,Use with 7 mm O.D. NMR tubes,2.2 mm × 4.5 mm
Sleeve stopper septa,bottom I.D. × O.D. 2.4 mm × 5.3 mm, red,,,,, | Z565687 |  | Aldrich | Sleeve stopper |  | ,,,, | Labware , Septa , Sleeve Stopper Septa |  | red,natural rubber,Use with 8 mm O.D. NMR tubes,2.4 mm × 5.3 mm | , |  |  | red,natural rubber,Use with 8 mm O.D. NMR tubes,2.4 mm × 5.3 mm
Sleeve stopper septa,bottom I.D. × O.D. 3.4 mm × 6.6 mm, red,,,,, | Z565709 |  | Aldrich | Sleeve stopper |  | ,,,, | Labware , Septa , Sleeve Stopper Septa |  | red,natural rubber,Use with 9-10 mm O.D. NMR tubes,3.4 mm × 6.6 mm | , |  |  | red,natural rubber,Use with 9-10 mm O.D. NMR tubes,3.4 mm × 6.6 mm
Sleeve stopper septa,bottom I.D. × O.D. 4.2 mm × 10.7 mm, red,,,,, | Z564672 |  | Aldrich | Sleeve stopper |  | ,,,, | Labware , Septa , Sleeve Stopper Septa |  | red,Joint ST/NS10/30,natural rubber,Use with small tubes,4.2 mm × 10.7 mm | , |  |  | red,Joint ST/NS10/30,natural rubber,Use with small tubes,4.2 mm × 10.7 mm
Sleeve stopper septa,bottom I.D. × O.D. 6.5 mm × 13.3 mm, red,,,,, | Z565725 |  | Aldrich | Sleeve stopper |  | ,,,, | Labware , Septa , Sleeve Stopper Septa |  | red,natural rubber,Use with 13 mm I.D. tubes,6.5 mm × 13.3 mm | , |  |  | red,natural rubber,Use with 13 mm I.D. tubes,6.5 mm × 13.3 mm
Sleeve stopper septa,bottom I.D. × O.D. 7.9 mm × 14 mm, red,,,,, | Z564699 |  | Aldrich | Sleeve stopper |  | ,,,, | Labware , Septa , Sleeve Stopper Septa |  | red,Joint ST/NS14/20,natural rubber,Use with narrow-mouth bottles: 2, 4, and 8 oz,7.9 mm × 14 mm | , |  |  | red,Joint ST/NS14/20,natural rubber,Use with narrow-mouth bottles: 2, 4, and 8 oz,7.9 mm × 14 mm
Sleeve stopper septa,bottom I.D. × O.D. 9.3 mm × 15.7 mm, red,,,,, | Z564710 |  | Aldrich | Sleeve stopper |  | ,,,, | Labware , Septa , Sleeve Stopper Septa |  | red,Joint ST/NS15/25,natural rubber,Use with narrow-mouth bottles: 10, 32, 40 oz, 1 L, & 125 mL, and 1 L Sure/Seal bottles,9.3 mm × 15.7 mm | , |  |  | red,Joint ST/NS15/25,natural rubber,Use with narrow-mouth bottles: 10, 32, 40 oz, 1 L, & 125 mL, and 1 L Sure/Seal bottles,9.3 mm × 15.7 mm
Sleeve stopper septa,bottom I.D. × O.D. 12.7 mm × 23.7 mm, red,,,,, | Z564737 |  | Aldrich | Sleeve stopper |  | ,,,, | Labware , Septa , Sleeve Stopper Septa |  | red,Joint ST/NS24/40,natural rubber,Use with narrow-mouth bottles: 64, 80 oz, and 1 gal jugs,12.7 mm × 23.7 mm | , |  |  | red,Joint ST/NS24/40,natural rubber,Use with narrow-mouth bottles: 64, 80 oz, and 1 gal jugs,12.7 mm × 23.7 mm
Sleeve stopper septa,bottom I.D. × O.D. 1.5 mm × 3.9 mm, white,,,,, | Z565652 |  | Aldrich | Sleeve stopper |  | ,,,, | Labware , Septa , Sleeve Stopper Septa |  | white,natural rubber,Use with 5 mm NMR tubes,1.5 mm × 3.9 mm | , |  |  | white,natural rubber,Use with 5 mm NMR tubes,1.5 mm × 3.9 mm
Sleeve stopper septa,bottom I.D. × O.D. 2.2 mm × 4.5 mm, white,,,,, | Z565679 |  | Aldrich | Sleeve stopper |  | ,,,, | Labware , Septa , Sleeve Stopper Septa |  | white,natural rubber,Use with 7 mm O.D. NMR tubes,2.2 mm × 4.5 mm | , |  |  | white,natural rubber,Use with 7 mm O.D. NMR tubes,2.2 mm × 4.5 mm
Sleeve stopper septa,bottom I.D. × O.D. 2.4 mm × 5.3 mm, white,,,,, | Z565695 |  | Aldrich | Sleeve stopper |  | ,,,, | Labware , Septa , Sleeve Stopper Septa |  | white,natural rubber,Use with 8 mm O.D. NMR tubes,2.4 mm × 5.3 mm | , |  |  | white,natural rubber,Use with 8 mm O.D. NMR tubes,2.4 mm × 5.3 mm
Sleeve stopper septa,bottom I.D. × O.D. 3.4 mm × 6.6 mm, white,,,,, | Z565717 |  | Aldrich | Sleeve stopper |  | ,,,, | Labware , Septa , Sleeve Stopper Septa |  | white,natural rubber,Use with 9-10 mm O.D. NMR tubes,3.4 mm × 6.6 mm | , |  |  | white,natural rubber,Use with 9-10 mm O.D. NMR tubes,3.4 mm × 6.6 mm
Sleeve stopper septa,bottom I.D. × O.D. 4.2 mm × 10.7 mm, white,,,,, | Z564680 |  | Aldrich | Sleeve stopper |  | ,,,, | Labware , Septa , Sleeve Stopper Septa |  | white,Joint ST/NS10/30,natural rubber,Use with small tubes,4.2 mm × 10.7 mm | , |  |  | white,Joint ST/NS10/30,natural rubber,Use with small tubes,4.2 mm × 10.7 mm
Sleeve stopper septa,bottom I.D. × O.D. 6.5 mm × 13.3 mm, white,,,,, | Z565733 |  | Aldrich | Sleeve stopper |  | ,,,, | Labware , Septa , Sleeve Stopper Septa |  | white,natural rubber,Use with 13 mm I.D. tubes,6.5 mm × 13.3 mm | , |  |  | white,natural rubber,Use with 13 mm I.D. tubes,6.5 mm × 13.3 mm
Sleeve stopper septa,bottom I.D. × O.D. 7.9 mm × 14 mm, white,,,,, | Z564702 |  | Aldrich | Sleeve stopper |  | ,,,, | Labware , Septa , Sleeve Stopper Septa |  | white,Joint ST/NS14/20,natural rubber,Use with narrow-mouth bottles: 2, 4, and 8 oz,7.9 mm × 14 mm | , |  |  | white,Joint ST/NS14/20,natural rubber,Use with narrow-mouth bottles: 2, 4, and 8 oz,7.9 mm × 14 mm
Sleeve stopper septa,bottom I.D. × O.D. 9.3 mm × 15.7 mm, white,,,,, | Z564729 |  | Aldrich | Sleeve stopper |  | ,,,, | Labware , Septa , Sleeve Stopper Septa |  | white,Joint ST/NS15/25,natural rubber,Use with narrow-mouth bottles: 10, 32, 40 oz, 1 L, & 125 mL, and 1 L Sure/Seal bottles,9.3 mm × 15.7 mm | , |  |  | white,Joint ST/NS15/25,natural rubber,Use with narrow-mouth bottles: 10, 32, 40 oz, 1 L, & 125 mL, and 1 L Sure/Seal bottles,9.3 mm × 15.7 mm
Sleeve stopper septa,bottom I.D. × O.D. 12.7 mm × 23.7 mm, white,,,,, | Z564745 |  | Aldrich | Sleeve stopper |  | ,,,, | Labware , Septa , Sleeve Stopper Septa |  | white,Joint ST/NS24/40,natural rubber,Use with narrow-mouth bottles: 64, 80 oz, and 1 gal jugs,12.7 mm × 23.7 mm | , |  |  | white,Joint ST/NS24/40,natural rubber,Use with narrow-mouth bottles: 64, 80 oz, and 1 gal jugs,12.7 mm × 23.7 mm
Sleeve stopper septa,bottom I.D. × O.D. 2.2 mm × 4.5 mm, white,,,,, | Z741038 |  | Aldrich | Sleeve stopper |  | ,,,, | Labware , Septa , Sleeve Stopper Septa |  | white,natural rubber,Use with 7 mm O.D. NMR tubes,2.2 mm × 4.5 mm | , |  |  | white,natural rubber,Use with 7 mm O.D. NMR tubes,2.2 mm × 4.5 mm
Sleeve stopper septa,bottom I.D. × O.D. 2.2 mm × 4.5 mm, red,,,,, | Z741039 |  | Aldrich | Sleeve stopper |  | ,,,, | Labware , Septa , Sleeve Stopper Septa |  | red,natural rubber,Use with 7 mm O.D. NMR tubes,2.2 mm × 4.5 mm | , |  |  | red,natural rubber,Use with 7 mm O.D. NMR tubes,2.2 mm × 4.5 mm
Pigment-free, filler-free sleeve stopper septa,bottom I.D. × O.D. 4.2 mm × 10.7 mm,,,,, | Z566136 |  | Aldrich | Pigment free, Filler free Sleeve Stopper Septa | (PDF) | ,,,, | Labware , Pigment Free Septa , Septa |  | Joint ST/NS10/30,4.2 mm × 10.7 mm,Use with small tubes | , |  |  | Joint ST/NS10/30,4.2 mm × 10.7 mm,Use with small tubes
Pigment-free, filler-free sleeve stopper septa,bottom I.D. × O.D. 7.9 mm × 14 mm,,,,, | Z566144 |  | Aldrich | Pigment free, Filler free Sleeve Stopper Septa | (PDF) | ,,,, | Labware , Pigment Free Septa , Septa |  | Joint ST/NS14/20,7.9 mm × 14 mm,Use with 2, 4, 8 oz. bottles | , |  |  | Joint ST/NS14/20,7.9 mm × 14 mm,Use with 2, 4, 8 oz. bottles
Pigment-free, filler-free sleeve stopper septa,bottom I.D. × O.D. 9.3 mm × 15.7 mm,,,,, | Z566152 |  | Aldrich | Pigment free, Filler free Sleeve Stopper Septa | (PDF) | ,,,, | Labware , Pigment Free Septa , Septa |  | Joint ST/NS15/25,9.3 mm × 15.7 mm,Use with narrow-mouth bottles: 10, 32, 40 oz, 1 L & 125 mL, and 1 L Sure/Seal bottles | , |  |  | Joint ST/NS15/25,9.3 mm × 15.7 mm,Use with narrow-mouth bottles: 10, 32, 40 oz, 1 L & 125 mL, and 1 L Sure/Seal bottles
Pigment-free, filler-free sleeve stopper septa,bottom I.D. × O.D. 12.7 mm × 23.7 mm,,,,, | Z566160 |  | Aldrich | Pigment free, Filler free Sleeve Stopper Septa | (PDF) | ,,,, | Labware , Pigment Free Septa , Septa |  | Joint ST/NS24/40,12.7 mm × 23.7 mm,Use with 64, 80 oz., 1 gal bottles | , |  |  | Joint ST/NS24/40,12.7 mm × 23.7 mm,Use with 64, 80 oz., 1 gal bottles
,fits neck I.D., 8.7 mm,,,,, | Z124699 |  | Aldrich | Recessed septa |  | ,,,, | Labware , Septa , Serrated Septa |  | ~1.65 mm,fits neck I.D. 8.7 mm | , |  |  | ~1.65 mm,fits neck I.D. 8.7 mm
,fits neck I.D., 10.7 mm,,,,, | Z124702 |  | Aldrich | Recessed septa |  | ,,,, | Labware , Septa , Serrated Septa |  | ~3.65 mm,fits neck I.D. 10.7 mm | , |  |  | ~3.65 mm,fits neck I.D. 10.7 mm
,fits neck I.D., 15.0 mm,,,,, | Z124710 |  | Aldrich | Recessed septa |  | ,,,, | Labware , Septa , Serrated Septa |  | ~7.6 mm,fits neck I.D. 15.0 mm | , |  |  | ~7.6 mm,fits neck I.D. 15.0 mm
,fits neck I.D., 17.0 mm,,,,, | Z124729 |  | Aldrich | Recessed septa |  | ,,,, | Labware , Septa , Serrated Septa |  | ~10.6 mm,fits neck I.D. 17.0 mm | , |  |  | ~10.6 mm,fits neck I.D. 17.0 mm
,fits neck I.D., 23.0 mm,,,,, | Z124737 |  | Aldrich | Recessed septa |  | ,,,, | Labware , Septa , Serrated Septa |  | ~14.6 mm,fits neck I.D. 23.0 mm | , |  |  | ~14.6 mm,fits neck I.D. 23.0 mm
,set of 1,,,,, | Z126586 |  | Aldrich | Recessed septa mixed set |  | ,,,, | Labware , Septa , Serrated Septa |  | set of 1 | , |  |  | set of 1
,red rubber, bottom O.D. 8.5 mm, fits neck I.D., 6.5 mm,,,,, | Z512486 |  | Aldrich | Serrated natural rubber septa |  | ,,,, | Aldrich , Aldrich Septa Supplies , Labware , Manufacturer Browser , Septa , Serrated Septa , Serrated natural rubber septa |  | package of 100,red rubber,fits neck I.D. 6.5 mm,8.5 mm | , |  |  | package of 100,red rubber,fits neck I.D. 6.5 mm,8.5 mm
,red rubber, bottom O.D. 10 mm, fits neck I.D., 8.0 mm,,,,, | Z512168 |  | Aldrich | Serrated natural rubber septa |  | ,,,, | Aldrich , Aldrich Septa Supplies , Labware , Manufacturer Browser , Septa , Serrated Septa , Serrated natural rubber septa |  | ST/NS: 10/30,package of 100,red rubber,fits neck I.D. 8.0 mm,10 mm | , |  |  | ST/NS: 10/30,package of 100,red rubber,fits neck I.D. 8.0 mm,10 mm
,red rubber, bottom O.D. 13 mm, fits neck I.D., 11.0 mm,,,,, | Z512508 |  | Aldrich | Serrated natural rubber septa | 32119211 | ,,,, | Aldrich , Aldrich Septa Supplies , Labware , Manufacturer Browser , Septa , Serrated Septa , Serrated natural rubber septa |  | package of 100,red rubber,fits neck I.D. 11.0 mm,13 mm | , |  |  | package of 100,red rubber,fits neck I.D. 11.0 mm,13 mm
,red rubber, bottom O.D. 14.5 mm, fits neck I.D., 12.5 mm, ST/NS: 14/20,,,,, | Z512117 |  | Aldrich | Serrated natural rubber septa | 32119211 | ,,,, | Aldrich , Aldrich Septa Supplies , Labware , Manufacturer Browser , Septa , Serrated Septa , Serrated natural rubber septa |  | ST/NS: 14/20,package of 100,red rubber,fits neck I.D. 12.5 mm,14.5 mm | , |  |  | ST/NS: 14/20,package of 100,red rubber,fits neck I.D. 12.5 mm,14.5 mm
,red rubber, bottom O.D. 18 mm, fits neck I.D., 16.0 mm, Sure/Seal,,,,, | Z512184 |  | Aldrich | Serrated natural rubber septa |  | ,,,, | Aldrich , Aldrich Septa Supplies , Labware , Manufacturer Browser , Septa , Serrated Septa , Serrated natural rubber septa |  | Sure/Seal,package of 100,red rubber,fits neck I.D. 16.0 mm,18 mm | , |  |  | Sure/Seal,package of 100,red rubber,fits neck I.D. 16.0 mm,18 mm
,red rubber, bottom O.D. 19.5 mm, fits neck I.D., 17.5 mm, ST/NS: 19/22,,,,, | Z512206 |  | Aldrich | Serrated natural rubber septa | 32119211 | ,,,, | Aldrich , Aldrich Septa Supplies , Labware , Manufacturer Browser , Septa , Serrated Septa , Serrated natural rubber septa |  | ST/NS: 19/22,package of 100,red rubber,fits neck I.D. 17.5 mm,19.5 mm | , |  |  | ST/NS: 19/22,package of 100,red rubber,fits neck I.D. 17.5 mm,19.5 mm
,red rubber, bottom O.D. 21 mm, fits neck I.D., 19.0 mm,,,,, | Z512524 |  | Aldrich | Serrated natural rubber septa | 32119211 | ,,,, | Aldrich , Aldrich Septa Supplies , Labware , Manufacturer Browser , Septa , Serrated Septa , Serrated natural rubber septa |  | package of 100,red rubber,fits neck I.D. 19.0 mm,21 mm | , |  |  | package of 100,red rubber,fits neck I.D. 19.0 mm,21 mm
,red rubber, bottom O.D. 23 mm, fits neck I.D., 20.5 mm, ST/NS: 24/40,,,,, | Z512133 |  | Aldrich | Serrated natural rubber septa | 32119211 | ,,,, | Aldrich , Aldrich Septa Supplies , Labware , Manufacturer Browser , Septa , Serrated Septa , Serrated natural rubber septa |  | ST/NS: 24/40,package of 100,red rubber,fits neck I.D. 20.5 mm,23 mm | , |  |  | ST/NS: 24/40,package of 100,red rubber,fits neck I.D. 20.5 mm,23 mm
,red rubber, bottom O.D. 26.5 mm, fits neck I.D., 24.0 mm,,,,, | Z512540 |  | Aldrich | Serrated natural rubber septa |  | ,,,, | Aldrich , Aldrich Septa Supplies , Labware , Manufacturer Browser , Septa , Serrated Septa , Serrated natural rubber septa |  | package of 100,red rubber,fits neck I.D. 24.0 mm,26.5 mm | , |  |  | package of 100,red rubber,fits neck I.D. 24.0 mm,26.5 mm
,red rubber, bottom O.D. 28 mm, fits neck I.D., 25.5 mm, ST/NS: 29/42,,,,, | Z512222 |  | Aldrich | Serrated natural rubber septa | 32119211 | ,,,, | Aldrich , Aldrich Septa Supplies , Labware , Manufacturer Browser , Septa , Serrated Septa , Serrated natural rubber septa |  | ST/NS: 29/42,package of 100,red rubber,fits neck I.D. 25.5 mm,28 mm | , |  |  | ST/NS: 29/42,package of 100,red rubber,fits neck I.D. 25.5 mm,28 mm
,white rubber, bottom O.D. 8.5 mm, fits neck I.D., 6.5 mm,,,,, | Z512559 |  | Aldrich | Serrated natural rubber septa |  | ,,,, | Aldrich , Aldrich Septa Supplies , Labware , Manufacturer Browser , Septa , Serrated Septa , Serrated natural rubber septa |  | package of 100,white rubber,fits neck I.D. 6.5 mm,8.5 mm | , |  |  | package of 100,white rubber,fits neck I.D. 6.5 mm,8.5 mm
,white rubber, bottom O.D. 10 mm, fits neck I.D., 8.0 mm, ST/NS: 10/30,,,,, | Z512176 |  | Aldrich | Serrated natural rubber septa |  | ,,,, | Aldrich , Aldrich Septa Supplies , Labware , Manufacturer Browser , Septa , Serrated Septa , Serrated natural rubber septa |  | ST/NS: 10/30,package of 100,white rubber,fits neck I.D. 8.0 mm,10 mm | , |  |  | ST/NS: 10/30,package of 100,white rubber,fits neck I.D. 8.0 mm,10 mm
,white rubber, bottom O.D. 14.5 mm, fits neck I.D., 12.5 mm, ST/NS: 14/20,,,,, | Z512125 |  | Aldrich | Serrated natural rubber septa | 32119211 | ,,,, | Aldrich , Aldrich Septa Supplies , Labware , Manufacturer Browser , Septa , Serrated Septa , Serrated natural rubber septa |  | ST/NS: 14/20,package of 100,white rubber,fits neck I.D. 12.5 mm,14.5 mm | , |  |  | ST/NS: 14/20,package of 100,white rubber,fits neck I.D. 12.5 mm,14.5 mm
,white rubber, bottom O.D. 18 mm, fits neck I.D., 16.0 mm, Sure/Seal,,,,, | Z512192 |  | Aldrich | Serrated natural rubber septa |  | ,,,, | Aldrich , Aldrich Septa Supplies , Labware , Manufacturer Browser , Septa , Serrated Septa , Serrated natural rubber septa |  | Sure/Seal,package of 100,white rubber,fits neck I.D. 16.0 mm,18 mm | , |  |  | Sure/Seal,package of 100,white rubber,fits neck I.D. 16.0 mm,18 mm
,white rubber, bottom O.D. 19.5 mm, fits neck I.D., 17.5 mm, ST/NS: 19/22,,,,, | Z512214 |  | Aldrich | Serrated natural rubber septa | 32119211 | ,,,, | Aldrich , Aldrich Septa Supplies , Labware , Manufacturer Browser , Septa , Serrated Septa , Serrated natural rubber septa |  | ST/NS: 19/22,package of 100,white rubber,fits neck I.D. 17.5 mm,19.5 mm | , |  |  | ST/NS: 19/22,package of 100,white rubber,fits neck I.D. 17.5 mm,19.5 mm
,white rubber, bottom O.D. 21 mm, fits neck I.D., 19.0 mm,,,,, | Z512591 |  | Aldrich | Serrated natural rubber septa | 32119211 | ,,,, | Aldrich , Aldrich Septa Supplies , Labware , Manufacturer Browser , Septa , Serrated Septa , Serrated natural rubber septa |  | package of 100,white rubber,fits neck I.D. 19.0 mm,21 mm | , |  |  | package of 100,white rubber,fits neck I.D. 19.0 mm,21 mm
,white rubber, bottom O.D. 23 mm, fits neck I.D., 20.5 mm, ST/NS: 24/40,,,,, | Z512141 |  | Aldrich | Serrated natural rubber septa | 32119211 | ,,,, | Aldrich , Aldrich Septa Supplies , Labware , Manufacturer Browser , Septa , Serrated Septa , Serrated natural rubber septa |  | ST/NS: 24/40,package of 100,white rubber,fits neck I.D. 20.5 mm,23 mm | , |  |  | ST/NS: 24/40,package of 100,white rubber,fits neck I.D. 20.5 mm,23 mm
,white rubber, bottom O.D. 26.5 mm, fits neck I.D., 24.0 mm,,,,, | Z512613 |  | Aldrich | Serrated natural rubber septa |  | ,,,, | Aldrich , Aldrich Septa Supplies , Labware , Manufacturer Browser , Septa , Serrated Septa , Serrated natural rubber septa |  | package of 100,white rubber,fits neck I.D. 24.0 mm,26.5 mm | , |  |  | package of 100,white rubber,fits neck I.D. 24.0 mm,26.5 mm
,white rubber, bottom O.D. 28 mm, fits neck I.D., 25.5 mm, ST/NS: 29/42,,,,, | Z512230 |  | Aldrich | Serrated natural rubber septa | 32119211 | ,,,, | Aldrich , Aldrich Septa Supplies , Labware , Manufacturer Browser , Septa , Serrated Septa , Serrated natural rubber septa |  | ST/NS: 29/42,package of 100,white rubber,fits neck I.D. 25.5 mm,28 mm | , |  |  | ST/NS: 29/42,package of 100,white rubber,fits neck I.D. 25.5 mm,28 mm
,blue rubber, bottom O.D. 8.5 mm, fits neck I.D., 6.5 mm,,,,, | Z512621 |  | Aldrich | Serrated natural rubber septa |  | ,,,, | Aldrich , Aldrich Septa Supplies , Labware , Manufacturer Browser , Septa , Serrated Septa , Serrated natural rubber septa |  | package of 100,blue rubber,fits neck I.D. 6.5 mm,8.5 mm | , |  |  | package of 100,blue rubber,fits neck I.D. 6.5 mm,8.5 mm
,blue rubber, bottom O.D. 10 mm, fits neck I.D., 8.0 mm, ST/NS: 10/30,,,,, | Z512648 |  | Aldrich | Serrated natural rubber septa |  | ,,,, | Aldrich , Aldrich Septa Supplies , Labware , Manufacturer Browser , Septa , Serrated Septa , Serrated natural rubber septa |  | ST/NS: 10/30,package of 100,blue rubber,fits neck I.D. 8.0 mm,10 mm | , |  |  | ST/NS: 10/30,package of 100,blue rubber,fits neck I.D. 8.0 mm,10 mm
,blue rubber, bottom O.D. 11.5 mm, fits neck I.D., 9.5 mm,,,,, | Z512656 |  | Aldrich | Serrated natural rubber septa |  | ,,,, | Aldrich , Aldrich Septa Supplies , Labware , Manufacturer Browser , Septa , Serrated Septa , Serrated natural rubber septa |  | package of 100,blue rubber,fits neck I.D. 9.5 mm,11.5 mm | , |  |  | package of 100,blue rubber,fits neck I.D. 9.5 mm,11.5 mm
,blue rubber, bottom O.D. 13 mm, fits neck I.D., 11.0 mm,,,,, | Z512664 |  | Aldrich | Serrated natural rubber septa |  | ,,,, | Aldrich , Aldrich Septa Supplies , Labware , Manufacturer Browser , Septa , Serrated Septa , Serrated natural rubber septa |  | package of 100,blue rubber,fits neck I.D. 11.0 mm,13 mm | , |  |  | package of 100,blue rubber,fits neck I.D. 11.0 mm,13 mm
,blue rubber, bottom O.D. 18 mm, fits neck I.D., 16.0 mm, Sure/Seal,,,,, | Z512699 |  | Aldrich | Serrated natural rubber septa |  | ,,,, | Aldrich , Aldrich Septa Supplies , Labware , Manufacturer Browser , Septa , Serrated Septa , Serrated natural rubber septa |  | Sure/Seal,package of 100,blue rubber,fits neck I.D. 16.0 mm,18 mm | , |  |  | Sure/Seal,package of 100,blue rubber,fits neck I.D. 16.0 mm,18 mm
,blue rubber, bottom O.D. 19.5 mm, fits neck I.D., 17.5 mm, ST/NS: 19/22,,,,, | Z512702 |  | Aldrich | Serrated natural rubber septa |  | ,,,, | Aldrich , Aldrich Septa Supplies , Labware , Manufacturer Browser , Septa , Serrated Septa , Serrated natural rubber septa |  | ST/NS: 19/22,package of 100,blue rubber,fits neck I.D. 17.5 mm,19.5 mm | , |  |  | ST/NS: 19/22,package of 100,blue rubber,fits neck I.D. 17.5 mm,19.5 mm
,blue rubber, bottom O.D. 21 mm, fits neck I.D., 19.0 mm,,,,, | Z512710 |  | Aldrich | Serrated natural rubber septa |  | ,,,, | Aldrich , Aldrich Septa Supplies , Labware , Manufacturer Browser , Septa , Serrated Septa , Serrated natural rubber septa |  | package of 100,blue rubber,fits neck I.D. 19.0 mm,21 mm | , |  |  | package of 100,blue rubber,fits neck I.D. 19.0 mm,21 mm
,blue rubber, bottom O.D. 25 mm, fits neck I.D., 22.0 mm,,,,, | Z512737 |  | Aldrich | Serrated natural rubber septa |  | ,,,, | Aldrich , Aldrich Septa Supplies , Labware , Manufacturer Browser , Septa , Serrated Septa , Serrated natural rubber septa |  | package of 100,blue rubber,fits neck I.D. 22.0 mm,25 mm | , |  |  | package of 100,blue rubber,fits neck I.D. 22.0 mm,25 mm
,blue rubber, bottom O.D. 26.5 mm, fits neck I.D., 24.0 mm,,,,, | Z512745 |  | Aldrich | Serrated natural rubber septa | 32119211 | ,,,, | Aldrich , Aldrich Septa Supplies , Labware , Manufacturer Browser , Septa , Serrated Septa , Serrated natural rubber septa |  | package of 100,blue rubber,fits neck I.D. 24.0 mm,26.5 mm | , |  |  | package of 100,blue rubber,fits neck I.D. 24.0 mm,26.5 mm
,blue rubber, bottom O.D. 28 mm, fits neck I.D., 25.5 mm, ST/NS: 29/42,,,,, | Z512753 |  | Aldrich | Serrated natural rubber septa |  | ,,,, | Aldrich , Aldrich Septa Supplies , Labware , Manufacturer Browser , Septa , Serrated Septa , Serrated natural rubber septa |  | ST/NS: 29/42,package of 100,blue rubber,fits neck I.D. 25.5 mm,28 mm | , |  |  | ST/NS: 29/42,package of 100,blue rubber,fits neck I.D. 25.5 mm,28 mm
,blue rubber,,,,, | Z512796 |  | Aldrich | Serrated septa set |  | ,,,, | Aldrich , Aldrich Septa Supplies , Labware , Manufacturer Browser , Septa , Serrated Septa , Serrated septa set |  | blue rubber | , |  |  | blue rubber
,bottom O.D. 8.5 mm, fits neck I.D., 6.5 mm,,,,, | Z512818 |  | Aldrich | Serrated silicone rubber septa |  | ,,,, | Aldrich , Aldrich Septa Supplies , Labware , Manufacturer Browser , Septa , Serrated Septa , Serrated silicone rubber septa |  | package of 50 ×,fits neck I.D. 6.5 mm,8.5 mm | , |  |  | package of 50 ×,fits neck I.D. 6.5 mm,8.5 mm
,bottom O.D. 10 mm, fits neck I.D., 8.0 mm,,,,, | Z512826 |  | Aldrich | Serrated silicone rubber septa |  | ,,,, | Aldrich , Aldrich Septa Supplies , Labware , Manufacturer Browser , Septa , Serrated Septa , Serrated silicone rubber septa |  | package of 50 ×,fits neck I.D. 8.0 mm,10 mm | , |  |  | package of 50 ×,fits neck I.D. 8.0 mm,10 mm
,bottom O.D. 13 mm, fits neck I.D., 11.0 mm,,,,, | Z512842 |  | Aldrich | Serrated silicone rubber septa |  | ,,,, | Aldrich , Aldrich Septa Supplies , Labware , Manufacturer Browser , Septa , Serrated Septa , Serrated silicone rubber septa |  | package of 50 ×,fits neck I.D. 11.0 mm,13 mm | , |  |  | package of 50 ×,fits neck I.D. 11.0 mm,13 mm
,bottom O.D. 14.5 mm, fits neck I.D., 12.5 mm, ST/NS: 14/20,,,,, | Z512850 |  | Aldrich | Serrated silicone rubber septa | 32119211 | ,,,, | Aldrich , Aldrich Septa Supplies , Labware , Manufacturer Browser , Septa , Serrated Septa , Serrated silicone rubber septa |  | ST/NS: 14/20,package of 50 ×,fits neck I.D. 12.5 mm,14.5 mm | , |  |  | ST/NS: 14/20,package of 50 ×,fits neck I.D. 12.5 mm,14.5 mm
,bottom O.D. 16.5 mm, fits neck I.D., 14.0 mm,,,,, | Z512869 |  | Aldrich | Serrated silicone rubber septa |  | ,,,, | Aldrich , Aldrich Septa Supplies , Labware , Manufacturer Browser , Septa , Serrated Septa , Serrated silicone rubber septa |  | package of 50 ×,fits neck I.D. 14.0 mm,16.5 mm | , |  |  | package of 50 ×,fits neck I.D. 14.0 mm,16.5 mm
,bottom O.D. 18 mm, fits neck I.D., 16.0 mm, Sure/Seal,,,,, | Z512877 |  | Aldrich | Serrated silicone rubber septa |  | ,,,, | Aldrich , Aldrich Septa Supplies , Labware , Manufacturer Browser , Septa , Serrated Septa , Serrated silicone rubber septa |  | Sure/Seal,package of 50 ×,fits neck I.D. 16.0 mm,18 mm | , |  |  | Sure/Seal,package of 50 ×,fits neck I.D. 16.0 mm,18 mm
,bottom O.D. 19.5 mm, fits neck I.D., 17.5 mm, ST/NS: 19/22,,,,, | Z512885 |  | Aldrich | Serrated silicone rubber septa |  | ,,,, | Aldrich , Aldrich Septa Supplies , Labware , Manufacturer Browser , Septa , Serrated Septa , Serrated silicone rubber septa |  | ST/NS: 19/22,package of 50 ×,fits neck I.D. 17.5 mm,19.5 mm | , |  |  | ST/NS: 19/22,package of 50 ×,fits neck I.D. 17.5 mm,19.5 mm
,bottom O.D. 21 mm, fits neck I.D., 19.0 mm,,,,, | Z512893 |  | Aldrich | Serrated silicone rubber septa |  | ,,,, | Labware , Septa , Serrated Septa |  | package of 50 ×,fits neck I.D. 19.0 mm,21 mm | , |  |  | package of 50 ×,fits neck I.D. 19.0 mm,21 mm
,bottom O.D. 23 mm, fits neck I.D., 20.5 mm, ST/NS: 24/40,,,,, | Z512907 |  | Aldrich | Serrated silicone rubber septa |  | ,,,, | Aldrich , Aldrich Septa Supplies , Labware , Manufacturer Browser , Septa , Serrated Septa , Serrated silicone rubber septa |  | ST/NS: 24/40,package of 50 ×,fits neck I.D. 20.5 mm,23 mm | , |  |  | ST/NS: 24/40,package of 50 ×,fits neck I.D. 20.5 mm,23 mm
,bottom O.D. 26.5 mm, fits neck I.D., 24.0 mm,,,,, | Z512923 |  | Aldrich | Serrated silicone rubber septa |  | ,,,, | Labware , Septa , Serrated Septa |  | package of 50 ×,fits neck I.D. 24.0 mm,26.5 mm | , |  |  | package of 50 ×,fits neck I.D. 24.0 mm,26.5 mm
,bottom O.D. 28 mm, fits neck I.D., 25.5 mm, ST/NS: 29/42,,,,, | Z512931 |  | Aldrich | Serrated silicone rubber septa |  | ,,,, | Aldrich , Aldrich Septa Supplies , Labware , Manufacturer Browser , Septa , Serrated Septa , Serrated silicone rubber septa |  | ST/NS: 29/42,package of 50 ×,fits neck I.D. 25.5 mm,28 mm | , |  |  | ST/NS: 29/42,package of 50 ×,fits neck I.D. 25.5 mm,28 mm
,size S,,,,, | Z246905 |  | Aldrich | Sigma-Aldrich ® dispenser bin |  | ,,,, | Containers , Dispenser Bin , Labware , Septa , Septa Accessories |  | 7 in. × 5 in. × 6 in.,S | , |  |  | 7 in. × 5 in. × 6 in.,S
,size L,,,,, | Z246913 |  | Aldrich | Sigma-Aldrich ® dispenser bin |  | ,,,, | Containers , Dispenser Bin , Labware , Septa , Septa Accessories |  | 14 in. × 5 in. × 6 in.,L | , |  |  | 14 in. × 5 in. × 6 in.,L
,Heavy-duty version,,,,, | Z256307 |  | Aldrich | Wrap-it tie installing tool |  | ,,,, | Labware , Septa , Septa Accessories |  | not available in EU | , |  |  | not available in EU
,Economy version,,,,, | Z564850 |  | Aldrich | Wrap-it tie installing tool |  | ,,,, | Labware , Septa , Septa Accessories |  | not available in EU | , |  |  | not available in EU
,L 4 in.,,,,, | Z105953 |  | Aldrich | Wrap-it ties |  | ,,,, | Labware , Septa , Septa Accessories |  | 18 lb tensile strength,4 in. | , |  |  | 18 lb tensile strength,4 in.
,L 5.6 in.,,,,, | Z105961 |  | Aldrich | Wrap-it ties |  | ,,,, | Labware , Septa , Septa Accessories |  | 30 lb tensile strength,5.6 in. | , |  |  | 30 lb tensile strength,5.6 in.
,L 7 1/2 in.,,,,, | Z256331 |  | Aldrich | Wrap-it ties |  | ,,,, | Labware , Septa , Septa Accessories |  | 50 lb tensile strength,7 1/2 in. | , |  |  | 50 lb tensile strength,7 1/2 in.
,Tear away version, blue Nylon, L 6 in.,,,,, | Z756989 |  | Aldrich | Wrap-it ties |  | ,,,, | Labware , Septa , Septa Accessories |  | blue Nylon,6 in. | , |  |  | blue Nylon,6 in.
,180 pieces in a PP case,,,,, | Z256323 |  | Aldrich | Wrap-it tie set |  | ,,,, | Labware , Septa , Septa Accessories |  | not available in EU | , |  |  | not available in EU
,for use with small diameter flexible tubing and miniature valves, includes 188 fittings,,,,, | Z277142 |  | Aldrich | Aldrich ® deluxe Luer fitting assortment set |  | ,,,, | Fittings and Connectors , Labware , Luer , Syringe connectors , Syringes and Needles |  | includes 188 fittings | , |  |  | includes 188 fittings
,brass, Luer lock, fits tubing, 1/4 in. O.D., copper,,,,, | Z150010 |  | Aldrich | Needle-tubing connectors with compression fittings for Kilo-Lab ® cylinders |  | ,,,, | Fittings and Connectors , Labware , Syringe connectors , Syringes and Needles |  | brass,fits tubing 1/4 in. O.D., copper | , |  |  | brass,fits tubing 1/4 in. O.D., copper
,6 x MLL with 0.750 in. spacing between locks,,,,, | CAD6270 |  | Aldrich | Flushing manifolds |  | ,,,, | Flushing manifolds , Labware , Syringe connectors , Syringes and Needles |  | pack of 1 ea,Cadence Science, 6270 | , |  |  | pack of 1 ea,Cadence Science, 6270
,10 x MLL with 0.450 in. spacing between locks,,,,, | CAD6272 |  | Aldrich | Flushing manifolds |  | ,,,, | Flushing manifolds , Labware , Syringe connectors , Syringes and Needles |  | pack of 1 ea,Cadence Science, 6272 | , |  |  | pack of 1 ea,Cadence Science, 6272
,FLL to fistula tip (plated brass),,,,, | CAD6185 |  | Aldrich | Adapter, FLL to Fistula tip (plated brass) |  | ,,,, | Labware , Luer , Syringe connectors , Syringes and Needles |  | pack of 10 ea,Cadence Science, 6185 | , |  |  | pack of 10 ea,Cadence Science, 6185
,FLL to pomeroy ear tip (plated brass),,,,, | CAD6186 |  | Aldrich | Adapter, FLL to Pomeroy ear tip (plated brass) |  | ,,,, | Labware , Luer , Syringe connectors , Syringes and Needles |  | pack of 10 ea,Cadence Science, 6186 | , |  |  | pack of 10 ea,Cadence Science, 6186
,Fits 15 to 19 gauge needles,,,,, | Z182265 |  | Aldrich | Adjustable needle stopper |  | ,,,, | Labware , Luer , Syringe connectors , Syringes and Needles |  | Popper 7573,Fits 15 to 19 gauge needles | , |  |  | Popper 7573,Fits 15 to 19 gauge needles
,Fits 11 to 14 gauge needles,,,,, | Z182273 |  | Aldrich | Adjustable needle stopper |  | ,,,, | Labware , Luer , Syringe connectors , Syringes and Needles |  | Popper 7574,Fits 11 to 14 gauge needles | , |  |  | Popper 7574,Fits 11 to 14 gauge needles
,female Luer to catheter or small tubing,,,,, | Z117943 |  | Aldrich | Luer Connector |  | ,,,, | Labware , Luer , Syringe connectors , Syringes and Needles |  | Meets ISO 594 specifications,Cadence Science, 6174,brass-plated,for tubing i.d. 1/4 ‑ 5/16 in. | , |  |  | Meets ISO 594 specifications,Cadence Science, 6174,brass-plated,for tubing i.d. 1/4 ‑ 5/16 in.
,Micro-Mate ® female Luer, nickel plated,,,,, | Z261572 |  | Aldrich | Luer-to-Closed end stopper |  | ,,,, | Labware , Luer , Syringe connectors , Syringes and Needles |  | Popper 6410,nickel plated | , |  |  | Popper 6410,nickel plated
,Micro-Mate ® female Luer, 316 stainless steel,,,,, | Z261718 |  | Aldrich | Luer-to-Closed end stopper |  | ,,,, | Labware , Luer , Syringe connectors , Syringes and Needles |  | Popper 6450,316 stainless steel | , |  |  | Popper 6450,316 stainless steel
,male Luer lock to male Luer lock, nickel plated,,,,, | Z102466 |  | Aldrich | Luer-to-Luer connector |  | ,,,, | Labware , Luer , Syringe connectors , Syringes and Needles |  | Popper 6177,nickel plated | , |  |  | Popper 6177,nickel plated
,Female Luer to 1/4 in. NPT, brass chromium-plated,,,,, | Z514705 |  | Aldrich | Luer-to-Luer connector |  | ,,,, | Labware , Luer , Syringe connectors , Syringes and Needles |  | Popper 6333,brass chromium-plated | , |  |  | Popper 6333,brass chromium-plated
,Female Luer to 1/4 in. NPT, stainless steel,,,,, | Z514713 |  | Aldrich | Luer-to-Luer connector |  | ,,,, | Labware , Luer , Syringe connectors , Syringes and Needles |  | Popper 6532,stainless steel | , |  |  | Popper 6532,stainless steel
,Male Luer lock to 1/4 in. NPT, brass chromium-plated,,,,, | Z514721 |  | Aldrich | Luer-to-Luer connector |  | ,,,, | Labware , Luer , Syringe connectors , Syringes and Needles |  | Popper 6331,brass chromium-plated | , |  |  | Popper 6331,brass chromium-plated
,Micro-Mate ® female Luer to male Luer, nickel plated,,,,, | Z261564 |  | Aldrich | Luer-to-Luer connector |  | ,,,, | Labware , Luer , Syringe connectors , Syringes and Needles |  | Popper 6414,nickel plated | , |  |  | Popper 6414,nickel plated
,Micro-Mate ® female Luer to male Luer, 316 stainless steel,,,,, | Z261696 |  | Aldrich | Luer-to-Luer connector |  | ,,,, | Labware , Luer , Syringe connectors , Syringes and Needles |  | Popper 6454,316 stainless steel | , |  |  | Popper 6454,316 stainless steel
,Micro-Mate ® female Luer to 1/8-27 thread, nickel plated,,,,, | Z261505 |  | Aldrich | Luer-to-Threaded NPT connector |  | ,,,, | Labware , Luer , Syringe connectors , Syringes and Needles |  | Popper 6415,nickel plated,45 psi pressure (final assembly water tested) | , |  |  | Popper 6415,nickel plated,45 psi pressure (final assembly water tested)
,Micro-Mate ® female Luer to 1/8-27 thread, 316 stainless steel,,,,, | Z261637 |  | Aldrich | Luer-to-Threaded NPT connector |  | ,,,, | Labware , Luer , Syringe connectors , Syringes and Needles |  | Popper 6455,316 stainless steel,45 psi pressure (final assembly water tested) | , |  |  | Popper 6455,316 stainless steel,45 psi pressure (final assembly water tested)
,male Luer lock to 1/4-18 thread, 316 stainless steel,,,,, | Z514691 |  | Aldrich | Luer-to-Threaded NPT connector |  | ,,,, | Labware , Luer , Syringe connectors , Syringes and Needles |  | Popper 6527,316 stainless steel,45 psi pressure (final assembly water tested) | , |  |  | Popper 6527,316 stainless steel,45 psi pressure (final assembly water tested)
,Micro-Mate ® female Luer to 1/4-28 standard thread, nickel plated,,,,, | Z261548 |  | Aldrich | Luer-to-Threaded UTS connector |  | ,,,, | Labware , Luer , Syringe connectors , Syringes and Needles |  | Popper 6418,nickel plated | , |  |  | Popper 6418,nickel plated
,Micro-Mate ® female Luer to 1/4-28 standard thread, 316 stainless steel,,,,, | Z261661 |  | Aldrich | Luer-to-Threaded UTS connector |  | ,,,, | Labware , Luer , Syringe connectors , Syringes and Needles |  | Popper 6458,316 stainless steel | , |  |  | Popper 6458,316 stainless steel
,Micro-Mate ® female Luer to 1/4-32 standard thread, nickel plated,,,,, | Z261556 |  | Aldrich | Luer-to-Threaded UTS connector |  | ,,,, | Labware , Luer , Syringe connectors , Syringes and Needles |  | Popper 6419,nickel plated | , |  |  | Popper 6419,nickel plated
,Micro-Mate ® female Luer to 1/4-32 standard thread, 316 stainless steel,,,,, | Z261688 |  | Aldrich | Luer-to-Threaded UTS connector |  | ,,,, | Labware , Luer , Syringe connectors , Syringes and Needles |  | Popper 6459,316 stainless steel | , |  |  | Popper 6459,316 stainless steel
,female Luer lock to 10-32 standard thread, nickel plated,,,,, | Z117986 |  | Aldrich | Luer-to-Threaded UTS connector |  | ,,,, | Labware , Luer , Syringe connectors , Syringes and Needles |  | Popper 6212,nickel plated | , |  |  | Popper 6212,nickel plated
,Micro-Mate ® female Luer to 10-32 standard thread, nickel plated,,,,, | Z261521 |  | Aldrich | Luer-to-Threaded UTS connector |  | ,,,, | Labware , Luer , Syringe connectors , Syringes and Needles |  | Popper 6417,nickel plated | , |  |  | Popper 6417,nickel plated
,Micro-Mate ® female Luer to 10-32 standard thread, 316 stainless steel,,,,, | Z261653 |  | Aldrich | Luer-to-Threaded UTS connector |  | ,,,, | Labware , Luer , Syringe connectors , Syringes and Needles |  | Popper 6457,316 stainless steel | , |  |  | Popper 6457,316 stainless steel
,male Luer lock to 10-32 standard thread, w/ wrench flats, nickel plated,,,,, | Z117978 |  | Aldrich | Luer-to-Threaded UTS connector |  | ,,,, | Labware , Luer , Syringe connectors , Syringes and Needles |  | Popper 6211,nickel plated | , |  |  | Popper 6211,nickel plated
,Micro-Mate ® female Luer to 10-32 internal standard thread, nickel plated,,,,, | Z261513 |  | Aldrich | Luer-to-Threaded UTS connector |  | ,,,, | Labware , Luer , Syringe connectors , Syringes and Needles |  | Popper 6416,nickel plated | , |  |  | Popper 6416,nickel plated
,Micro-Mate ® female Luer to 10-32 internal standard thread, 316 stainless steel,,,,, | Z261645 |  | Aldrich | Luer-to-Threaded UTS connector |  | ,,,, | Labware , Luer , Syringe connectors , Syringes and Needles |  | Popper 6456,316 stainless steel | , |  |  | Popper 6456,316 stainless steel
,Micro-Mate ® female Luer to hose end for 1/4 in. to 5/16 in. I.D. tubing, nickel plated,,,,, | Z261459 |  | Aldrich | Luer-to-Tubing Connector |  | ,,,, | Labware , Luer , Syringe connectors , Syringes and Needles |  | Popper 6413,nickel plated | , |  |  | Popper 6413,nickel plated
,Micro-Mate ® female Luer to hose end for 1/8 in. to 3/16 in. I.D. tubing, nickel plated,,,,, | Z261467 |  | Aldrich | Luer-to-Tubing Connector |  | ,,,, | Labware , Luer , Syringe connectors , Syringes and Needles |  | Popper 6412,nickel plated | , |  |  | Popper 6412,nickel plated
,Micro-Mate ® female Luer to hose end for 1/16 in. to 3/32 in. I.D. Tubing, nickel plated,,,,, | Z261475 |  | Aldrich | Luer-to-Tubing Connector |  | ,,,, | Labware , Luer , Syringe connectors , Syringes and Needles |  | Popper 6411,nickel plated | , |  |  | Popper 6411,nickel plated
,bulkhead panel mounted Micro-Mate ® female Luer to hose end for 1/8 in. to 3/16 in. I.D. tubing, nickel plated,,,,, | Z261483 |  | Aldrich | Luer-to-Tubing Connector |  | ,,,, | Labware , Luer , Syringe connectors , Syringes and Needles |  | Popper 6420,nickel plated | , |  |  | Popper 6420,nickel plated
,bulkhead panel mounted Micro-Mate ® female Luer to hose end for 1/16 in. to 3/32 in. I.D. tubing, nickel plated,,,,, | Z261491 |  | Aldrich | Luer-to-Tubing Connector |  | ,,,, | Labware , Luer , Syringe connectors , Syringes and Needles |  | Popper 6421,nickel plated | , |  |  | Popper 6421,nickel plated
,Micro-Mate ® female Luer to hose end for 1/4 in. to 5/16 in. I.D. tubing, 316 stainless steel,,,,, | Z261580 |  | Aldrich | Luer-to-Tubing Connector |  | ,,,, | Labware , Luer , Syringe connectors , Syringes and Needles |  | Popper 6453,316 stainless steel | , |  |  | Popper 6453,316 stainless steel
,Micro-Mate ® female Luer to hose end for 1/8 in. to 3/16 in. I.D. tubing, 316 stainless steel,,,,, | Z261599 |  | Aldrich | Luer-to-Tubing Connector |  | ,,,, | Labware , Luer , Syringe connectors , Syringes and Needles |  | Popper 6452,316 stainless steel | , |  |  | Popper 6452,316 stainless steel
,Micro-Mate ® female Luer to hose end for 1/16 in. to 3/32 in. I.D. tubing, 316 stainless steel,,,,, | Z261602 |  | Aldrich | Luer-to-Tubing Connector |  | ,,,, | Labware , Luer , Syringe connectors , Syringes and Needles |  | Popper 6451,316 stainless steel | , |  |  | Popper 6451,316 stainless steel
,bulkhead panel mounted Micro-Mate ® female Luer to hose end for 1/8 in. to 3/16 in. I.D. tubing, 316 stainless steel,,,,, | Z261610 |  | Aldrich | Luer-to-Tubing Connector |  | ,,,, | Labware , Luer , Syringe connectors , Syringes and Needles |  | Popper 6460,316 stainless steel | , |  |  | Popper 6460,316 stainless steel
,bulkhead panel mounted Micro-Mate ® female Luer to hose end for 1/16 in. to 3/32 in. I.D. tubing, 316 stainless steel,,,,, | Z261629 |  | Aldrich | Luer-to-Tubing Connector |  | ,,,, | Labware , Luer , Syringe connectors , Syringes and Needles |  | Popper 6461,316 stainless steel | , |  |  | Popper 6461,316 stainless steel
,female Luer to hose end, for tubing i.d., 1/16 ‑ 3/32 in., nickel plated,,,,, | Z117935 |  | Aldrich | Luer-to-Tubing Connector |  | ,,,, | Labware , Luer , Syringe connectors , Syringes and Needles |  | Cadence Science, 6159,nickel plated,for tubing i.d. 1/16 ‑ 3/32 in. | , |  |  | Cadence Science, 6159,nickel plated,for tubing i.d. 1/16 ‑ 3/32 in.
,male Luer lock to hose end, for tubing i.d., 1/16 ‑ 3/32 in., nickel plated,,,,, | Z118028 |  | Aldrich | Luer-to-Tubing Connector |  | ,,,, | Labware , Luer , Syringe connectors , Syringes and Needles |  | Cadence Science, 6157,nickel plated,for tubing i.d. 1/16 ‑ 3/32 in. | , |  |  | Cadence Science, 6157,nickel plated,for tubing i.d. 1/16 ‑ 3/32 in.
,male Luer lock to hose end, for tubing i.d., 1/4 ‑ 5/16 in., nickel plated,,,,, | Z101168 |  | Aldrich | Luer-to-Tubing Connector |  | ,,,, | Labware , Luer , Syringe connectors , Syringes and Needles |  | Cadence Science, 6169,nickel plated,for tubing i.d. 1/4 ‑ 5/16 in. | , |  |  | Cadence Science, 6169,nickel plated,for tubing i.d. 1/4 ‑ 5/16 in.
,female Luer lock to hose end, for tubing i.d., 1/8 ‑ 3/16 in., nickel plated,,,,, | Z117927 |  | Aldrich | Luer-to-Tubing Connector |  | ,,,, | Labware , Luer , Syringe connectors , Syringes and Needles |  | Cadence Science, 6158,nickel plated,for tubing i.d. 1/8 ‑ 3/16 in. | , |  |  | Cadence Science, 6158,nickel plated,for tubing i.d. 1/8 ‑ 3/16 in.
,male Luer lock to hose end, for tubing i.d., 1/8 ‑ 3/16 in., nickel plated,,,,, | Z118001 |  | Aldrich | Luer-to-Tubing Connector |  | ,,,, | Labware , Luer , Syringe connectors , Syringes and Needles |  | Cadence Science, 6156,nickel plated,for tubing i.d. 1/8 ‑ 3/16 in. | , |  |  | Cadence Science, 6156,nickel plated,for tubing i.d. 1/8 ‑ 3/16 in.
,FLL, ML, hose end for 1/16 in. I.D. tubing,,,,, | CAD6160 |  | Aldrich | 3-way adapter, 3-way adapters |  | ,,,, | Labware , Luer , Syringe connectors , Syringes and Needles |  | pack of 10 ea,Cadence Science, 6160 | , |  |  | pack of 10 ea,Cadence Science, 6160
,FLL, ML, FLL,,,,, | CAD6161 |  | Aldrich | 3-way adapter, 3-way adapters |  | ,,,, | Labware , Luer , Syringe connectors , Syringes and Needles |  | pack of 10 ea,Cadence Science, 6161 | , |  |  | pack of 10 ea,Cadence Science, 6161
,FLL, MLL, hose end,,,,, | CAD6162 |  | Aldrich | 3-way adapter, 3-way adapters |  | ,,,, | Labware , Luer , Syringe connectors , Syringes and Needles |  | pack of 10 ea,Cadence Science, 6162 | , |  |  | pack of 10 ea,Cadence Science, 6162
,FLL, MLL, FLL,,,,, | CAD6163 |  | Aldrich | 3-way adapter, 3-way adapters |  | ,,,, | Labware , Luer , Syringe connectors , Syringes and Needles |  | pack of 10 ea,Cadence Science, 6163 | , |  |  | pack of 10 ea,Cadence Science, 6163
,FLL to 0.032 in. body lumen I.D. / 0.058 in. cap hole I.D.,,,,, | CAD6191 |  | Aldrich | 1-way flare type tubing adapter |  | ,,,, | Labware , Luer , Syringe connectors , Syringes and Needles |  | pack of 10 ea,Cadence Science, 6191 | , |  |  | pack of 10 ea,Cadence Science, 6191
,FLL to 0.093 in. body lumen I.D. / 0.147 in. cap hole I.D.,,,,, | CAD6194 |  | Aldrich | 1-way flare type tubing adapter |  | ,,,, | Labware , Luer , Syringe connectors , Syringes and Needles |  | pack of 10 ea,Cadence Science, 6194 | , |  |  | pack of 10 ea,Cadence Science, 6194
,MLL to 0.032 in. body lumen I.D. / 0.058 in. cap hole I.D.,,,,, | CAD6196 |  | Aldrich | 1-way flare type tubing adapter |  | ,,,, | Labware , Luer , Syringe connectors , Syringes and Needles |  | pack of 10 ea,Cadence Science, 6196 | , |  |  | pack of 10 ea,Cadence Science, 6196
,FLL to closed end (plated brass),,,,, | CAD6179 |  | Aldrich | 1-way Luer-to-closed end adapter |  | ,,,, | Labware , Luer , Syringe connectors , Syringes and Needles |  | pack of 10 ea,Cadence Science, 6179 | , |  |  | pack of 10 ea,Cadence Science, 6179
,FLL to closed end (316SS),,,,, | CAD6200 |  | Aldrich | 1-way Luer-to-closed end adapter |  | ,,,, | Labware , Luer , Syringe connectors , Syringes and Needles |  | pack of 5 ea,Cadence Science, 6200 | , |  |  | pack of 5 ea,Cadence Science, 6200
,ML to closed end (plated brass),,,,, | CAD6180 |  | Aldrich | 1-way Luer-to-closed end adapter |  | ,,,, | Labware , Luer , Syringe connectors , Syringes and Needles |  | pack of 10 ea,Cadence Science, 6180 | , |  |  | pack of 10 ea,Cadence Science, 6180
,ML to closed end (316SS),,,,, | CAD6522 |  | Aldrich | 1-way Luer-to-closed end adapter |  | ,,,, | Labware , Luer , Syringe connectors , Syringes and Needles |  | pack of 5 ea,Cadence Science, 6522 | , |  |  | pack of 5 ea,Cadence Science, 6522
,MLL to closed end (316SS),,,,, | CAD6517 |  | Aldrich | 1-way Luer-to-closed end adapter |  | ,,,, | Labware , Luer , Syringe connectors , Syringes and Needles |  | pack of 5 ea,Cadence Science, 6517 | , |  |  | pack of 5 ea,Cadence Science, 6517
,FLL to ML (plated brass), elongated,,,,, | CAD6171 |  | Aldrich | 1-way Luer-to-Luer adapter |  | ,,,, | Labware , Luer , Syringe connectors , Syringes and Needles |  | pack of 10 ea,Cadence Science, 6171 | , |  |  | pack of 10 ea,Cadence Science, 6171
,MLL to MLL (316SS),,,,, | CAD6520 |  | Aldrich | 1-way Luer-to-Luer adapter |  | ,,,, | Labware , Luer , Syringe connectors , Syringes and Needles |  | pack of 5 ea,Cadence Science, 6520 | , |  |  | pack of 5 ea,Cadence Science, 6520
,FLL to ML (plated brass),,,,, | CAD6170 |  | Aldrich | 1-way Luer-to-Luer adapter |  | ,,,, | Labware , Luer , Syringe connectors , Syringes and Needles |  | pack of 10 ea,Cadence Science, 6170 | , |  |  | pack of 10 ea,Cadence Science, 6170
,FLL to FLL (316SS),,,,, | CAD6521 |  | Aldrich | 1-way Luer-to-Luer adapter |  | ,,,, | Labware , Luer , Syringe connectors , Syringes and Needles |  | pack of 5 ea,Cadence Science, 6521 | , |  |  | pack of 5 ea,Cadence Science, 6521
,FLL to MLL (316SS),,,,, | CAD6519 |  | Aldrich | 1-way Luer-to-Luer adapter |  | ,,,, | Labware , Luer , Syringe connectors , Syringes and Needles |  | pack of 5 ea,Cadence Science, 6519 | , |  |  | pack of 5 ea,Cadence Science, 6519
,ML to ML (plated brass),,,,, | CAD6183 |  | Aldrich | 1-way Luer-to-Luer adapter |  | ,,,, | Labware , Luer , Syringe connectors , Syringes and Needles |  | pack of 10 ea,Cadence Science, 6183 | , |  |  | pack of 10 ea,Cadence Science, 6183
,FLL to MLL (plated brass),,,,, | CAD6176 |  | Aldrich | 1-way Luer-to-Luer adapter |  | ,,,, | Labware , Luer , Syringe connectors , Syringes and Needles |  | pack of 10 ea,Cadence Science, 6176 | , |  |  | pack of 10 ea,Cadence Science, 6176
,ML to female record (plated brass),,,,, | CAD6173 |  | Aldrich | 1-way Luer-to-record adapter |  | ,,,, | Labware , Luer , Syringe connectors , Syringes and Needles |  | pack of 10 ea,Cadence Science, 6173 | , |  |  | pack of 10 ea,Cadence Science, 6173
,FLL to male record (plated brass),,,,, | CAD6172 |  | Aldrich | 1-way Luer-to-record adapter |  | ,,,, | Labware , Luer , Syringe connectors , Syringes and Needles |  | pack of 10 ea,Cadence Science, 6172 | , |  |  | pack of 10 ea,Cadence Science, 6172
,FLL to 1/8-27 (NPT) thread (plated brass),,,,, | CAD6332 |  | Aldrich | 1-way threaded end adapter (NPT) |  | ,,,, | Labware , Luer , Syringe connectors , Syringes and Needles |  | pack of 10 ea,Cadence Science, 6332 | , |  |  | pack of 10 ea,Cadence Science, 6332
,MLL to 1/8-27 (NPT) thread (plated brass),,,,, | CAD6526 |  | Aldrich | 1-way threaded end adapter (NPT) |  | ,,,, | Labware , Luer , Syringe connectors , Syringes and Needles |  | pack of 5 ea,Cadence Science, 6526 | , |  |  | pack of 5 ea,Cadence Science, 6526
,FLL to 1/8-27 (NPT) thread (316SS),,,,, | CAD6531 |  | Aldrich | 1-way threaded end adapter (NPT) |  | ,,,, | Labware , Luer , Syringe connectors , Syringes and Needles |  | pack of 5 ea,Cadence Science, 6531 | , |  |  | pack of 5 ea,Cadence Science, 6531
,MLL to 1/8-27 (NPT) thread (plated brass),,,,, | CAD6330 |  | Aldrich | 1-way threaded end adapter (NPT) |  | ,,,, | Labware , Luer , Syringe connectors , Syringes and Needles |  | pack of 10 ea,Cadence Science, 6330 | , |  |  | pack of 10 ea,Cadence Science, 6330
,FLL to 1/4-18 (NPT) thread (plated brass),,,,, | CAD6333 |  | Aldrich | 1-way threaded end adapter (NPT) |  | ,,,, | Labware , Luer , Syringe connectors , Syringes and Needles |  | pack of 10 ea,Cadence Science, 6333 | , |  |  | pack of 10 ea,Cadence Science, 6333
,MLL to 1/4-18 (NPT) thread (plated brass),,,,, | CAD6331 |  | Aldrich | 1-way threaded end adapter (NPT) |  | ,,,, | Labware , Luer , Syringe connectors , Syringes and Needles |  | pack of 10 ea,Cadence Science, 6331 | , |  |  | pack of 10 ea,Cadence Science, 6331
,FLL to 1/4-18 (NPT) thread (plated brass),,,,, | CAD6532 |  | Aldrich | 1-way threaded end adapter (NPT) |  | ,,,, | Labware , Luer , Syringe connectors , Syringes and Needles |  | pack of 5 ea,Cadence Science, 6532 | , |  |  | pack of 5 ea,Cadence Science, 6532
,MLL to 10-32 standard thread (316SS),,,,, | CAD6523 |  | Aldrich | 1-way threaded end adapter (UTS) |  | ,,,, | Labware , Luer , Syringe connectors , Syringes and Needles |  | pack of 5 ea,Cadence Science, 6523 | , |  |  | pack of 5 ea,Cadence Science, 6523
,MLL to 1/4-28 standard thread (plated brass), w/ wrench flats,,,,, | CAD6320 |  | Aldrich | 1-way threaded end adapter (UTS) |  | ,,,, | Labware , Luer , Syringe connectors , Syringes and Needles |  | pack of 10 ea,Cadence Science, 6320 | , |  |  | pack of 10 ea,Cadence Science, 6320
,MLL to 10-32 standard thread (plated brass),,,,, | CAD6310 |  | Aldrich | 1-way threaded end adapter (UTS) |  | ,,,, | Labware , Luer , Syringe connectors , Syringes and Needles |  | pack of 10 ea,Cadence Science, 6310 | , |  |  | pack of 10 ea,Cadence Science, 6310
,MLL to 1/4-28 standard thread (316SS),,,,, | CAD6524 |  | Aldrich | 1-way threaded end adapter (UTS) |  | ,,,, | Labware , Luer , Syringe connectors , Syringes and Needles |  | pack of 5 ea,Cadence Science, 6524 | , |  |  | pack of 5 ea,Cadence Science, 6524
,FLL to 10-32 standard thread (plated brass), hex body,,,,, | CAD6314 |  | Aldrich | 1-way threaded end adapter (UTS) |  | ,,,, | Labware , Luer , Syringe connectors , Syringes and Needles |  | pack of 10 ea,Cadence Science, 6314 | , |  |  | pack of 10 ea,Cadence Science, 6314
,MLL to 10-32 internal standard thread (316SS),,,,, | CAD6533 |  | Aldrich | 1-way threaded end adapter (UTS) |  | ,,,, | Labware , Luer , Syringe connectors , Syringes and Needles |  | pack of 5 ea,Cadence Science, 6533 | , |  |  | pack of 5 ea,Cadence Science, 6533
,FLL to 1/4-28 standard thread (plated brass),,,,, | CAD6317 |  | Aldrich | 1-way threaded end adapter (UTS) |  | ,,,, | Labware , Luer , Syringe connectors , Syringes and Needles |  | pack of 10 ea,Cadence Science, 6317 | , |  |  | pack of 10 ea,Cadence Science, 6317
,FLL to 1/4-28 standard thread (316SS),,,,, | CAD6529 |  | Aldrich | 1-way threaded end adapter (UTS) |  | ,,,, | Labware , Luer , Syringe connectors , Syringes and Needles |  | pack of 5 ea,Cadence Science, 6529 | , |  |  | pack of 5 ea,Cadence Science, 6529
,MLL to 1/4-28 standard thread (plated brass),,,,, | CAD6319 |  | Aldrich | 1-way threaded end adapter (UTS) |  | ,,,, | Labware , Luer , Syringe connectors , Syringes and Needles |  | pack of 10 ea,Cadence Science, 6319 | , |  |  | pack of 10 ea,Cadence Science, 6319
,FLL to 1/4-32 standard thread (plated brass),,,,, | CAD6316 |  | Aldrich | 1-way threaded end adapter (UTS) |  | ,,,, | Labware , Luer , Syringe connectors , Syringes and Needles |  | pack of 10 ea,Cadence Science, 6316 | , |  |  | pack of 10 ea,Cadence Science, 6316
,MLL to 1/4-32 standard thread (plated brass),,,,, | CAD6318 |  | Aldrich | 1-way threaded end adapter (UTS) |  | ,,,, | Labware , Luer , Syringe connectors , Syringes and Needles |  | pack of 10 ea,Cadence Science, 6318 | , |  |  | pack of 10 ea,Cadence Science, 6318
,MLL to 1/4-32 standard thread (316SS),,,,, | CAD6525 |  | Aldrich | 1-way threaded end adapter (UTS) |  | ,,,, | Labware , Luer , Syringe connectors , Syringes and Needles |  | pack of 5 ea,Cadence Science, 6525 | , |  |  | pack of 5 ea,Cadence Science, 6525
,MLL to 5/16-28 standard thread (plated brass),,,,, | CAD6188 |  | Aldrich | 1-way threaded end adapter (UTS) |  | ,,,, | Labware , Luer , Syringe connectors , Syringes and Needles |  | pack of 10 ea,Cadence Science, 6188 | , |  |  | pack of 10 ea,Cadence Science, 6188
,ML to 5/16-28 standard thread (plated brass),,,,, | CAD6189 |  | Aldrich | 1-way threaded end adapter (UTS) |  | ,,,, | Labware , Luer , Syringe connectors , Syringes and Needles |  | pack of 10 ea,Cadence Science, 6189 | , |  |  | pack of 10 ea,Cadence Science, 6189
,FLL to 10-32 standard thread (316SS),,,,, | CAD6528 |  | Aldrich | 1-way threaded end adapter (UTS) |  | ,,,, | Labware , Luer , Syringe connectors , Syringes and Needles |  | pack of 5 ea,Cadence Science, 6528 | , |  |  | pack of 5 ea,Cadence Science, 6528
,ML to 10-32 standard thread (plated brass),,,,, | CAD6321 |  | Aldrich | 1-way threaded end adapter (UTS) |  | ,,,, | Labware , Luer , Syringe connectors , Syringes and Needles |  | pack of 10 ea,Cadence Science, 6321 | , |  |  | pack of 10 ea,Cadence Science, 6321
,ML to 10-32 standard thread (316SS),,,,, | CAD6534 |  | Aldrich | 1-way threaded end adapter (UTS) |  | ,,,, | Labware , Luer , Syringe connectors , Syringes and Needles |  | pack of 5 ea,Cadence Science, 6534 | , |  |  | pack of 5 ea,Cadence Science, 6534
,FLL to 10-32 internal standard thread (plated brass),,,,, | CAD6312 |  | Aldrich | 1-way threaded end adapter (UTS) |  | ,,,, | Labware , Luer , Syringe connectors , Syringes and Needles |  | pack of 10 ea,Cadence Science, 6312 | , |  |  | pack of 10 ea,Cadence Science, 6312
,MLL to 10-32 internal standard thread (plated brass),,,,, | CAD6311 |  | Aldrich | 1-way threaded end adapter (UTS) |  | ,,,, | Labware , Luer , Syringe connectors , Syringes and Needles |  | pack of 10 ea,Cadence Science, 6311 | , |  |  | pack of 10 ea,Cadence Science, 6311
,FLL to 1/4-32 internal standard thread (plated brass),,,,, | CAD6315 |  | Aldrich | 1-way threaded end adapter (UTS) |  | ,,,, | Labware , Luer , Syringe connectors , Syringes and Needles |  | pack of 10 ea,Cadence Science, 6315 | , |  |  | pack of 10 ea,Cadence Science, 6315
,MLL to 1/4-32 internal standard thread (plated brass),,,,, | CAD6322 |  | Aldrich | 1-way threaded end adapter (UTS) |  | ,,,, | Labware , Luer , Syringe connectors , Syringes and Needles |  | pack of 10 ea,Cadence Science, 6322 | , |  |  | pack of 10 ea,Cadence Science, 6322
,FLL to 1/4-32 standard thread (316SS),,,,, | CAD6530 |  | Aldrich | 1-way threaded end adapter (UTS) |  | ,,,, | Labware , Luer , Syringe connectors , Syringes and Needles |  | pack of 5 ea,Cadence Science, 6530 | , |  |  | pack of 5 ea,Cadence Science, 6530
,FLL to Tuohy Borst (1-5 French) (plated brass),,,,, | CAD6184 |  | Aldrich | 1-way tubing connector |  | ,,,, | Labware , Luer , Syringe connectors , Syringes and Needles |  | pack of 10 ea,Cadence Science, 6184 | , |  |  | pack of 10 ea,Cadence Science, 6184
,ML to hose end for 1/8 in. to 3/16 in. I.D. tubing (316SS),,,,, | CAD6516 |  | Aldrich | 1-way tubing connector |  | ,,,, | Labware , Luer , Syringe connectors , Syringes and Needles |  | pack of 5 ea,Cadence Science, 6516 | , |  |  | pack of 5 ea,Cadence Science, 6516
,FLL to hose end for 1/16 in. to 3/32 in. I.D. tubing (plated brass), concentric hose,,,,, | CAD6220 |  | Aldrich | 1-way tubing connector |  | ,,,, | Labware , Luer , Syringe connectors , Syringes and Needles |  | pack of 10 ea,Cadence Science, 6220 | , |  |  | pack of 10 ea,Cadence Science, 6220
,FLL to hose end for 1/8 in. to 3/16 in. I.D. tubing (316SS),,,,, | CAD6514 |  | Aldrich | 1-way tubing connector |  | ,,,, | Labware , Luer , Syringe connectors , Syringes and Needles |  | pack of 5 ea,Cadence Science, 6514 | , |  |  | pack of 5 ea,Cadence Science, 6514
,MLL to hose end for 1/16 in. to 3/32 in. I.D. tubing (316SS),,,,, | CAD6510 |  | Aldrich | 1-way tubing connector |  | ,,,, | Labware , Luer , Syringe connectors , Syringes and Needles |  | pack of 5 ea,Cadence Science, 6510 | , |  |  | pack of 5 ea,Cadence Science, 6510
,MLL to hose end for 1/8 in. to 3/16 in. I.D. tubing (316SS),,,,, | CAD6511 |  | Aldrich | 1-way tubing connector |  | ,,,, | Labware , Luer , Syringe connectors , Syringes and Needles |  | pack of 5 ea,Cadence Science, 6511 | , |  |  | pack of 5 ea,Cadence Science, 6511
,MLL to Tuohy Borst (1-5 French) (plated brass),,,,, | CAD6219 |  | Aldrich | 1-way tubing connector |  | ,,,, | Labware , Luer , Syringe connectors , Syringes and Needles |  | pack of 10 ea,Cadence Science, 6219 | , |  |  | pack of 10 ea,Cadence Science, 6219
,FLL to hose end for 1/16 in. to 3/32 in. I.D. tubing (316SS),,,,, | CAD6513 |  | Aldrich | 1-way tubing connector |  | ,,,, | Labware , Luer , Syringe connectors , Syringes and Needles |  | pack of 5 ea,Cadence Science, 6513 | , |  |  | pack of 5 ea,Cadence Science, 6513
,FLL to hose end for 1/16 in. to 3/32 in. I.D. tubing (316SS), concentric hose end,,,,, | CAD6217 |  | Aldrich | 1-way tubing connector |  | ,,,, | Labware , Luer , Syringe connectors , Syringes and Needles |  | pack of 5 ea,Cadence Science, 6217 | , |  |  | pack of 5 ea,Cadence Science, 6217
,ML to hose end for 1/16 in. to 3/32 in. I.D. tubing (plated brass),,,,, | CAD6155 |  | Aldrich | 1-way tubing connector |  | ,,,, | Labware , Luer , Syringe connectors , Syringes and Needles |  | pack of 10 ea,Cadence Science, 6155 | , |  |  | pack of 10 ea,Cadence Science, 6155
,FLL to hose end for 3/16 in. to 1/4 in. I.D. tubing (plated brass),,,,, | CAD6168 |  | Aldrich | 1-way tubing connector |  | ,,,, | Labware , Luer , Syringe connectors , Syringes and Needles |  | pack of 10 ea,Cadence Science, 6168 | , |  |  | pack of 10 ea,Cadence Science, 6168
,MLL to hose end for 1/4 in. to 5/16 in. I.D. tubing (316SS),,,,, | CAD6512 |  | Aldrich | 1-way tubing connector |  | ,,,, | Labware , Luer , Syringe connectors , Syringes and Needles |  | pack of 5 ea,Cadence Science, 6512 | , |  |  | pack of 5 ea,Cadence Science, 6512
,ML to hose end for 1/4 in. to 5/16 in. I.D. tubing (plated brass),,,,, | CAD6152 |  | Aldrich | 1-way tubing connector |  | ,,,, | Labware , Luer , Syringe connectors , Syringes and Needles |  | pack of 10 ea,Cadence Science, 6152 | , |  |  | pack of 10 ea,Cadence Science, 6152
,ML to hose end for 1/4 in. to 5/16 in. I.D. tubing (plated brass), single barb,,,,, | CAD6151 |  | Aldrich | 1-way tubing connector |  | ,,,, | Labware , Luer , Syringe connectors , Syringes and Needles |  | pack of 10 ea,Cadence Science, 6151 | , |  |  | pack of 10 ea,Cadence Science, 6151
,ML to hose end for 1/8 in. to 3/16 in. I.D. tubing (plated brass),,,,, | CAD6153 |  | Aldrich | 1-way tubing connector |  | ,,,, | Labware , Luer , Syringe connectors , Syringes and Needles |  | pack of 10 ea,Cadence Science, 6153 | , |  |  | pack of 10 ea,Cadence Science, 6153
,ML to hose end for 1/8 in. to 3/16 in. I.D. tubing (plated brass), large bore,,,,, | CAD6154 |  | Aldrich | 1-way tubing connector |  | ,,,, | Labware , Luer , Syringe connectors , Syringes and Needles |  | pack of 10 ea,Cadence Science, 6154 | , |  |  | pack of 10 ea,Cadence Science, 6154
,3 x MLL with 1 FLL hub,,,,, | CAD6107 |  | Aldrich | Pressure monitoring manifolds |  | ,,,, | Labware , Pressure monitoring manifolds , Syringe connectors , Syringes and Needles |  | pack of 1 ea,Cadence Science, 6107 | , |  |  | pack of 1 ea,Cadence Science, 6107
,4 x MLL with 1 FLL hub,,,,, | CAD6108 |  | Aldrich | Pressure monitoring manifolds |  | ,,,, | Labware , Pressure monitoring manifolds , Syringe connectors , Syringes and Needles |  | pack of 1 ea,Cadence Science, 6108 | , |  |  | pack of 1 ea,Cadence Science, 6108
,5 x MLL with 1 FLL hub,,,,, | CAD6109 |  | Aldrich | Pressure monitoring manifolds |  | ,,,, | Labware , Pressure monitoring manifolds , Syringe connectors , Syringes and Needles |  | pack of 1 ea,Cadence Science, 6109 | , |  |  | pack of 1 ea,Cadence Science, 6109
,5 x FLL with 1 MLL hub,,,,, | CAD6112 |  | Aldrich | Pressure monitoring manifolds |  | ,,,, | Labware , Pressure monitoring manifolds , Syringe connectors , Syringes and Needles |  | pack of 1 ea,Cadence Science, 6112 | , |  |  | pack of 1 ea,Cadence Science, 6112
,male Luer lock to closed end,,,,, | Z117951 |  | Aldrich | Luer-to-Closed end stopper |  | ,,,, | Labware , Stopcocks , Syringe connectors , Syringes and Needles |  | Micro-Mate,Cadence Science | , |  |  | Micro-Mate,Cadence Science
,4 in. long, slim tapered files, pkg of 2 ea,,,,, | 23783 |  | Supelco | Needle File |  | ,,,, | Labware , Stopcocks , Syringe connectors , Syringes and Needles |  | pkg of 2 ea | , |  |  | pkg of 2 ea
,Hose barb to hose barb,,,,, | Z182206 |  | Aldrich | Perfektum ® one-way compression-nut stopcock |  | ,,,, | Labware , Stopcocks , Syringe connectors , Syringes and Needles |  | Popper 6025,For 1/8 to 3/32 in I.D. tubing | , |  |  | Popper 6025,For 1/8 to 3/32 in I.D. tubing
,6 mm O.D. hose barb to 6 mm O.D. hose barb,,,,, | Z182214 |  | Aldrich | Perfektum ® one-way compression-nut stopcock |  | ,,,, | Labware , Stopcocks , Syringe connectors , Syringes and Needles |  | Popper 6026,For 3/16 to 1/4 in I.D. tubing | , |  |  | Popper 6026,For 3/16 to 1/4 in I.D. tubing
,8 mm O.D. hose barb to 8 mm O.D. hose barb,,,,, | Z182222 |  | Aldrich | Perfektum ® one-way compression-nut stopcock |  | ,,,, | Labware , Stopcocks , Syringe connectors , Syringes and Needles |  | Popper 6027,For 1/4 to 5/16 in I.D. tubing | , |  |  | Popper 6027,For 1/4 to 5/16 in I.D. tubing
,Female Luer to male Luer lock, not unidirectional,,,,, | Z102350 |  | Aldrich | Perfektum ® one-way compression-nut stopcock |  | ,,,, | Labware , Stopcocks , Syringe connectors , Syringes and Needles |  | Popper 6021 | , |  |  | Popper 6021
,Male Luer lock to male Luer lock, not unidirectional,,,,, | Z102377 |  | Aldrich | Perfektum ® one-way compression-nut stopcock |  | ,,,, | Labware , Stopcocks , Syringe connectors , Syringes and Needles |  | Popper 6023 | , |  |  | Popper 6023
,male Luer lock to female Luer,,,,, | Z506575 |  | Aldrich | Perfektum ® one-way high pressure stopcock |  | ,,,, | Labware , Stopcocks , Syringe connectors , Syringes and Needles |  | Popper V5820000 | , |  |  | Popper V5820000
,female Luer to male Luer lock,,,,, | Z506559 |  | Aldrich | Perfektum ® one-way stainless steel stopcock |  | ,,,, | Labware , Stopcocks , Syringe connectors , Syringes and Needles |  | Popper V5860003,45 to 60 psi pressure range (this fitting is pressure tested using water),CE compliant | , |  |  | Popper V5860003,45 to 60 psi pressure range (this fitting is pressure tested using water),CE compliant
,female Luer lock to male Luer lock to right-side 3.5 mm hose barb,,,,, | Z182168 |  | Aldrich | Perfektum ® three-way compression-nut stopcock |  | ,,,, | Labware , Stopcocks , Syringe connectors , Syringes and Needles |  | hose barb for 1/8 to 3/16 in. I.D. tubing,Popper 6010,female Luer lock to male Luer lock to right-side 3.5 mm hose barb | , |  |  | hose barb for 1/8 to 3/16 in. I.D. tubing,Popper 6010,female Luer lock to male Luer lock to right-side 3.5 mm hose barb
,male Luer lock to male Luer lock to right-side female Luer,,,,, | Z182184 |  | Aldrich | Perfektum ® three-way compression-nut stopcock |  | ,,,, | Labware , Stopcocks , Syringe connectors , Syringes and Needles |  | Popper 6014,male Luer lock to male Luer lock to right-side female Luer | , |  |  | Popper 6014,male Luer lock to male Luer lock to right-side female Luer
,round body,,,,, | Z182087 |  | Aldrich | Perfektum ® three-way compression-nut stopcock |  | ,,,, | Labware , Stopcocks , Syringe connectors , Syringes and Needles |  | Popper 6012,All hose barbs for 1/8 to 3/16 in. I.D. tubing | , |  |  | Popper 6012,All hose barbs for 1/8 to 3/16 in. I.D. tubing
,male Luer lock to female Luer to side female Luer,,,,, | Z506567 |  | Aldrich | Perfektum ® three-way stainless steel stopcock |  | ,,,, | Labware , Stopcocks , Syringe connectors , Syringes and Needles |  | Popper V5880003 | , |  |  | Popper V5880003
,Male Luer lock to female Luer to side female Luer,,,,, | Z506583 |  | Aldrich | Perfektum ® three-way high pressure stopcock |  | ,,,, | Labware , Stopcocks , Syringe connectors , Syringes and Needles |  | Popper V5840000 | , |  |  | Popper V5840000
,Female Luer to male Luer lock to right-side hose barb,,,,, | Z182125 |  | Aldrich | Perfektum ® three-way spring-clip stopcock |  | ,,,, | Labware , Stopcocks , Syringe connectors , Syringes and Needles |  | Hose barb for 1/8 to 3/16 in. I.D. tubing.,Popper 6063,Female Luer to male Luer lock to right-side hose barb | , |  |  | Hose barb for 1/8 to 3/16 in. I.D. tubing.,Popper 6063,Female Luer to male Luer lock to right-side hose barb
,female Luer lock to male Luer,,,,, | CAD6019 |  | Aldrich | 1-way stopcock |  | ,,,, | Labware , Stopcocks , Syringe connectors , Syringes and Needles |  | pack of 1 ea,Cadence Science, 6019 | , |  |  | pack of 1 ea,Cadence Science, 6019
,female Luer lock to female Luer lock,,,,, | CAD6020 |  | Aldrich | 1-way stopcock |  | ,,,, | Labware , Stopcocks , Syringe connectors , Syringes and Needles |  | pack of 1 ea,Cadence Science, 6020 | , |  |  | pack of 1 ea,Cadence Science, 6020
,male Luer lock to 6 mm hose end,,,,, | CAD6029 |  | Aldrich | 1-way stopcock |  | ,,,, | Labware , Stopcocks , Syringe connectors , Syringes and Needles |  | pack of 1 ea,Cadence Science, 6029 | , |  |  | pack of 1 ea,Cadence Science, 6029
,male Luer lock to 8 mm hose end,,,,, | CAD6030 |  | Aldrich | 1-way stopcock |  | ,,,, | Labware , Stopcocks , Syringe connectors , Syringes and Needles |  | pack of 1 ea,Cadence Science, 6030 | , |  |  | pack of 1 ea,Cadence Science, 6030
,female Luer lock to male Luer lock, left side, female Luer lock,,,,, | CAD6017 |  | Aldrich | 3-way stopcock |  | ,,,, | Labware , Stopcocks , Syringe connectors , Syringes and Needles |  | pack of 1 ea,Cadence Science, 6017 | , |  |  | pack of 1 ea,Cadence Science, 6017
,female Luer lock to male Luer lock, right side, female Luer lock, compression-nut,,,,, | CAD6011 |  | Aldrich | 3-way stopcock |  | ,,,, | Labware , Stopcocks , Syringe connectors , Syringes and Needles |  | pack of 1 ea,Cadence Science, 6011 | , |  |  | pack of 1 ea,Cadence Science, 6011
,female Luer lock to male Luer, right side, female Luer lock, compression-nut,,,,, | CAD6001 |  | Aldrich | 3-way stopcock |  | ,,,, | Labware , Stopcocks , Syringe connectors , Syringes and Needles |  | pack of 1 ea,Cadence Science, 6001 | , |  |  | pack of 1 ea,Cadence Science, 6001
,female Luer lock to female Luer lock, right side, female Luer lock,,,,, | CAD6002 |  | Aldrich | 3-way stopcock |  | ,,,, | Labware , Stopcocks , Syringe connectors , Syringes and Needles |  | pack of 1 ea,Cadence Science, 6002 | , |  |  | pack of 1 ea,Cadence Science, 6002
,female Luer lock to male Luer lock, left side, female Luer lock, stainless steel,,,,, | CAD6017SS |  | Aldrich | 3-way stopcock |  | ,,,, | Labware , Stopcocks , Syringe connectors , Syringes and Needles |  | pack of 1 ea,Cadence Science, 6017SS | , |  |  | pack of 1 ea,Cadence Science, 6017SS
,female Luer lock to female Luer lock, male Luer lock, in. Y in. type,,,,, | CAD6056 |  | Aldrich | 3-way stopcock |  | ,,,, | Labware , Stopcocks , Syringe connectors , Syringes and Needles |  | pack of 1 ea,Cadence Science, 6056 | , |  |  | pack of 1 ea,Cadence Science, 6056
,sterile,,,,, | Z120960 |  | Aldrich | Syringe pressure caps |  | ,,,, | Labware , Syringe Cap , Syringe connectors , Syringes and Needles |  | bag of 100 ea,polyolefin,sterile | , |  |  | bag of 100 ea,polyolefin,sterile
,non-sterile,,,,, | Z120979 |  | Aldrich | Syringe pressure caps |  | ,,,, | Labware , Syringe Cap , Syringe connectors , Syringes and Needles |  | polypropylene,non-sterile | , |  |  | polypropylene,non-sterile
,L 4 in.,,,,, | Z117765 |  | Aldrich | Transfer needle for use with Kilo-Lab ® cylinder system |  | ,,,, | Labware , Syringe connectors , Syringes and Needles , Transfer needle for use with Kilo-Lab cylinder system |  | Cadence Science,11 gauge, SS,4 in. | , |  |  | Cadence Science,11 gauge, SS,4 in.
,gauge 16, L 4 in., 304 stainless steel hub,,,,, | CAD7954 |  | Aldrich | Laboratory pipetting needle with 90° blunt ends |  | ,,,, | Blunt , Labware , Syringe needles , Syringes and Needles |  | pack of 12 ea,Cadence Science, 7954,304 stainless steel hub,16,4 in. | , |  |  | pack of 12 ea,Cadence Science, 7954,304 stainless steel hub,16,4 in.
,gauge 15, L 4 in., 304 stainless steel hub,,,,, | CAD7955 |  | Aldrich | Laboratory pipetting needle with 90° blunt ends |  | ,,,, | Blunt , Labware , Syringe needles , Syringes and Needles |  | pack of 12 ea,Cadence Science, 7955,304 stainless steel hub,15,4 in. | , |  |  | pack of 12 ea,Cadence Science, 7955,304 stainless steel hub,15,4 in.
,gauge 18, L 2 in., nickel plated hub,,,,, | CAD7935 |  | Aldrich | Laboratory pipetting needle with 90° blunt ends |  | ,,,, | Blunt , Labware , Syringe needles , Syringes and Needles |  | pack of 12 ea,Cadence Science, 7935,nickel plated hub,18,2 in. | , |  |  | pack of 12 ea,Cadence Science, 7935,nickel plated hub,18,2 in.
,gauge 20, L 4 in., nickel plated hub,,,,, | CAD7933 |  | Aldrich | Laboratory pipetting needle with 90° blunt ends |  | ,,,, | Blunt , Labware , Syringe needles , Syringes and Needles |  | pack of 12 ea,Cadence Science, 7933,nickel plated hub,20,4 in. | , |  |  | pack of 12 ea,Cadence Science, 7933,nickel plated hub,20,4 in.
,gauge 14, L 4 in., nickel plated hub,,,,, | CAD7941 |  | Aldrich | Laboratory pipetting needle with 90° blunt ends |  | ,,,, | Blunt , Labware , Syringe needles , Syringes and Needles |  | pack of 12 ea,Cadence Science, 7941,nickel plated hub,14,4 in. | , |  |  | pack of 12 ea,Cadence Science, 7941,nickel plated hub,14,4 in.
,gauge 17, L 4 in., 304 stainless steel hub,,,,, | CAD7953 |  | Aldrich | Laboratory pipetting needle with 90° blunt ends |  | ,,,, | Blunt , Labware , Syringe needles , Syringes and Needles |  | pack of 12 ea,Cadence Science, 7953,304 stainless steel hub,17,4 in. | , |  |  | pack of 12 ea,Cadence Science, 7953,304 stainless steel hub,17,4 in.
,gauge 18, L 4 in., 304 stainless steel hub,,,,, | CAD7952 |  | Aldrich | Laboratory pipetting needle with 90° blunt ends |  | ,,,, | Blunt , Labware , Syringe needles , Syringes and Needles |  | pack of 12 ea,Cadence Science, 7952,304 stainless steel hub,18,4 in. | , |  |  | pack of 12 ea,Cadence Science, 7952,304 stainless steel hub,18,4 in.
,gauge 19, L 4 in., 304 stainless steel hub,,,,, | CAD7951 |  | Aldrich | Laboratory pipetting needle with 90° blunt ends |  | ,,,, | Blunt , Labware , Syringe needles , Syringes and Needles |  | pack of 12 ea,Cadence Science, 7951,304 stainless steel hub,19,4 in. | , |  |  | pack of 12 ea,Cadence Science, 7951,304 stainless steel hub,19,4 in.
,gauge 20, L 4 in., 304 stainless steel hub,,,,, | CAD7950 |  | Aldrich | Laboratory pipetting needle with 90° blunt ends |  | ,,,, | Blunt , Labware , Syringe needles , Syringes and Needles |  | pack of 12 ea,Cadence Science, 7950,304 stainless steel hub,20,4 in. | , |  |  | pack of 12 ea,Cadence Science, 7950,304 stainless steel hub,20,4 in.
,gauge 14, L 6 in., nickel plated hub,,,,, | CAD7942 |  | Aldrich | Laboratory pipetting needle with 90° blunt ends |  | ,,,, | Blunt , Labware , Syringe needles , Syringes and Needles |  | pack of 12 ea,Cadence Science, 7942,nickel plated hub,14,6 in. | , |  |  | pack of 12 ea,Cadence Science, 7942,nickel plated hub,14,6 in.
,gauge 15, L 4 in., nickel plated hub,,,,, | CAD7940 |  | Aldrich | Laboratory pipetting needle with 90° blunt ends |  | ,,,, | Blunt , Labware , Syringe needles , Syringes and Needles |  | pack of 12 ea,Cadence Science, 7940,nickel plated hub,15,4 in. | , |  |  | pack of 12 ea,Cadence Science, 7940,nickel plated hub,15,4 in.
,gauge 16, L 4 in., nickel plated hub,,,,, | CAD7939 |  | Aldrich | Laboratory pipetting needle with 90° blunt ends |  | ,,,, | Blunt , Labware , Syringe needles , Syringes and Needles |  | pack of 12 ea,Cadence Science, 7939,nickel plated hub,16,4 in. | , |  |  | pack of 12 ea,Cadence Science, 7939,nickel plated hub,16,4 in.
,gauge 16, L 2 in., nickel plated hub,,,,, | CAD7938 |  | Aldrich | Laboratory pipetting needle with 90° blunt ends |  | ,,,, | Blunt , Labware , Syringe needles , Syringes and Needles |  | pack of 12 ea,Cadence Science, 7938,nickel plated hub,16,2 in. | , |  |  | pack of 12 ea,Cadence Science, 7938,nickel plated hub,16,2 in.
,gauge 18, L 6 in., nickel plated hub,,,,, | CAD7937 |  | Aldrich | Laboratory pipetting needle with 90° blunt ends |  | ,,,, | Blunt , Labware , Syringe needles , Syringes and Needles |  | pack of 12 ea,Cadence Science, 7937,nickel plated hub,18,6 in. | , |  |  | pack of 12 ea,Cadence Science, 7937,nickel plated hub,18,6 in.
,gauge 14, L 4 in., 304 stainless steel hub,,,,, | CAD7956 |  | Aldrich | Laboratory pipetting needle with 90° blunt ends |  | ,,,, | Blunt , Labware , Syringe needles , Syringes and Needles |  | pack of 12 ea,Cadence Science, 7956,304 stainless steel hub,14,4 in. | , |  |  | pack of 12 ea,Cadence Science, 7956,304 stainless steel hub,14,4 in.
,gauge 13, L 4 in., 304 stainless steel hub,,,,, | CAD7957 |  | Aldrich | Laboratory pipetting needle with 90° blunt ends |  | ,,,, | Blunt , Labware , Syringe needles , Syringes and Needles |  | pack of 12 ea,Cadence Science, 7957,304 stainless steel hub,13,4 in. | , |  |  | pack of 12 ea,Cadence Science, 7957,304 stainless steel hub,13,4 in.
,gauge 24, L 1 in., nickel plated hub,,,,, | CAD7930 |  | Aldrich | Laboratory pipetting needle with 90° blunt ends |  | ,,,, | Blunt , Labware , Syringe needles , Syringes and Needles |  | pack of 12 ea,Cadence Science, 7930,nickel plated hub,24,1 in. | , |  |  | pack of 12 ea,Cadence Science, 7930,nickel plated hub,24,1 in.
,gauge 22, L 1 1/2 in., nickel plated hub,,,,, | CAD7931 |  | Aldrich | Laboratory pipetting needle with 90° blunt ends |  | ,,,, | Blunt , Labware , Syringe needles , Syringes and Needles |  | pack of 12 ea,Cadence Science, 7931,nickel plated hub,22,1 1/2 in. | , |  |  | pack of 12 ea,Cadence Science, 7931,nickel plated hub,22,1 1/2 in.
,gauge 20, L 1 1/2 in., nickel plated hub,,,,, | CAD7932 |  | Aldrich | Laboratory pipetting needle with 90° blunt ends |  | ,,,, | Blunt , Labware , Syringe needles , Syringes and Needles |  | pack of 12 ea,Cadence Science, 7932,nickel plated hub,20,1 1/2 in. | , |  |  | pack of 12 ea,Cadence Science, 7932,nickel plated hub,20,1 1/2 in.
,gauge 20, L 6 in., nickel plated hub,,,,, | CAD7934 |  | Aldrich | Laboratory pipetting needle with 90° blunt ends |  | ,,,, | Blunt , Labware , Syringe needles , Syringes and Needles |  | pack of 12 ea,Cadence Science, 7934,nickel plated hub,20,6 in. | , |  |  | pack of 12 ea,Cadence Science, 7934,nickel plated hub,20,6 in.
,gauge 18, L 4 in., nickel plated hub,,,,, | CAD7936 |  | Aldrich | Laboratory pipetting needle with 90° blunt ends |  | ,,,, | Blunt , Labware , Syringe needles , Syringes and Needles |  | pack of 12 ea,Cadence Science, 7936,nickel plated hub,18,4 in. | , |  |  | pack of 12 ea,Cadence Science, 7936,nickel plated hub,18,4 in.
,gauge 18, L 2 in.,,,,, | Z261343 |  | Aldrich | Stainless steel 316 syringe needle, pipetting blunt 90° tip |  | ,,,, | Aldrich , Aldrich Syringes & Needles , Blunt , Labware , Manufacturer Browser , Stainless steel 316 syringe needle, pipetting blunt 90° tip , Syringe needles , Syringes and Needles |  | Popper 9874,18,2 in. | , |  |  | Popper 9874,18,2 in.
,gauge 20, L 4 in.,,,,, | Z261335 |  | Aldrich | Stainless steel 316 syringe needle, pipetting blunt 90° tip |  | ,,,, | Aldrich , Aldrich Syringes & Needles , Blunt , Labware , Manufacturer Browser , Stainless steel 316 syringe needle, pipetting blunt 90° tip , Syringe needles , Syringes and Needles |  | Popper 9876,20,4 in. | , |  |  | Popper 9876,20,4 in.
,gauge 16, L 4 in.,,,,, | Z261378 |  | Aldrich | Stainless steel 316 syringe needle, pipetting blunt 90° tip |  | ,,,, | Aldrich , Aldrich Syringes & Needles , Blunt , Labware , Manufacturer Browser , Stainless steel 316 syringe needle, pipetting blunt 90° tip , Syringe needles , Syringes and Needles |  | Popper 9872,16,4 in. | , |  |  | Popper 9872,16,4 in.
,gauge 14, L 4 in.,,,,, | Z261394 |  | Aldrich | Stainless steel 316 syringe needle, pipetting blunt 90° tip |  | ,,,, | Aldrich , Aldrich Syringes & Needles , Blunt , Labware , Manufacturer Browser , Stainless steel 316 syringe needle, pipetting blunt 90° tip , Syringe needles , Syringes and Needles |  | Popper 9870,14,4 in. | , |  |  | Popper 9870,14,4 in.
,gauge 18, L 6 in.,,,,, | Z261351 |  | Aldrich | Stainless steel 316 syringe needle, pipetting blunt 90° tip |  | ,,,, | Aldrich , Aldrich Syringes & Needles , Blunt , Labware , Manufacturer Browser , Stainless steel 316 syringe needle, pipetting blunt 90° tip , Syringe needles , Syringes and Needles |  | Popper 9875,18,6 in. | , |  |  | Popper 9875,18,6 in.
,gauge 16, L 6 in.,,,,, | Z261386 |  | Aldrich | Stainless steel 316 syringe needle, pipetting blunt 90° tip |  | ,,,, | Aldrich , Aldrich Syringes & Needles , Blunt , Labware , Manufacturer Browser , Stainless steel 316 syringe needle, pipetting blunt 90° tip , Syringe needles , Syringes and Needles |  | Popper 9873,16,6 in. | , |  |  | Popper 9873,16,6 in.
,gauge 14, L 6 in.,,,,, | Z261408 |  | Aldrich | Stainless steel 316 syringe needle, pipetting blunt 90° tip |  | ,,,, | Aldrich , Aldrich Syringes & Needles , Blunt , Labware , Manufacturer Browser , Stainless steel 316 syringe needle, pipetting blunt 90° tip , Syringe needles , Syringes and Needles |  | Popper 9871,14,6 in. | , |  |  | Popper 9871,14,6 in.
,gauge 14, 316 stainless steel hub, L 4 3/8 in.,,,,, | CAD9880 |  | Aldrich | Dissolution cannulae |  | ,,,, | Dissolution cannula , Labware , Syringe needles , Syringes and Needles |  | pack of 1 ea,Cadence Science, 9880,316 stainless steel hub,14,4 3/8 in. | , |  |  | pack of 1 ea,Cadence Science, 9880,316 stainless steel hub,14,4 3/8 in.
,gauge 14, 316 stainless steel hub, L 7 1/2 in.,,,,, | CAD9881 |  | Aldrich | Dissolution cannulae |  | ,,,, | Dissolution cannula , Labware , Syringe needles , Syringes and Needles |  | pack of 1 ea,Cadence Science, 9881,316 stainless steel hub,14,7 1/2 in. | , |  |  | pack of 1 ea,Cadence Science, 9881,316 stainless steel hub,14,7 1/2 in.
,gauge 12, L 6 in.,,,,, | Z116394 |  | Aldrich | Double-ended needle |  | ,,,, | Aldrich , Aldrich Syringes & Needles , Double-Tipped , Double-ended needle , Labware , Manufacturer Browser , Syringe needles , Syringes and Needles |  | pack of 6 ea,Cadence Science,12,6 in. | , |  |  | pack of 6 ea,Cadence Science,12,6 in.
,gauge 12, L 18 in.,,,,, | Z116408 |  | Aldrich | Double-ended needle |  | ,,,, | Aldrich , Aldrich Syringes & Needles , Double-Tipped , Double-ended needle , Labware , Manufacturer Browser , Syringe needles , Syringes and Needles |  | pack of 6 ea,Cadence Science,12,18 in. | , |  |  | pack of 6 ea,Cadence Science,12,18 in.
,gauge 18, L 24 in.,,,,, | Z102423 |  | Aldrich | Double-ended needle |  | ,,,, | Aldrich , Aldrich Syringes & Needles , Double-Tipped , Double-ended needle , Labware , Manufacturer Browser , Syringe needles , Syringes and Needles |  | pack of 1 ea,Cadence Science,18,24 in. | , |  |  | pack of 1 ea,Cadence Science,18,24 in.
,gauge 16, L 24 in.,,,,, | Z102431 |  | Aldrich | Double-ended needle |  | ,,,, | Aldrich , Aldrich Syringes & Needles , Double-Tipped , Double-ended needle , Labware , Manufacturer Browser , Syringe needles , Syringes and Needles |  | pack of 1 ea,Cadence Science,16,24 in. | , |  |  | pack of 1 ea,Cadence Science,16,24 in.
,gauge 16, L 36 in.,,,,, | Z102458 |  | Aldrich | Double-ended needle |  | ,,,, | Aldrich , Aldrich Syringes & Needles , Double-Tipped , Double-ended needle , Labware , Manufacturer Browser , Syringe needles , Syringes and Needles |  | pack of 1 ea,Cadence Science,16,36 in. | , |  |  | pack of 1 ea,Cadence Science,16,36 in.
,L 3 in., size 20 gauge,,,,, | Z165492 |  | Aldrich | Double-needle liquid- transfer/ gas- purge unit |  | ,,,, | Aldrich , Aldrich Syringes & Needles , Double-Tipped , Double-needle liquid-transfer/gas-purge unit , Labware , Manufacturer Browser , Syringe needles , Syringes and Needles |  | Cadence Science,3 in.,20 gauge | , |  |  | Cadence Science,3 in.,20 gauge
,L 8 in., size 20 gauge,,,,, | Z165549 |  | Aldrich | Double-needle liquid- transfer/ gas- purge unit |  | ,,,, | Aldrich , Aldrich Syringes & Needles , Double-Tipped , Double-needle liquid-transfer/gas-purge unit , Labware , Manufacturer Browser , Syringe needles , Syringes and Needles |  | Cadence Science,8 in.,20 gauge | , |  |  | Cadence Science,8 in.,20 gauge
,gauge 20, L 12 in.,,,,, | Z175595 |  | Aldrich | Double-tipped needle |  | ,,,, | Aldrich , Aldrich Syringes & Needles , Double-Tipped , Double-tipped needle , Labware , Manufacturer Browser , Syringe needles , Syringes and Needles |  | pack of 1 ea,Cadence Science,20,12 in. | , |  |  | pack of 1 ea,Cadence Science,20,12 in.
,gauge 20, L 24 in.,,,,, | Z101095 |  | Aldrich | Double-tipped needle |  | ,,,, | Aldrich , Aldrich Syringes & Needles , Double-Tipped , Double-tipped needle , Labware , Manufacturer Browser , Syringe needles , Syringes and Needles |  | pack of 1 ea,Cadence Science,20,24 in. | , |  |  | pack of 1 ea,Cadence Science,20,24 in.
,gauge 18, L 24 in.,,,,, | Z100889 |  | Aldrich | Double-tipped needle |  | ,,,, | Aldrich , Aldrich Syringes & Needles , Double-Tipped , Double-tipped needle , Labware , Manufacturer Browser , Syringe needles , Syringes and Needles |  | pack of 1 ea,Cadence Science,18,24 in. | , |  |  | pack of 1 ea,Cadence Science,18,24 in.
,gauge 16, L 24 in.,,,,, | Z100897 |  | Aldrich | Double-tipped needle |  | ,,,, | Aldrich , Aldrich Syringes & Needles , Double-Tipped , Double-tipped needle , Labware , Manufacturer Browser , Syringe needles , Syringes and Needles |  | pack of 1 ea,Cadence Science,16,24 in. | , |  |  | pack of 1 ea,Cadence Science,16,24 in.
,gauge 14, L 24 in.,,,,, | Z185221 |  | Aldrich | Double-tipped needle |  | ,,,, | Aldrich , Aldrich Syringes & Needles , Double-Tipped , Double-tipped needle , Labware , Manufacturer Browser , Syringe needles , Syringes and Needles |  | pack of 1 ea,Cadence Science,14,24 in. | , |  |  | pack of 1 ea,Cadence Science,14,24 in.
,gauge 12, L 24 in.,,,,, | Z185213 |  | Aldrich | Double-tipped needle |  | ,,,, | Aldrich , Aldrich Syringes & Needles , Double-Tipped , Double-tipped needle , Labware , Manufacturer Browser , Syringe needles , Syringes and Needles |  | pack of 1 ea,Cadence Science,12,24 in. | , |  |  | pack of 1 ea,Cadence Science,12,24 in.
,gauge 16, L 36 in.,,,,, | Z100900 |  | Aldrich | Double-tipped needle |  | ,,,, | Aldrich , Aldrich Syringes & Needles , Double-Tipped , Double-tipped needle , Labware , Manufacturer Browser , Syringe needles , Syringes and Needles |  | pack of 1 ea,Cadence Science,16,36 in. | , |  |  | pack of 1 ea,Cadence Science,16,36 in.
,gauge 12, L 36 in.,,,,, | Z185205 |  | Aldrich | Double-tipped needle |  | ,,,, | Aldrich , Aldrich Syringes & Needles , Double-Tipped , Double-tipped needle , Labware , Manufacturer Browser , Syringe needles , Syringes and Needles |  | pack of 1 ea,Cadence Science,12,36 in. | , |  |  | pack of 1 ea,Cadence Science,12,36 in.
,without reinforcing bar, gauge 18 ×, L 1 7/8 in.,,,,, | CAD7979 |  | Aldrich | Micro-emulsifying needle |  | ,,,, | Labware , Micro-emulsifying needles , Syringe needles , Syringes and Needles |  | pack of 4 ea,Cadence Science, 7979,18 ×,1 7/8 in. | , |  |  | pack of 4 ea,Cadence Science, 7979,18 ×,1 7/8 in.
,without reinforcing bar, gauge 20 ×, L 1 7/8 in.,,,,, | CAD7978 |  | Aldrich | Micro-emulsifying needle |  | ,,,, | Labware , Micro-emulsifying needles , Syringe needles , Syringes and Needles |  | pack of 4 ea,Cadence Science, 7978,20 ×,1 7/8 in. | , |  |  | pack of 4 ea,Cadence Science, 7978,20 ×,1 7/8 in.
,with reinforcing bar, gauge 18 ×, L 2 7/8 in.,,,,, | CAD7977 |  | Aldrich | Micro-emulsifying needle |  | ,,,, | Labware , Micro-emulsifying needles , Syringe needles , Syringes and Needles |  | pack of 4 ea,Cadence Science, 7977,18 ×,2 7/8 in. | , |  |  | pack of 4 ea,Cadence Science, 7977,18 ×,2 7/8 in.
,with reinforcing bar, gauge 20 ×, L 2 7/8 in.,,,,, | CAD7976 |  | Aldrich | Micro-emulsifying needle |  | ,,,, | Labware , Micro-emulsifying needles , Syringe needles , Syringes and Needles |  | pack of 4 ea,Cadence Science, 7976,20 ×,2 7/8 in. | , |  |  | pack of 4 ea,Cadence Science, 7976,20 ×,2 7/8 in.
,with reinforcing bar, gauge 25 ×, L 2 7/8 in.,,,,, | CAD7974 |  | Aldrich | Micro-emulsifying needle |  | ,,,, | Labware , Micro-emulsifying needles , Syringe needles , Syringes and Needles |  | pack of 4 ea,Cadence Science, 7974,25 ×,2 7/8 in. | , |  |  | pack of 4 ea,Cadence Science, 7974,25 ×,2 7/8 in.
,without reinforcing bar, gauge 22, L 2 7/8 in.,,,,, | CAD7971 |  | Aldrich | Micro-emulsifying needle |  | ,,,, | Labware , Micro-emulsifying needles , Syringe needles , Syringes and Needles |  | pack of 4 ea,Cadence Science, 7971,22,2 7/8 in. | , |  |  | pack of 4 ea,Cadence Science, 7971,22,2 7/8 in.
,without reinforcing bar, gauge 20, L 2 7/8 in.,,,,, | CAD7972 |  | Aldrich | Micro-emulsifying needle |  | ,,,, | Labware , Micro-emulsifying needles , Syringe needles , Syringes and Needles |  | pack of 4 ea,Cadence Science, 7972,20,2 7/8 in. | , |  |  | pack of 4 ea,Cadence Science, 7972,20,2 7/8 in.
,with reinforcing bar, gauge 16, L 2 7/8 in.,,,,, | CAD7969 |  | Aldrich | Micro-emulsifying needle |  | ,,,, | Labware , Micro-emulsifying needles , Syringe needles , Syringes and Needles |  | pack of 4 ea,Cadence Science, 7969,16,2 7/8 in. | , |  |  | pack of 4 ea,Cadence Science, 7969,16,2 7/8 in.
,with reinforcing bar, gauge 22 ×, L 2 7/8 in.,,,,, | CAD7975 |  | Aldrich | Micro-emulsifying needle |  | ,,,, | Labware , Micro-emulsifying needles , Syringe needles , Syringes and Needles |  | pack of 4 ea,Cadence Science, 7975,22 ×,2 7/8 in. | , |  |  | pack of 4 ea,Cadence Science, 7975,22 ×,2 7/8 in.
,without reinforcing bar, gauge 18, L 2 7/8 in.,,,,, | CAD7973 |  | Aldrich | Micro-emulsifying needle |  | ,,,, | Labware , Micro-emulsifying needles , Syringe needles , Syringes and Needles |  | pack of 4 ea,Cadence Science, 7973,18,2 7/8 in. | , |  |  | pack of 4 ea,Cadence Science, 7973,18,2 7/8 in.
,needle size 26 ga, needle L 51 mm (2 in.), bevel tip (stainless steel), for use with 2.5μL-100μL syringe,,,,, | 19132-U |  | Supelco | Hamilton ® needles for RN syringes |  | ,,,for use with 2.5μL-100μL syringe, | Labware , Non-Coring , Syringe needles , Syringes and Needles |  | Hamilton, 7758-04,stainless steel needle bevel tip (point style 2),51 mm (2 in.),pkg of 6 ea,2.5-100 μL,26 ga | , |  |  | Hamilton, 7758-04,stainless steel needle bevel tip (point style 2),51 mm (2 in.),pkg of 6 ea,2.5-100 μL,26 ga,for use with 2.5μL-100μL syringe
,needle size 22s ga, needle L 51 mm (2 in.), pkg of 6 ea, for use with 2.5μL-100μL syringe,,,,, | 19133-U |  | Supelco | Hamilton ® needles for RN syringes |  | ,,,for use with 2.5μL-100μL syringe, | Labware , Non-Coring , Syringe needles , Syringes and Needles |  | Hamilton, 7758-03,bevel tip (stainless steel),needle (point style 2),51 mm (2 in.),pkg of 6 ea,2.5-100 μL,22s ga | , |  |  | Hamilton, 7758-03,bevel tip (stainless steel),needle (point style 2),51 mm (2 in.),pkg of 6 ea,2.5-100 μL,22s ga,for use with 2.5μL-100μL syringe
,needle size 26 ga, needle L 51 mm (2 in.), bevel tip (stainless steel), for use with 250μL-10mL syringe,,,,, | 19135-U |  | Supelco | Hamilton ® needles for RN syringes |  | ,,,for use with 250μL-10mL syringe, | Labware , Non-Coring , Syringe needles , Syringes and Needles |  | Hamilton, 7779-04,stainless steel needle bevel tip (point style 2),51 mm (2 in.),pkg of 6 ea,250-10000 μL,26 ga | , |  |  | Hamilton, 7779-04,stainless steel needle bevel tip (point style 2),51 mm (2 in.),pkg of 6 ea,250-10000 μL,26 ga,for use with 250μL-10mL syringe
,needle size 22s ga, needle L 51 mm (2 in.), for use with 250μL-10000μL,,,,, | 19136-U |  | Supelco | Hamilton ® needles for RN syringes |  | ,,,for use with 250μL-10000μL, | Labware , Non-Coring , Syringe needles , Syringes and Needles |  | Hamilton, 7779-03,bevel tip (stainless steel),stainless steel needle bevel tip (point style 2),51 mm (2 in.),pkg of 6 ea,250-10000 μL,22s ga | , |  |  | Hamilton, 7779-03,bevel tip (stainless steel),stainless steel needle bevel tip (point style 2),51 mm (2 in.),pkg of 6 ea,250-10000 μL,22s ga,for use with 250μL-10000μL
,needle size 22 ga, bevel tip, needle L 51 mm (2 in.), for use with 250μL-10mL,,,,, | 19137-U |  | Supelco | Hamilton ® needles for RN syringes |  | ,,,for use with 250μL-10mL, | Hamilton Needles , Hamilton Syringe Products , Labware , Needles for Hamilton RN Syringes, Point Style #2 , Non-Coring , Syringe needles , Syringes , Syringes and Needles , 分析/色谱 |  | Hamilton, 7779-01,stainless steel needle bevel tip (point style 2),51 mm (2 in.),pkg of 6 ea,250-10000 μL,22 ga | , |  |  | Hamilton, 7779-01,stainless steel needle bevel tip (point style 2),51 mm (2 in.),pkg of 6 ea,250-10000 μL,22 ga,for use with 250μL-10mL
,needle size 22s ga, needle L 51 mm (2 in.), for use with 2.5μL-100μL syringe,,,,, | 19139-U |  | Supelco | Hamilton ® needles for RN syringes, blunt tip |  | ,,,for use with 2.5μL-100μL syringe, | Labware , Non-Coring , Syringe needles , Syringes and Needles |  | for use with Rheodyne Injection Valves,Hamilton, 7770-01,blunt tip (stainless steel),stainless steel blunt tip,51 mm (2 in.),pkg of 6 ea,2.5-100 μL,22s ga | , |  |  | for use with Rheodyne Injection Valves,Hamilton, 7770-01,blunt tip (stainless steel),stainless steel blunt tip,51 mm (2 in.),pkg of 6 ea,2.5-100 μL,22s ga,for use with 2.5μL-100μL syringe
,needle size 26s ga, needle L 51 mm (2 in.), for use with 2.5μL-100μL syringe,,,,, | 19138-U |  | Supelco | Hamilton ® needles for RN syringes, blunt tip |  | ,,,for use with 2.5μL-100μL syringe, | Labware , Non-Coring , Syringe needles , Syringes and Needles |  | for use with Rheodyne Injection Valve,Hamilton, 7768-01,blunt tip (stainless steel),stainless steel needle blunt tip,51 mm (2 in.),pkg of 6 ea,2.5-100 μL,26s ga | , |  |  | for use with Rheodyne Injection Valve,Hamilton, 7768-01,blunt tip (stainless steel),stainless steel needle blunt tip,51 mm (2 in.),pkg of 6 ea,2.5-100 μL,26s ga,for use with 2.5μL-100μL syringe
,needle size 22s ga, needle L 51 mm (2 in.), for use with 250μL-10mL syringe,,,,, | 19142-U |  | Supelco | Hamilton ® needles for RN syringes, blunt tip |  | ,,,for use with 250μL-10mL syringe, | Labware , Non-Coring , Syringe needles , Syringes and Needles |  | for use with Rheodyne Injection Valve,Hamilton, 7780-03,blunt tip (stainless steel),stainless steel needle blunt tip (point style 3),51 mm (2 in.),pkg of 6 ea,250-10000 μL,22s ga | , |  |  | for use with Rheodyne Injection Valve,Hamilton, 7780-03,blunt tip (stainless steel),stainless steel needle blunt tip (point style 3),51 mm (2 in.),pkg of 6 ea,250-10000 μL,22s ga,for use with 250μL-10mL syringe
,needle size 26s ga, needle L 51 mm (2 in.), for use with 250μL-10mL syringe,,,,, | 19140-U |  | Supelco | Hamilton ® needles for RN syringes, blunt tip |  | ,,,for use with 250μL-10mL syringe, | Labware , Non-Coring , Syringe needles , Syringes and Needles |  | for use with Rheodyne Injection Valve,Hamilton, 7780-01,blunt tip (stainless steel),stainless steel needle blunt tip (point style 3),51 mm (2 in.),pkg of 6 ea,250-10000 μL,26s ga | , |  |  | for use with Rheodyne Injection Valve,Hamilton, 7780-01,blunt tip (stainless steel),stainless steel needle blunt tip (point style 3),51 mm (2 in.),pkg of 6 ea,250-10000 μL,26s ga,for use with 250μL-10mL syringe
,needle size 26 ga, needle L 51 mm (2 in.), pkg of 6 ea,,,,, | 19141-U |  | Supelco | Hamilton ® needles for RN syringes, blunt tip |  | ,,,for use with 250μL-10mL syringe, | Labware , Non-Coring , Syringe needles , Syringes and Needles |  | for use with Rheodyne Injection Valve,Hamilton, 7780-02,blunt tip (stainless steel),stainless steel needle blunt tip (point style 3),51 mm (2 in.),pkg of 6 ea,250-10000 μL,26 ga | , |  |  | for use with Rheodyne Injection Valve,Hamilton, 7780-02,blunt tip (stainless steel),stainless steel needle blunt tip (point style 3),51 mm (2 in.),pkg of 6 ea,250-10000 μL,26 ga,for use with 250μL-10mL syringe
,volume 2.5-100 μL, needle size 26s ga, cone tip, side port, needle L 51 mm (2 in.),,,,, | 19144-U |  | Supelco | Hamilton ® needles for RN syringes, point style #5 |  | ,,,, | Hamilton Needles , Hamilton Syringe Products , Labware , Needles for Hamilton RN syringes, Point Style #5 (Cone tip, side port) , Non-Coring , Syringe needles , Syringes , Syringes and Needles , 分析/色谱 |  | Hamilton, 7784-07,stainless steel cone tip, side port,51 mm (2 in.),pkg of 6 ea,2.5-100 μL,26s ga | , |  |  | Hamilton, 7784-07,stainless steel cone tip, side port,51 mm (2 in.),pkg of 6 ea,2.5-100 μL,26s ga
,volume 2.5-100 μL, needle size 22s ga, cone tip, side port, needle L 51 mm (2 in.),,,,, | 19146-U |  | Supelco | Hamilton ® needles for RN syringes, point style #5 |  | ,,,for use with 2.5μL-100μL syringe, | Hamilton Needles , Hamilton Syringe Products , Labware , Needles for Hamilton RN syringes, Point Style #5 (Cone tip, side port) , Non-Coring , Syringe needles , Syringes , Syringes and Needles , 分析/色谱 |  | Hamilton, 7784-05,stainless steel cone tip, side port,51 mm (2 in.),pkg of 6 ea,2.5-100 μL,22s ga | , |  |  | Hamilton, 7784-05,stainless steel cone tip, side port,51 mm (2 in.),pkg of 6 ea,2.5-100 μL,22s ga,for use with 2.5μL-100μL syringe
,volume 250-10000 μL, needle size 26s ga, cone tip, side port, needle L 51 mm (2 in.),,,,, | 19147-U |  | Supelco | Hamilton ® needles for RN syringes, point style #5 |  | ,,,for use with 250μL-10mL syringe, | Hamilton Needles , Hamilton Syringe Products , Labware , Needles for Hamilton RN syringes, Point Style #5 (Cone tip, side port) , Non-Coring , Syringe needles , Syringes , Syringes and Needles , 分析/色谱 |  | Hamilton, 7784-03,stainless steel cone tip, side port,51 mm (2 in.),pkg of 6 ea,250-10000 μL,26s ga | , |  |  | Hamilton, 7784-03,stainless steel cone tip, side port,51 mm (2 in.),pkg of 6 ea,250-10000 μL,26s ga,for use with 250μL-10mL syringe
,volume 250-10000 μL, needle size 22s ga, cone tip, side port, needle L 51 mm (2 in.),,,,, | 19151-U |  | Supelco | Hamilton ® needles for RN syringes, point style #5 |  | ,,,for use with 250μL-10mL syringe, | Hamilton Needles , Hamilton Syringe Products , Labware , Needles for Hamilton RN syringes, Point Style #5 (Cone tip, side port) , Non-Coring , Syringe needles , Syringes , Syringes and Needles , 分析/色谱 |  | Hamilton, 7784-01,stainless steel cone tip, side port,51 mm (2 in.),pkg of 6 ea,250-10000 μL,22s ga | , |  |  | Hamilton, 7784-01,stainless steel cone tip, side port,51 mm (2 in.),pkg of 6 ea,250-10000 μL,22s ga,for use with 250μL-10mL syringe
pk6 Needles 26s ga 2in Pt2 250uL-10mL,needle size 26s ga, needle L 51 mm (2 in.), pkg of 6 ea,,,,, | 19134-U |  | Supelco | 一包 6 个 26s 号 2 英寸针头，针头类型 2，250μL-10mL |  | ,,,for use with 250μL-10mL syringe, | Labware , Non-Coring , Syringe needles , Syringes and Needles |  | Hamilton, 7779-02,bevel tip (stainless steel),stainless steel needle bevel tip (point style 2),51 mm (2 in.),pkg of 6 ea,250-10000 μL,26s ga | , |  |  | Hamilton, 7779-02,bevel tip (stainless steel),stainless steel needle bevel tip (point style 2),51 mm (2 in.),pkg of 6 ea,250-10000 μL,26s ga,for use with 250μL-10mL syringe
pk6 Needles 22 ga 2in Pt3 250uL-10mL,needle size 22 ga, needle L 51 mm (2 in.), pkg of 6 ea,,,,, | 19143-U |  | Supelco | 一包 6 个 22 号 2 英寸针头，针头类型 3，250μL-10mL |  | ,,,for use with 250μL-10mL syringe, | Labware , Non-Coring , Syringe needles , Syringes and Needles |  | for use with Rheodyne Injection Valve,Hamilton, 7780-04,blunt tip (stainless steel),stainless steel needle blunt tip (point style 3),51 mm (2 in.),pkg of 6 ea,250-10000 μL,22 ga | , |  |  | for use with Rheodyne Injection Valve,Hamilton, 7780-04,blunt tip (stainless steel),stainless steel needle blunt tip (point style 3),51 mm (2 in.),pkg of 6 ea,250-10000 μL,22 ga,for use with 250μL-10mL syringe
pk6 Needles 22 ga 2in Pt5 250uL-10mL,stainless steel needle cone tip, side port (point style 5), volume 250-10000 μL, for use with 205μL-10mL syringe, needle size 22 ga (cone tip, side port), needle L 51 mm (2 in.), pkg of 6 ea,,,,, | 19154-U |  | Supelco | 一包 6 个 22 号 2 英寸针头，针头类型 5，250μL-10mL |  | ,,,for use with 205μL-10mL syringe, | Hamilton Needles , Hamilton Syringe Products , Labware , Needles for Hamilton RN syringes, Point Style #5 (Cone tip, side port) , Non-Coring , Syringe needles , Syringes , Syringes and Needles , 分析/色谱 |  | Hamilton, 7784-02,cone tip, side port,stainless steel needle cone tip, side port (point style 5),51 mm (2 in.),pkg of 6 ea,250-10000 μL,22 ga (cone tip, side port) | , |  |  | Hamilton, 7784-02,cone tip, side port,stainless steel needle cone tip, side port (point style 5),51 mm (2 in.),pkg of 6 ea,250-10000 μL,22 ga (cone tip, side port),for use with 205μL-10mL syringe
pk6 Needles 26 ga 2in Pt5 250uL-10mL,stainless steel needle cone tip, side port (point style 5), volume 250-10000 μL, for use with 250μL-10mL syringe, needle size 26 ga (cone port, side port), needle L 51 mm (2 in.),,,,, | 19148-U |  | Supelco | 一包 6 个 26 号 2 英寸针头，针头类型 5，250μL-10mL |  | ,,,for use with 250μL-10mL syringe, | Hamilton Needles , Hamilton Syringe Products , Labware , Needles for Hamilton RN syringes, Point Style #5 (Cone tip, side port) , Non-Coring , Syringe needles , Syringes , Syringes and Needles , 分析/色谱 |  | Hamilton, 7784-04,cone tip, side port,stainless steel needle cone tip, side port (point style 5),51 mm (2 in.),pkg of 6 ea,250-10000 μL,26 ga (cone port, side port) | , |  |  | Hamilton, 7784-04,cone tip, side port,stainless steel needle cone tip, side port (point style 5),51 mm (2 in.),pkg of 6 ea,250-10000 μL,26 ga (cone port, side port),for use with 250μL-10mL syringe
,gauge 22, L 2 in.,,,,, | Z115606 |  | Aldrich | Stainless steel 304 syringe needle, noncoring point |  | ,,,, | Aldrich , Aldrich Syringes & Needles , Labware , Manufacturer Browser , Non-Coring , Stainless steel 304 syringe needle, noncoring point , Syringe needles , Syringes and Needles |  | pack of 1 ea,Popper 7174,22,2 in. | , |  |  | pack of 1 ea,Popper 7174,22,2 in.
,gauge 20, L 2 in.,,,,, | Z113034 |  | Aldrich | Stainless steel 304 syringe needle, noncoring point |  | ,,,, | Aldrich , Aldrich Syringes & Needles , Labware , Manufacturer Browser , Non-Coring , Stainless steel 304 syringe needle, noncoring point , Syringe needles , Syringes and Needles |  | Popper 7184,20,2 in. | , |  |  | Popper 7184,20,2 in.
,gauge 18, L 2 in.,,,,, | Z113042 |  | Aldrich | Stainless steel 304 syringe needle, noncoring point |  | ,,,, | Aldrich , Aldrich Syringes & Needles , Labware , Manufacturer Browser , Non-Coring , Stainless steel 304 syringe needle, noncoring point , Syringe needles , Syringes and Needles |  | pack of 1 ea,Popper 7193,18,2 in. | , |  |  | pack of 1 ea,Popper 7193,18,2 in.
,gauge 16, L 2 in.,,,,, | Z117064 |  | Aldrich | Stainless steel 304 syringe needle, noncoring point |  | ,,,, | Aldrich , Aldrich Syringes & Needles , Labware , Manufacturer Browser , Non-Coring , Stainless steel 304 syringe needle, noncoring point , Syringe needles , Syringes and Needles |  | pack of 1 ea,Cadence Science,16,2 in. | , |  |  | pack of 1 ea,Cadence Science,16,2 in.
,gauge 14, L 2 in.,,,,, | Z117005 |  | Aldrich | Stainless steel 304 syringe needle, noncoring point |  | ,,,, | Aldrich , Aldrich Syringes & Needles , Labware , Manufacturer Browser , Non-Coring , Stainless steel 304 syringe needle, noncoring point , Syringe needles , Syringes and Needles |  | pack of 1 ea,Cadence Science,14,2 in. | , |  |  | pack of 1 ea,Cadence Science,14,2 in.
,gauge 12, L 2 in.,,,,, | Z116947 |  | Aldrich | Stainless steel 304 syringe needle, noncoring point |  | ,,,, | Aldrich , Aldrich Syringes & Needles , Labware , Manufacturer Browser , Non-Coring , Stainless steel 304 syringe needle, noncoring point , Syringe needles , Syringes and Needles |  | pack of 1 ea,Cadence Science,12,2 in. | , |  |  | pack of 1 ea,Cadence Science,12,2 in.
,gauge 17, L 3 1/2 in.,,,,, | Z113050 |  | Aldrich | Stainless steel 304 syringe needle, noncoring point |  | ,,,, | Aldrich , Aldrich Syringes & Needles , Labware , Manufacturer Browser , Non-Coring , Stainless steel 304 syringe needle, noncoring point , Syringe needles , Syringes and Needles |  | pack of 1 ea,Cadence Science,17,3 1/2 in. | , |  |  | pack of 1 ea,Cadence Science,17,3 1/2 in.
,gauge 18, L 4 in.,,,,, | Z117099 |  | Aldrich | Stainless steel 304 syringe needle, noncoring point |  | ,,,, | Aldrich , Aldrich Syringes & Needles , Labware , Manufacturer Browser , Non-Coring , Stainless steel 304 syringe needle, noncoring point , Syringe needles , Syringes and Needles |  | pack of 1 ea,Popper 7194,18,4 in. | , |  |  | pack of 1 ea,Popper 7194,18,4 in.
,gauge 16, L 4 in.,,,,, | Z117072 |  | Aldrich | Stainless steel 304 syringe needle, noncoring point |  | ,,,, | Aldrich , Aldrich Syringes & Needles , Labware , Manufacturer Browser , Non-Coring , Stainless steel 304 syringe needle, noncoring point , Syringe needles , Syringes and Needles |  | pack of 1 ea,Cadence Science,16,4 in. | , |  |  | pack of 1 ea,Cadence Science,16,4 in.
,gauge 14, L 4 in.,,,,, | Z117013 |  | Aldrich | Stainless steel 304 syringe needle, noncoring point |  | ,,,, | Aldrich , Aldrich Syringes & Needles , Labware , Manufacturer Browser , Non-Coring , Stainless steel 304 syringe needle, noncoring point , Syringe needles , Syringes and Needles |  | pack of 1 ea,Cadence Science,14,4 in. | , |  |  | pack of 1 ea,Cadence Science,14,4 in.
,gauge 12, L 4 in.,,,,, | Z116955 |  | Aldrich | Stainless steel 304 syringe needle, noncoring point |  | ,,,, | Aldrich , Aldrich Syringes & Needles , Labware , Manufacturer Browser , Non-Coring , Stainless steel 304 syringe needle, noncoring point , Syringe needles , Syringes and Needles |  | pack of 1 ea,Cadence Science,12,4 in. | , |  |  | pack of 1 ea,Cadence Science,12,4 in.
,gauge 22, L 6 in.,,,,, | Z116149 |  | Aldrich | Stainless steel 304 syringe needle, noncoring point |  | ,,,, | Aldrich , Aldrich Syringes & Needles , Labware , Manufacturer Browser , Non-Coring , Stainless steel 304 syringe needle, noncoring point , Syringe needles , Syringes and Needles |  | pack of 1 ea,Popper 7176,22,6 in. | , |  |  | pack of 1 ea,Popper 7176,22,6 in.
,gauge 20, L 6 in.,,,,, | Z102709 |  | Aldrich | Stainless steel 304 syringe needle, noncoring point |  | ,,,, | Aldrich , Aldrich Syringes & Needles , Labware , Manufacturer Browser , Non-Coring , Stainless steel 304 syringe needle, noncoring point , Syringe needles , Syringes and Needles |  | pack of 1 ea,Popper 7186,20,6 in. | , |  |  | pack of 1 ea,Popper 7186,20,6 in.
,gauge 19, L 6 in.,,,,, | Z219347 |  | Aldrich | Stainless steel 304 syringe needle, noncoring point | 32070500 | ,,,, | Aldrich , Aldrich Syringes & Needles , Labware , Manufacturer Browser , Non-Coring , Stainless steel 304 syringe needle, noncoring point , Syringe needles , Syringes and Needles |  | pack of 1 ea,Popper 7171,19,6 in. | , |  |  | pack of 1 ea,Popper 7171,19,6 in.
,gauge 18, L 6 in.,,,,, | Z102717 |  | Aldrich | Stainless steel 304 syringe needle, noncoring point |  | ,,,, | Aldrich , Aldrich Syringes & Needles , Labware , Manufacturer Browser , Non-Coring , Stainless steel 304 syringe needle, noncoring point , Syringe needles , Syringes and Needles |  | pack of 1 ea,Popper 7195,18,6 in. | , |  |  | pack of 1 ea,Popper 7195,18,6 in.
,gauge 16, L 6 in.,,,,, | Z108782 |  | Aldrich | Stainless steel 304 syringe needle, noncoring point |  | ,,,, | Aldrich , Aldrich Syringes & Needles , Labware , Manufacturer Browser , Non-Coring , Stainless steel 304 syringe needle, noncoring point , Syringe needles , Syringes and Needles |  | pack of 1 ea,Popper 7046,16,6 in. | , |  |  | pack of 1 ea,Popper 7046,16,6 in.
,gauge 14, L 6 in.,,,,, | Z117021 |  | Aldrich | Stainless steel 304 syringe needle, noncoring point |  | ,,,, | Aldrich , Aldrich Syringes & Needles , Labware , Manufacturer Browser , Non-Coring , Stainless steel 304 syringe needle, noncoring point , Syringe needles , Syringes and Needles |  | pack of 1 ea,Cadence Science,14,6 in. | , |  |  | pack of 1 ea,Cadence Science,14,6 in.
,gauge 12, L 6 in.,,,,, | Z116963 |  | Aldrich | Stainless steel 304 syringe needle, noncoring point |  | ,,,, | Aldrich , Aldrich Syringes & Needles , Labware , Manufacturer Browser , Non-Coring , Stainless steel 304 syringe needle, noncoring point , Syringe needles , Syringes and Needles |  | pack of 1 ea,Cadence Science,12,6 in. | , |  |  | pack of 1 ea,Cadence Science,12,6 in.
,gauge 22, L 10 in.,,,,, | Z117145 |  | Aldrich | Stainless steel 304 syringe needle, noncoring point |  | ,,,, | Aldrich , Aldrich Syringes & Needles , Labware , Manufacturer Browser , Non-Coring , Stainless steel 304 syringe needle, noncoring point , Syringe needles , Syringes and Needles |  | pack of 1 ea,Cadence Science,22,10 in. | , |  |  | pack of 1 ea,Cadence Science,22,10 in.
,gauge 20, L 10 in.,,,,, | Z117129 |  | Aldrich | Stainless steel 304 syringe needle, noncoring point |  | ,,,, | Aldrich , Aldrich Syringes & Needles , Labware , Manufacturer Browser , Non-Coring , Stainless steel 304 syringe needle, noncoring point , Syringe needles , Syringes and Needles |  | pack of 1 ea,Cadence Science,20,10 in. | , |  |  | pack of 1 ea,Cadence Science,20,10 in.
,gauge 19, L 10 in.,,,,, | Z219355 |  | Aldrich | Stainless steel 304 syringe needle, noncoring point | 32070500 | ,,,, | Aldrich , Aldrich Syringes & Needles , Labware , Manufacturer Browser , Non-Coring , Stainless steel 304 syringe needle, noncoring point , Syringe needles , Syringes and Needles |  | pack of 1 ea,Cadence Science,19,10 in. | , |  |  | pack of 1 ea,Cadence Science,19,10 in.
,gauge 18, L 10 in.,,,,, | Z117102 |  | Aldrich | Stainless steel 304 syringe needle, noncoring point |  | ,,,, | Aldrich , Aldrich Syringes & Needles , Labware , Manufacturer Browser , Non-Coring , Stainless steel 304 syringe needle, noncoring point , Syringe needles , Syringes and Needles |  | pack of 1 ea,Cadence Science,18,10 in. | , |  |  | pack of 1 ea,Cadence Science,18,10 in.
,gauge 16, L 10 in.,,,,, | Z117080 |  | Aldrich | Stainless steel 304 syringe needle, noncoring point |  | ,,,, | Aldrich , Aldrich Syringes & Needles , Labware , Manufacturer Browser , Non-Coring , Stainless steel 304 syringe needle, noncoring point , Syringe needles , Syringes and Needles |  | pack of 1 ea,Cadence Science,16,10 in. | , |  |  | pack of 1 ea,Cadence Science,16,10 in.
,gauge 14, L 10 in.,,,,, | Z117048 |  | Aldrich | Stainless steel 304 syringe needle, noncoring point |  | ,,,, | Aldrich , Aldrich Syringes & Needles , Labware , Manufacturer Browser , Non-Coring , Stainless steel 304 syringe needle, noncoring point , Syringe needles , Syringes and Needles |  | pack of 1 ea,Cadence Science,14,10 in. | , |  |  | pack of 1 ea,Cadence Science,14,10 in.
,gauge 12, L 10 in.,,,,, | Z116971 |  | Aldrich | Stainless steel 304 syringe needle, noncoring point |  | ,,,, | Aldrich , Aldrich Syringes & Needles , Labware , Manufacturer Browser , Non-Coring , Stainless steel 304 syringe needle, noncoring point , Syringe needles , Syringes and Needles |  | pack of 1 ea,Cadence Science,12,10 in. | , |  |  | pack of 1 ea,Cadence Science,12,10 in.
,gauge 22, L 12 in.,,,,, | Z116157 |  | Aldrich | Stainless steel 304 syringe needle, noncoring point |  | ,,,, | Aldrich , Aldrich Syringes & Needles , Labware , Manufacturer Browser , Non-Coring , Stainless steel 304 syringe needle, noncoring point , Syringe needles , Syringes and Needles |  | pack of 1 ea,Cadence Science,22,12 in. | , |  |  | pack of 1 ea,Cadence Science,22,12 in.
,gauge 20, L 12 in.,,,,, | Z101133 |  | Aldrich | Stainless steel 304 syringe needle, noncoring point |  | ,,,, | Aldrich , Aldrich Syringes & Needles , Labware , Manufacturer Browser , Non-Coring , Stainless steel 304 syringe needle, noncoring point , Syringe needles , Syringes and Needles |  | pack of 1 ea,Popper 7188,20,12 in. | , |  |  | pack of 1 ea,Popper 7188,20,12 in.
,gauge 19, L 12 in.,,,,, | Z219363 |  | Aldrich | Stainless steel 304 syringe needle, noncoring point |  | ,,,, | Aldrich , Aldrich Syringes & Needles , Labware , Manufacturer Browser , Non-Coring , Stainless steel 304 syringe needle, noncoring point , Syringe needles , Syringes and Needles |  | pack of 1 ea,Cadence Science,19,12 in. | , |  |  | pack of 1 ea,Cadence Science,19,12 in.
,gauge 18, L 12 in.,,,,, | Z101141 |  | Aldrich | Stainless steel 304 syringe needle, noncoring point |  | ,,,, | Aldrich , Aldrich Syringes & Needles , Labware , Manufacturer Browser , Non-Coring , Stainless steel 304 syringe needle, noncoring point , Syringe needles , Syringes and Needles |  | pack of 1 ea,Popper 7196,18,12 in. | , |  |  | pack of 1 ea,Popper 7196,18,12 in.
,gauge 16, L 12 in.,,,,, | Z108790 |  | Aldrich | Stainless steel 304 syringe needle, noncoring point |  | ,,,, | Aldrich , Aldrich Syringes & Needles , Labware , Manufacturer Browser , Non-Coring , Stainless steel 304 syringe needle, noncoring point , Syringe needles , Syringes and Needles |  | pack of 1 ea,Cadence Science,16,12 in. | , |  |  | pack of 1 ea,Cadence Science,16,12 in.
,gauge 14, L 12 in.,,,,, | Z117056 |  | Aldrich | Stainless steel 304 syringe needle, noncoring point |  | ,,,, | Aldrich , Aldrich Syringes & Needles , Labware , Manufacturer Browser , Non-Coring , Stainless steel 304 syringe needle, noncoring point , Syringe needles , Syringes and Needles |  | pack of 1 ea,Cadence Science,14,12 in. | , |  |  | pack of 1 ea,Cadence Science,14,12 in.
,gauge 12, L 12 in.,,,,, | Z116998 |  | Aldrich | Stainless steel 304 syringe needle, noncoring point |  | ,,,, | Aldrich , Aldrich Syringes & Needles , Labware , Manufacturer Browser , Non-Coring , Stainless steel 304 syringe needle, noncoring point , Syringe needles , Syringes and Needles |  | pack of 1 ea,Cadence Science,12,12 in. | , |  |  | pack of 1 ea,Cadence Science,12,12 in.
,gauge 19, L 24 in.,,,,, | Z219371 |  | Aldrich | Stainless steel 304 syringe needle, noncoring point |  | ,,,, | Aldrich , Aldrich Syringes & Needles , Labware , Manufacturer Browser , Non-Coring , Stainless steel 304 syringe needle, noncoring point , Syringe needles , Syringes and Needles |  | pack of 1 ea,Cadence Science,19,24 in. | , |  |  | pack of 1 ea,Cadence Science,19,24 in.
,gauge 18, L 24 in.,,,,, | Z100862 |  | Aldrich | Stainless steel 304 syringe needle, noncoring point |  | ,,,, | Aldrich , Aldrich Syringes & Needles , Labware , Manufacturer Browser , Non-Coring , Stainless steel 304 syringe needle, noncoring point , Syringe needles , Syringes and Needles |  | pack of 1 ea,Cadence Science,18,24 in. | , |  |  | pack of 1 ea,Cadence Science,18,24 in.
,gauge 16, L 24 in.,,,,, | Z100870 |  | Aldrich | Stainless steel 304 syringe needle, noncoring point |  | ,,,, | Aldrich , Aldrich Syringes & Needles , Labware , Manufacturer Browser , Non-Coring , Stainless steel 304 syringe needle, noncoring point , Syringe needles , Syringes and Needles |  | pack of 1 ea,Cadence Science,16,24 in. | , |  |  | pack of 1 ea,Cadence Science,16,24 in.
,gauge 14, L 24 in.,,,,, | Z126748 |  | Aldrich | Stainless steel 304 syringe needle, noncoring point |  | ,,,, | Aldrich , Aldrich Syringes & Needles , Labware , Manufacturer Browser , Non-Coring , Stainless steel 304 syringe needle, noncoring point , Syringe needles , Syringes and Needles |  | pack of 1 ea,Cadence Science,14,24 in. | , |  |  | pack of 1 ea,Cadence Science,14,24 in.
,gauge 12, L 24 in.,,,,, | Z126721 |  | Aldrich | Stainless steel 304 syringe needle, noncoring point |  | ,,,, | Aldrich , Aldrich Syringes & Needles , Labware , Manufacturer Browser , Non-Coring , Stainless steel 304 syringe needle, noncoring point , Syringe needles , Syringes and Needles |  | pack of 1 ea,Cadence Science,12,24 in. | , |  |  | pack of 1 ea,Cadence Science,12,24 in.
,gauge 20, L 36 in.,,,,, | Z152420 |  | Aldrich | Stainless steel 304 syringe needle, noncoring point |  | ,,,, | Aldrich , Aldrich Syringes & Needles , Labware , Manufacturer Browser , Non-Coring , Stainless steel 304 syringe needle, noncoring point , Syringe needles , Syringes and Needles |  | pack of 1 ea,Cadence Science,20,36 in. | , |  |  | pack of 1 ea,Cadence Science,20,36 in.
,gauge 18, L 36 in.,,,,, | Z152412 |  | Aldrich | Stainless steel 304 syringe needle, noncoring point |  | ,,,, | Aldrich , Aldrich Syringes & Needles , Labware , Manufacturer Browser , Non-Coring , Stainless steel 304 syringe needle, noncoring point , Syringe needles , Syringes and Needles |  | pack of 1 ea,Cadence Science,18,36 in. | , |  |  | pack of 1 ea,Cadence Science,18,36 in.
,gauge 16, L 36 in.,,,,, | Z152404 |  | Aldrich | Stainless steel 304 syringe needle, noncoring point |  | ,,,, | Aldrich , Aldrich Syringes & Needles , Labware , Manufacturer Browser , Non-Coring , Stainless steel 304 syringe needle, noncoring point , Syringe needles , Syringes and Needles |  | pack of 1 ea,Cadence Science,16,36 in. | , |  |  | pack of 1 ea,Cadence Science,16,36 in.
,gauge 26, L 1/2 in.,,,,, | CAD4165 |  | Aldrich | Stainless steel 304 syringe needle, noncoring point |  | ,,,, | Labware , Non-Coring , Syringe needles , Syringes and Needles |  | pack of 12 ea,Cadence Science, 4165,26,1/2 in. | , |  |  | pack of 12 ea,Cadence Science, 4165,26,1/2 in.
,gauge 25, L 1 in.,,,,, | CAD4170 |  | Aldrich | Stainless steel 304 syringe needle, noncoring point |  | ,,,, | Labware , Non-Coring , Syringe needles , Syringes and Needles |  | pack of 12 ea,Cadence Science, 4170,25,1 in. | , |  |  | pack of 12 ea,Cadence Science, 4170,25,1 in.
,gauge 22, L 1 in.,,,,, | CAD4172 |  | Aldrich | Stainless steel 304 syringe needle, noncoring point |  | ,,,, | Labware , Non-Coring , Syringe needles , Syringes and Needles |  | pack of 12 ea,Cadence Science, 4172,22,1 in. | , |  |  | pack of 12 ea,Cadence Science, 4172,22,1 in.
,gauge 22, L 1 1/2 in.,,,,, | CAD4173 |  | Aldrich | Stainless steel 304 syringe needle, noncoring point |  | ,,,, | Labware , Non-Coring , Syringe needles , Syringes and Needles |  | pack of 12 ea,Cadence Science, 4173,22,1 1/2 in. | , |  |  | pack of 12 ea,Cadence Science, 4173,22,1 1/2 in.
,gauge 21, L 4 in.,,,,, | CAD4180 |  | Aldrich | Stainless steel 304 syringe needle, noncoring point |  | ,,,, | Labware , Non-Coring , Syringe needles , Syringes and Needles |  | pack of 12 ea,Cadence Science, 4180,21,4 in. | , |  |  | pack of 12 ea,Cadence Science, 4180,21,4 in.
,gauge 21, L 6 in.,,,,, | CAD4181 |  | Aldrich | Stainless steel 304 syringe needle, noncoring point |  | ,,,, | Labware , Non-Coring , Syringe needles , Syringes and Needles |  | pack of 12 ea,Cadence Science, 4181,21,6 in. | , |  |  | pack of 12 ea,Cadence Science, 4181,21,6 in.
,gauge 20, L 1 in.,,,,, | CAD4182 |  | Aldrich | Stainless steel 304 syringe needle, noncoring point |  | ,,,, | Labware , Non-Coring , Syringe needles , Syringes and Needles |  | pack of 12 ea,Cadence Science, 4182,20,1 in. | , |  |  | pack of 12 ea,Cadence Science, 4182,20,1 in.
,gauge 20, L 8 in.,,,,, | CAD4187 |  | Aldrich | Stainless steel 304 syringe needle, noncoring point |  | ,,,, | Labware , Non-Coring , Syringe needles , Syringes and Needles |  | pack of 12 ea,Cadence Science, 4187,20,8 in. | , |  |  | pack of 12 ea,Cadence Science, 4187,20,8 in.
,gauge 20, L 10 in.,,,,, | CAD4855 |  | Aldrich | Stainless steel 304 syringe needle, noncoring point |  | ,,,, | Labware , Non-Coring , Syringe needles , Syringes and Needles |  | pack of 12 ea,Cadence Science, 4855,20,10 in. | , |  |  | pack of 12 ea,Cadence Science, 4855,20,10 in.
,gauge 19, L 2 in.,,,,, | CAD4189 |  | Aldrich | Stainless steel 304 syringe needle, noncoring point |  | ,,,, | Labware , Non-Coring , Syringe needles , Syringes and Needles |  | pack of 12 ea,Cadence Science, 4189,19,2 in. | , |  |  | pack of 12 ea,Cadence Science, 4189,19,2 in.
,gauge 19, L 4 in.,,,,, | CAD4190 |  | Aldrich | Stainless steel 304 syringe needle, noncoring point |  | ,,,, | Labware , Non-Coring , Syringe needles , Syringes and Needles |  | pack of 12 ea,Cadence Science, 4190,19,4 in. | , |  |  | pack of 12 ea,Cadence Science, 4190,19,4 in.
,gauge 18, L 1 1/2 in.,,,,, | CAD4192 |  | Aldrich | Stainless steel 304 syringe needle, noncoring point |  | ,,,, | Labware , Non-Coring , Syringe needles , Syringes and Needles |  | pack of 12 ea,Cadence Science, 4192,18,1 1/2 in. | , |  |  | pack of 12 ea,Cadence Science, 4192,18,1 1/2 in.
,gauge 18, L 10 in.,,,,, | CAD4854 |  | Aldrich | Stainless steel 304 syringe needle, noncoring point |  | ,,,, | Labware , Non-Coring , Syringe needles , Syringes and Needles |  | pack of 12 ea,Cadence Science, 4854,18,10 in. | , |  |  | pack of 12 ea,Cadence Science, 4854,18,10 in.
,gauge 16, L 4 in.,,,,, | CAD4850 |  | Aldrich | Stainless steel 304 syringe needle, noncoring point |  | ,,,, | Labware , Non-Coring , Syringe needles , Syringes and Needles |  | pack of 12 ea,Cadence Science, 4850,16,4 in. | , |  |  | pack of 12 ea,Cadence Science, 4850,16,4 in.
,gauge 16, L 6 in.,,,,, | CAD4851 |  | Aldrich | Stainless steel 304 syringe needle, noncoring point |  | ,,,, | Labware , Non-Coring , Syringe needles , Syringes and Needles |  | pack of 12 ea,Cadence Science, 4851,16,6 in. | , |  |  | pack of 12 ea,Cadence Science, 4851,16,6 in.
,gauge 16, L 12 in.,,,,, | CAD4853 |  | Aldrich | Stainless steel 304 syringe needle, noncoring point |  | ,,,, | Labware , Non-Coring , Syringe needles , Syringes and Needles |  | pack of 12 ea,Cadence Science, 4853,16,12 in. | , |  |  | pack of 12 ea,Cadence Science, 4853,16,12 in.
,gauge 20, L 1 in.,,,,, | Z261270 |  | Aldrich | Stainless steel 316 syringe needle, noncoring point |  | ,,,, | Aldrich , Aldrich Syringes & Needles , Labware , Manufacturer Browser , Non-Coring , Stainless steel 316 syringe needle, noncoring point , Syringe needles , Syringes and Needles |  | pack of 1 ea,Popper 9862,20,1 in. | , |  |  | pack of 1 ea,Popper 9862,20,1 in.
,gauge 22, L 6 in.,,,,, | Z261262 |  | Aldrich | Stainless steel 316 syringe needle, noncoring point |  | ,,,, | Aldrich , Aldrich Syringes & Needles , Labware , Manufacturer Browser , Non-Coring , Stainless steel 316 syringe needle, noncoring point , Syringe needles , Syringes and Needles |  | pack of 1 ea,Popper 9866,22,6 in. | , |  |  | pack of 1 ea,Popper 9866,22,6 in.
,gauge 20, L 6 in.,,,,, | Z261289 |  | Aldrich | Stainless steel 316 syringe needle, noncoring point |  | ,,,, | Aldrich , Aldrich Syringes & Needles , Labware , Manufacturer Browser , Non-Coring , Stainless steel 316 syringe needle, noncoring point , Syringe needles , Syringes and Needles |  | pack of 1 ea,Popper 9863,20,6 in. | , |  |  | pack of 1 ea,Popper 9863,20,6 in.
,gauge 18, L 6 in.,,,,, | Z261319 |  | Aldrich | Stainless steel 316 syringe needle, noncoring point |  | ,,,, | Aldrich , Aldrich Syringes & Needles , Labware , Manufacturer Browser , Non-Coring , Stainless steel 316 syringe needle, noncoring point , Syringe needles , Syringes and Needles |  | pack of 1 ea,Popper 9860,18,6 in. | , |  |  | pack of 1 ea,Popper 9860,18,6 in.
,gauge 20, L 8 in.,,,,, | Z261297 |  | Aldrich | Stainless steel 316 syringe needle, noncoring point |  | ,,,, | Aldrich , Aldrich Syringes & Needles , Labware , Manufacturer Browser , Non-Coring , Stainless steel 316 syringe needle, noncoring point , Syringe needles , Syringes and Needles |  | pack of 1 ea,Popper 9864,20,8 in. | , |  |  | pack of 1 ea,Popper 9864,20,8 in.
,gauge 20, L 12 in.,,,,, | Z261300 |  | Aldrich | Stainless steel 316 syringe needle, noncoring point |  | ,,,, | Aldrich , Aldrich Syringes & Needles , Labware , Manufacturer Browser , Non-Coring , Stainless steel 316 syringe needle, noncoring point , Syringe needles , Syringes and Needles |  | pack of 1 ea,Popper 9865,20,12 in. | , |  |  | pack of 1 ea,Popper 9865,20,12 in.
,gauge 18, L 12 in.,,,,, | Z261327 |  | Aldrich | Stainless steel 316 syringe needle, noncoring point |  | ,,,, | Aldrich , Aldrich Syringes & Needles , Labware , Manufacturer Browser , Non-Coring , Stainless steel 316 syringe needle, noncoring point , Syringe needles , Syringes and Needles |  | pack of 1 ea,Popper 9861,18,12 in. | , |  |  | pack of 1 ea,Popper 9861,18,12 in.
,gauge 22, L 2 in.,,,,, | Z103837 |  | Aldrich | Standard point hypodermic needles, 304 stainless steel |  | ,,,, | Aldrich , Aldrich Syringes & Needles , Labware , Manufacturer Browser , Non-Coring , Stainless steel 304 syringe needles, standard point , Syringe needles , Syringes and Needles |  | chrome-plated hub,Cadence Science,304 stainless steel needle,2 in.,pack of 12 ea,22 | , |  |  | chrome-plated hub,Cadence Science,304 stainless steel needle,2 in.,pack of 12 ea,22
PTFE syringe tubing,gauge 20, L 12 in.,,,,, | Z117315 |  | Aldrich | PTFE 注射器管 | (PDF) | ,,,, | Aldrich , Aldrich Syringes & Needles , Labware , Manufacturer Browser , PTFE , PTFE Syringe Tubing , PTFE syringe tubing , Syringe Accessories , Syringe needles , Syringes , Syringes and Needles , 分析/色谱 |  | 20,12 in. | , |  |  | 20,12 in.
PTFE syringe tubing,gauge 18, L 12 in.,,,,, | Z117323 |  | Aldrich | PTFE 注射器管 |  | ,,,, | Aldrich , Aldrich Syringes & Needles , Labware , Manufacturer Browser , PTFE , PTFE Syringe Tubing , PTFE syringe tubing , Syringe Accessories , Syringe needles , Syringes , Syringes and Needles , 分析/色谱 |  | 18,12 in. | , |  |  | 18,12 in.
PTFE syringe tubing,gauge 16, L 12 in.,,,,, | Z117331 |  | Aldrich | PTFE 注射器管 |  | ,,,, | Aldrich , Aldrich Syringes & Needles , Labware , Manufacturer Browser , PTFE , PTFE Syringe Tubing , PTFE syringe tubing , Syringe Accessories , Syringe needles , Syringes , Syringes and Needles , 分析/色谱 |  | 16,12 in. | , |  |  | 16,12 in.
PTFE syringe tubing,gauge 14, L 12 in.,,,,, | Z117358 |  | Aldrich | PTFE 注射器管 |  | ,,,, | Aldrich , Aldrich Syringes & Needles , Labware , Manufacturer Browser , PTFE , PTFE Syringe Tubing , PTFE syringe tubing , Syringe Accessories , Syringe needles , Syringes , Syringes and Needles , 分析/色谱 |  | 14,12 in. | , |  |  | 14,12 in.
PTFE syringe tubing,gauge 12, L 12 in.,,,,, | Z117366 |  | Aldrich | PTFE 注射器管 |  | ,,,, | Aldrich , Aldrich Syringes & Needles , Labware , Manufacturer Browser , PTFE , PTFE Syringe Tubing , PTFE syringe tubing , Syringe Accessories , Syringe needles , Syringes , Syringes and Needles , 分析/色谱 |  | 12,12 in. | , |  |  | 12,12 in.
PTFE syringe tubing,gauge 20, L 24 in.,,,,, | Z117374 |  | Aldrich | PTFE 注射器管 |  | ,,,, | Aldrich , Aldrich Syringes & Needles , Labware , Manufacturer Browser , PTFE , PTFE Syringe Tubing , PTFE syringe tubing , Syringe Accessories , Syringe needles , Syringes , Syringes and Needles , 分析/色谱 |  | 20,24 in. | , |  |  | 20,24 in.
PTFE syringe tubing,gauge 18, L 24 in.,,,,, | Z117382 |  | Aldrich | PTFE 注射器管 |  | ,,,, | Aldrich , Aldrich Syringes & Needles , Labware , Manufacturer Browser , PTFE , PTFE Syringe Tubing , PTFE syringe tubing , Syringe Accessories , Syringe needles , Syringes , Syringes and Needles , 分析/色谱 |  | 18,24 in. | , |  |  | 18,24 in.
PTFE syringe tubing,gauge 16, L 24 in.,,,,, | Z117390 |  | Aldrich | PTFE 注射器管 |  | ,,,, | Aldrich , Aldrich Syringes & Needles , Labware , Manufacturer Browser , PTFE , PTFE Syringe Tubing , PTFE syringe tubing , Syringe Accessories , Syringe needles , Syringes , Syringes and Needles , 分析/色谱 |  | 16,24 in. | , |  |  | 16,24 in.
PTFE syringe tubing,gauge 14, L 24 in.,,,,, | Z117404 |  | Aldrich | PTFE 注射器管 |  | ,,,, | Aldrich , Aldrich Syringes & Needles , Labware , Manufacturer Browser , PTFE , PTFE Syringe Tubing , PTFE syringe tubing , Syringe Accessories , Syringe needles , Syringes , Syringes and Needles , 分析/色谱 |  | 14,24 in. | , |  |  | 14,24 in.
PTFE syringe tubing,gauge 12, L 24 in.,,,,, | Z117412 |  | Aldrich | PTFE 注射器管 |  | ,,,, | Aldrich , Aldrich Syringes & Needles , Labware , Manufacturer Browser , PTFE , PTFE Syringe Tubing , PTFE syringe tubing , Syringe Accessories , Syringe needles , Syringes , Syringes and Needles , 分析/色谱 |  | 12,24 in. | , |  |  | 12,24 in.
PTFE syringe tubing,gauge 20, L 36 in.,,,,, | Z203653 |  | Aldrich | PTFE 注射器管 |  | ,,,, | Aldrich , Aldrich Syringes & Needles , Labware , Manufacturer Browser , PTFE , PTFE Syringe Tubing , PTFE syringe tubing , Syringe Accessories , Syringe needles , Syringes , Syringes and Needles , 分析/色谱 |  | 20,36 in. | , |  |  | 20,36 in.
PTFE syringe tubing,gauge 18, L 36 in.,,,,, | Z203688 |  | Aldrich | PTFE 注射器管 |  | ,,,, | Aldrich , Aldrich Syringes & Needles , Labware , Manufacturer Browser , PTFE , PTFE Syringe Tubing , PTFE syringe tubing , Syringe Accessories , Syringe needles , Syringes , Syringes and Needles , 分析/色谱 |  | 18,36 in. | , |  |  | 18,36 in.
PTFE syringe tubing,gauge 16, L 36 in.,,,,, | Z203696 |  | Aldrich | PTFE 注射器管 |  | ,,,, | Aldrich , Aldrich Syringes & Needles , Labware , Manufacturer Browser , PTFE , PTFE Syringe Tubing , PTFE syringe tubing , Syringe Accessories , Syringe needles , Syringes , Syringes and Needles , 分析/色谱 |  | 16,36 in. | , |  |  | 16,36 in.
PTFE syringe tubing,gauge 14, L 36 in.,,,,, | Z203718 |  | Aldrich | PTFE 注射器管 |  | ,,,, | Aldrich , Aldrich Syringes & Needles , Labware , Manufacturer Browser , PTFE , PTFE Syringe Tubing , PTFE syringe tubing , Syringe Accessories , Syringe needles , Syringes , Syringes and Needles , 分析/色谱 |  | 14,36 in. | , |  |  | 14,36 in.
PTFE syringe tubing,gauge 12, L 36 in.,,,,, | Z203726 |  | Aldrich | PTFE 注射器管 |  | ,,,, | Aldrich , Aldrich Syringes & Needles , Labware , Manufacturer Browser , PTFE , PTFE Syringe Tubing , PTFE syringe tubing , Syringe Accessories , Syringe needles , Syringes , Syringes and Needles , 分析/色谱 |  | 12,36 in. | , |  |  | 12,36 in.
,gauge 20, L 2 in.,,,,, | Z101109 |  | Aldrich | Standard point hypodermic needles, 304 stainless steel |  | ,,,, | Aldrich , Aldrich Syringes & Needles , Labware , Manufacturer Browser , Stainless steel 304 syringe needles, standard point , Standard Tip , Syringe needles , Syringes and Needles |  | chrome-plated hub,Popper 7059,304 stainless steel needle,2 in.,pack of 12 ea,20 | , |  |  | chrome-plated hub,Popper 7059,304 stainless steel needle,2 in.,pack of 12 ea,20
,gauge 18, L 2 in.,,,,, | Z101117 |  | Aldrich | Standard point hypodermic needles, 304 stainless steel |  | ,,,, | Aldrich , Aldrich Syringes & Needles , Labware , Manufacturer Browser , Stainless steel 304 syringe needles, standard point , Standard Tip , Syringe needles , Syringes and Needles |  | chrome-plated hub,Popper 7072,304 stainless steel needle,2 in.,pack of 12 ea,18 | , |  |  | chrome-plated hub,Popper 7072,304 stainless steel needle,2 in.,pack of 12 ea,18
,gauge 17, L 3 1/2 in.,,,,, | Z101125 |  | Aldrich | Standard point hypodermic needles, 304 stainless steel |  | ,,,, | Aldrich , Aldrich Syringes & Needles , Labware , Manufacturer Browser , Stainless steel 304 syringe needles, standard point , Standard Tip , Syringe needles , Syringes and Needles |  | chrome-plated hub,Cadence Science,304 stainless steel needle,3 1/2 in.,pack of 12 ea,17 | , |  |  | chrome-plated hub,Cadence Science,304 stainless steel needle,3 1/2 in.,pack of 12 ea,17
,gauge 14, L 2 in.,,,,, | Z126756 |  | Aldrich | Standard point hypodermic needles, 304 stainless steel |  | ,,,, | Aldrich , Aldrich Syringes & Needles , Labware , Manufacturer Browser , Stainless steel 304 syringe needles, standard point , Standard Tip , Syringe needles , Syringes and Needles |  | chrome-plated hub,Popper 7228,304 stainless steel needle,2 in.,pack of 12 ea,14 | , |  |  | chrome-plated hub,Popper 7228,304 stainless steel needle,2 in.,pack of 12 ea,14
,gauge 13, L 2 in.,,,,, | Z126764 |  | Aldrich | Standard point hypodermic needles, 304 stainless steel |  | ,,,, | Aldrich , Aldrich Syringes & Needles , Labware , Manufacturer Browser , Stainless steel 304 syringe needles, standard point , Standard Tip , Syringe needles , Syringes and Needles |  | chrome-plated hub,Cadence Science,304 stainless steel needle,2 in.,pack of 12 ea,13 | , |  |  | chrome-plated hub,Cadence Science,304 stainless steel needle,2 in.,pack of 12 ea,13
,gauge 12, L 2 in.,,,,, | Z126772 |  | Aldrich | Standard point hypodermic needles, 304 stainless steel |  | ,,,, | Aldrich , Aldrich Syringes & Needles , Labware , Manufacturer Browser , Stainless steel 304 syringe needles, standard point , Standard Tip , Syringe needles , Syringes and Needles |  | chrome-plated hub,Popper 7232,304 stainless steel needle,2 in.,pack of 12 ea,12 | , |  |  | chrome-plated hub,Popper 7232,304 stainless steel needle,2 in.,pack of 12 ea,12
,gauge 32, L 1/4 in., nickel plated hub,,,,, | CAD4108 |  | Aldrich | Standard point hypodermic needles, 304 stainless steel |  | ,,,, | Labware , Standard Tip , Syringe needles , Syringes and Needles |  | nickel plated hub,Cadence Science, 4108,304 stainless steel needle,1/4 in.,pack of 12 ea,32 | , |  |  | nickel plated hub,Cadence Science, 4108,304 stainless steel needle,1/4 in.,pack of 12 ea,32
,gauge 26, L 1/2 in., nickel plated hub,,,,, | CAD4010 |  | Aldrich | Standard point hypodermic needles, 304 stainless steel |  | ,,,, | Labware , Standard Tip , Syringe needles , Syringes and Needles |  | nickel plated hub,Cadence Science, 4010,304 stainless steel needle,1/2 in.,pack of 12 ea,26 | , |  |  | nickel plated hub,Cadence Science, 4010,304 stainless steel needle,1/2 in.,pack of 12 ea,26
,gauge 24, L 3/4 in., nickel plated hub,,,,, | CAD4028 |  | Aldrich | Standard point hypodermic needles, 304 stainless steel |  | ,,,, | Labware , Standard Tip , Syringe needles , Syringes and Needles |  | nickel plated hub,Cadence Science, 4028,304 stainless steel needle,3/4 in.,pack of 12 ea,24 | , |  |  | nickel plated hub,Cadence Science, 4028,304 stainless steel needle,3/4 in.,pack of 12 ea,24
,gauge 22, L 1 1/2 in., nickel plated hub,,,,, | CAD4045 |  | Aldrich | Standard point hypodermic needles, 304 stainless steel |  | ,,,, | Labware , Standard Tip , Syringe needles , Syringes and Needles |  | nickel plated hub,Cadence Science, 4045,304 stainless steel needle,1 1/2 in.,pack of 12 ea,22 | , |  |  | nickel plated hub,Cadence Science, 4045,304 stainless steel needle,1 1/2 in.,pack of 12 ea,22
,gauge 19, L 2 in.,,,,, | CAD4066 |  | Aldrich | Standard point hypodermic needles, 304 stainless steel |  | ,,,, | Labware , Standard Tip , Syringe needles , Syringes and Needles |  | pack of 12 ea,Popper, 4066,304 stainless steel needle,19,2 in. | , |  |  | pack of 12 ea,Popper, 4066,304 stainless steel needle,19,2 in.
,gauge 32, L 1/2 in., nickel plated hub,,,,, | CAD4110 |  | Aldrich | Standard point hypodermic needles, 304 stainless steel |  | ,,,, | Labware , Standard Tip , Syringe needles , Syringes and Needles |  | nickel plated hub,Cadence Science, 4110,304 stainless steel needle,1/2 in.,pack of 12 ea,32 | , |  |  | nickel plated hub,Cadence Science, 4110,304 stainless steel needle,1/2 in.,pack of 12 ea,32
,gauge 26, L 3/8 in., nickel plated hub,,,,, | CAD4009 |  | Aldrich | Standard point hypodermic needles, 304 stainless steel |  | ,,,, | Labware , Standard Tip , Syringe needles , Syringes and Needles |  | nickel plated hub,Cadence Science, 4009,304 stainless steel needle,3/8 in.,pack of 12 ea,26 | , |  |  | nickel plated hub,Cadence Science, 4009,304 stainless steel needle,3/8 in.,pack of 12 ea,26
,gauge 25, L 1 1/2 in., nickel plated hub,,,,, | CAD4022 |  | Aldrich | Standard point hypodermic needles, 304 stainless steel |  | ,,,, | Labware , Standard Tip , Syringe needles , Syringes and Needles |  | nickel plated hub,Cadence Science, 4022,304 stainless steel needle,1 1/2 in.,pack of 12 ea,25 | , |  |  | nickel plated hub,Cadence Science, 4022,304 stainless steel needle,1 1/2 in.,pack of 12 ea,25
,gauge 23, L 3/4 in., nickel plated hub,,,,, | CAD4036 |  | Aldrich | Standard point hypodermic needles, 304 stainless steel |  | ,,,, | Labware , Standard Tip , Syringe needles , Syringes and Needles |  | nickel plated hub,Cadence Science, 4036,304 stainless steel needle,3/4 in.,pack of 12 ea,23 | , |  |  | nickel plated hub,Cadence Science, 4036,304 stainless steel needle,3/4 in.,pack of 12 ea,23
,gauge 21, L 1 1/4 in.,,,,, | CAD4051 |  | Aldrich | Standard point hypodermic needles, 304 stainless steel |  | ,,,, | Labware , Standard Tip , Syringe needles , Syringes and Needles |  | nickel plated hub,Cadence Science, 4051,304 stainless steel needle,1 1/4 in.,pack of 12 ea,21 | , |  |  | nickel plated hub,Cadence Science, 4051,304 stainless steel needle,1 1/4 in.,pack of 12 ea,21
,gauge 19, L 3 in., nickel plated hub,,,,, | CAD4067 |  | Aldrich | Standard point hypodermic needles, 304 stainless steel |  | ,,,, | Labware , Standard Tip , Syringe needles , Syringes and Needles |  | nickel plated hub,Cadence Science, 4067,304 stainless steel needle,3 in.,pack of 12 ea,19 | , |  |  | nickel plated hub,Cadence Science, 4067,304 stainless steel needle,3 in.,pack of 12 ea,19
,gauge 33, L 1/4 in., nickel plated hub,,,,, | CAD4111 |  | Aldrich | Standard point hypodermic needles, 304 stainless steel |  | ,,,, | Labware , Standard Tip , Syringe needles , Syringes and Needles |  | nickel plated hub,Cadence Science, 4111,304 stainless steel needle,1/4 in.,pack of 12 ea,33 | , |  |  | nickel plated hub,Cadence Science, 4111,304 stainless steel needle,1/4 in.,pack of 12 ea,33
,gauge 33, L 3/8 in., nickel plated hub,,,,, | CAD4112 |  | Aldrich | Standard point hypodermic needles, 304 stainless steel |  | ,,,, | Labware , Standard Tip , Syringe needles , Syringes and Needles |  | nickel plated hub,Cadence Science, 4112,304 stainless steel needle,3/8 in.,pack of 12 ea,33 | , |  |  | nickel plated hub,Cadence Science, 4112,304 stainless steel needle,3/8 in.,pack of 12 ea,33
,gauge 33, L 1/2 in., nickel plated hub,,,,, | CAD4113 |  | Aldrich | Standard point hypodermic needles, 304 stainless steel |  | ,,,, | Labware , Standard Tip , Syringe needles , Syringes and Needles |  | nickel plated hub,Cadence Science, 4113,304 stainless steel needle,1/2 in.,pack of 12 ea,33 | , |  |  | nickel plated hub,Cadence Science, 4113,304 stainless steel needle,1/2 in.,pack of 12 ea,33
,gauge 32, L 3/8 in., nickel plated hub,,,,, | CAD4109 |  | Aldrich | Standard point hypodermic needles, 304 stainless steel |  | ,,,, | Labware , Standard Tip , Syringe needles , Syringes and Needles |  | nickel plated hub,Cadence Science, 4109,304 stainless steel needle,3/8 in.,pack of 12 ea,32 | , |  |  | nickel plated hub,Cadence Science, 4109,304 stainless steel needle,3/8 in.,pack of 12 ea,32
,gauge 27, L 1/4 in., nickel plated hub,,,,, | CAD4000 |  | Aldrich | Standard point hypodermic needles, 304 stainless steel |  | ,,,, | Labware , Standard Tip , Syringe needles , Syringes and Needles |  | nickel plated hub,Cadence Science, 4000,304 stainless steel needle,1/4 in.,pack of 12 ea,27 | , |  |  | nickel plated hub,Cadence Science, 4000,304 stainless steel needle,1/4 in.,pack of 12 ea,27
,gauge 27, L 3/4 in., nickel plated hub,,,,, | CAD4004 |  | Aldrich | Standard point hypodermic needles, 304 stainless steel |  | ,,,, | Labware , Standard Tip , Syringe needles , Syringes and Needles |  | nickel plated hub,Cadence Science, 4004,304 stainless steel needle,3/4 in.,pack of 12 ea,27 | , |  |  | nickel plated hub,Cadence Science, 4004,304 stainless steel needle,3/4 in.,pack of 12 ea,27
,gauge 27, L 1 in., nickel plated hub,,,,, | CAD4005 |  | Aldrich | Standard point hypodermic needles, 304 stainless steel |  | ,,,, | Labware , Standard Tip , Syringe needles , Syringes and Needles |  | nickel plated hub,Cadence Science, 4005,304 stainless steel needle,1 in.,pack of 12 ea,27 | , |  |  | nickel plated hub,Cadence Science, 4005,304 stainless steel needle,1 in.,pack of 12 ea,27
,gauge 26, L 1 in., nickel plated hub,,,,, | CAD4013 |  | Aldrich | Standard point hypodermic needles, 304 stainless steel |  | ,,,, | Labware , Standard Tip , Syringe needles , Syringes and Needles |  | nickel plated hub,Cadence Science, 4013,304 stainless steel needle,1 in.,pack of 12 ea,26 | , |  |  | nickel plated hub,Cadence Science, 4013,304 stainless steel needle,1 in.,pack of 12 ea,26
,gauge 26, L 1 1/2 in., nickel plated hub,,,,, | CAD4014 |  | Aldrich | Standard point hypodermic needles, 304 stainless steel |  | ,,,, | Labware , Standard Tip , Syringe needles , Syringes and Needles |  | nickel plated hub,Cadence Science, 4014,304 stainless steel needle,1 1/2 in.,pack of 12 ea,26 | , |  |  | nickel plated hub,Cadence Science, 4014,304 stainless steel needle,1 1/2 in.,pack of 12 ea,26
,gauge 25, L 3/8 in., nickel plated hub,,,,, | CAD4017 |  | Aldrich | Standard point hypodermic needles, 304 stainless steel |  | ,,,, | Labware , Standard Tip , Syringe needles , Syringes and Needles |  | nickel plated hub,Cadence Science, 4017,304 stainless steel needle,3/8 in.,pack of 12 ea,25 | , |  |  | nickel plated hub,Cadence Science, 4017,304 stainless steel needle,3/8 in.,pack of 12 ea,25
,gauge 25, L 5/8 in., nickel plated hub,,,,, | CAD4019 |  | Aldrich | Standard point hypodermic needles, 304 stainless steel |  | ,,,, | Labware , Standard Tip , Syringe needles , Syringes and Needles |  | nickel plated hub,Cadence Science, 4019,304 stainless steel needle,5/8 in.,pack of 12 ea,25 | , |  |  | nickel plated hub,Cadence Science, 4019,304 stainless steel needle,5/8 in.,pack of 12 ea,25
,gauge 25, L 1 in., nickel plated hub,,,,, | CAD4021 |  | Aldrich | Standard point hypodermic needles, 304 stainless steel |  | ,,,, | Labware , Standard Tip , Syringe needles , Syringes and Needles |  | nickel plated hub,Cadence Science, 4021,304 stainless steel needle,1 in.,pack of 12 ea,25 | , |  |  | nickel plated hub,Cadence Science, 4021,304 stainless steel needle,1 in.,pack of 12 ea,25
,gauge 25, L 2 in., nickel plated hub,,,,, | CAD4023 |  | Aldrich | Standard point hypodermic needles, 304 stainless steel |  | ,,,, | Labware , Standard Tip , Syringe needles , Syringes and Needles |  | nickel plated hub,Cadence Science, 4023,304 stainless steel needle,2 in.,pack of 12 ea,25 | , |  |  | nickel plated hub,Cadence Science, 4023,304 stainless steel needle,2 in.,pack of 12 ea,25
,gauge 24, L 5/8 in., nickel plated hub,,,,, | CAD4027 |  | Aldrich | Standard point hypodermic needles, 304 stainless steel |  | ,,,, | Labware , Standard Tip , Syringe needles , Syringes and Needles |  | nickel plated hub,Cadence Science, 4027,304 stainless steel needle,5/8 in.,pack of 12 ea,24 | , |  |  | nickel plated hub,Cadence Science, 4027,304 stainless steel needle,5/8 in.,pack of 12 ea,24
,gauge 24, L 1/2 in., nickel plated hub,,,,, | CAD4031 |  | Aldrich | Standard point hypodermic needles, 304 stainless steel |  | ,,,, | Labware , Standard Tip , Syringe needles , Syringes and Needles |  | nickel plated hub,Cadence Science, 4031,304 stainless steel needle,1/2 in.,pack of 12 ea,24 | , |  |  | nickel plated hub,Cadence Science, 4031,304 stainless steel needle,1/2 in.,pack of 12 ea,24
,gauge 23, L 1/2 in., nickel plated hub,,,,, | CAD4034 |  | Aldrich | Standard point hypodermic needles, 304 stainless steel |  | ,,,, | Labware , Standard Tip , Syringe needles , Syringes and Needles |  | nickel plated hub,Cadence Science, 4034,304 stainless steel needle,1/2 in.,pack of 12 ea,23 | , |  |  | nickel plated hub,Cadence Science, 4034,304 stainless steel needle,1/2 in.,pack of 12 ea,23
,gauge 23, L 5/8 in., nickel plated hub,,,,, | CAD4035 |  | Aldrich | Standard point hypodermic needles, 304 stainless steel |  | ,,,, | Labware , Standard Tip , Syringe needles , Syringes and Needles |  | nickel plated hub,Cadence Science, 4035,304 stainless steel needle,5/8 in.,pack of 12 ea,23 | , |  |  | nickel plated hub,Cadence Science, 4035,304 stainless steel needle,5/8 in.,pack of 12 ea,23
,gauge 23, L 1 in., nickel plated hub,,,,, | CAD4037 |  | Aldrich | Standard point hypodermic needles, 304 stainless steel |  | ,,,, | Labware , Standard Tip , Syringe needles , Syringes and Needles |  | nickel plated hub,Cadence Science, 4037,304 stainless steel needle,1 in.,pack of 12 ea,23 | , |  |  | nickel plated hub,Cadence Science, 4037,304 stainless steel needle,1 in.,pack of 12 ea,23
,gauge 23, L 1 1/2 in., nickel plated hub,,,,, | CAD4039 |  | Aldrich | Standard point hypodermic needles, 304 stainless steel |  | ,,,, | Labware , Standard Tip , Syringe needles , Syringes and Needles |  | nickel plated hub,Cadence Science, 4039,304 stainless steel needle,1 1/2 in.,pack of 12 ea,23 | , |  |  | nickel plated hub,Cadence Science, 4039,304 stainless steel needle,1 1/2 in.,pack of 12 ea,23
,gauge 13, L 3 1/2 in., nickel plated hub,,,,, | CAD4093 |  | Aldrich | Standard point hypodermic needles, 304 stainless steel |  | ,,,, | Labware , Standard Tip , Syringe needles , Syringes and Needles |  | nickel plated hub,Cadence Science, 4093,304 stainless steel needle,3 1/2 in.,pack of 12 ea,13 | , |  |  | nickel plated hub,Cadence Science, 4093,304 stainless steel needle,3 1/2 in.,pack of 12 ea,13
,gauge 15, L 3 1/2 in., nickel plated hub,,,,, | CAD4090 |  | Aldrich | Standard point hypodermic needles, 304 stainless steel |  | ,,,, | Labware , Standard Tip , Syringe needles , Syringes and Needles |  | nickel plated hub,Cadence Science, 4090,304 stainless steel needle,3 1/2 in.,pack of 12 ea,15 | , |  |  | nickel plated hub,Cadence Science, 4090,304 stainless steel needle,3 1/2 in.,pack of 12 ea,15
,gauge 17, L 2 in.,,,,, | CAD4075 |  | Aldrich | Standard point hypodermic needles, 304 stainless steel |  | ,,,, | Labware , Standard Tip , Syringe needles , Syringes and Needles |  | pack of 12 ea,Cadence Science, 4075,304 stainless steel needle,17,2 in. | , |  |  | pack of 12 ea,Cadence Science, 4075,304 stainless steel needle,17,2 in.
,gauge 18, L 1 1/2 in.,,,,, | CAD4071 |  | Aldrich | Standard point hypodermic needles, 304 stainless steel |  | ,,,, | Labware , Standard Tip , Syringe needles , Syringes and Needles |  | pack of 12 ea,Cadence Science, 4071,304 stainless steel needle,18,1 1/2 in. | , |  |  | pack of 12 ea,Cadence Science, 4071,304 stainless steel needle,18,1 1/2 in.
,gauge 18, L 1 in., nickel plated hub,,,,, | CAD4070 |  | Aldrich | Standard point hypodermic needles, 304 stainless steel |  | ,,,, | Labware , Standard Tip , Syringe needles , Syringes and Needles |  | nickel plated hub,Cadence Science, 4070,304 stainless steel needle,1 in.,pack of 12 ea,18 | , |  |  | nickel plated hub,Cadence Science, 4070,304 stainless steel needle,1 in.,pack of 12 ea,18
,gauge 19, L 1 1/2 in.,,,,, | CAD4065 |  | Aldrich | Standard point hypodermic needles, 304 stainless steel |  | ,,,, | Labware , Standard Tip , Syringe needles , Syringes and Needles |  | pack of 12 ea,Cadence Science, 4065,304 stainless steel needle,19,1 1/2 in. | , |  |  | pack of 12 ea,Cadence Science, 4065,304 stainless steel needle,19,1 1/2 in.
,gauge 20, L 2 1/2 in., nickel plated hub,,,,, | CAD4060 |  | Aldrich | Standard point hypodermic needles, 304 stainless steel |  | ,,,, | Labware , Standard Tip , Syringe needles , Syringes and Needles |  | nickel plated hub,Cadence Science, 4060,304 stainless steel needle,2 1/2 in.,pack of 12 ea,20 | , |  |  | nickel plated hub,Cadence Science, 4060,304 stainless steel needle,2 1/2 in.,pack of 12 ea,20
,gauge 20, L 1 1/2 in.,,,,, | CAD4058 |  | Aldrich | Standard point hypodermic needles, 304 stainless steel |  | ,,,, | Labware , Standard Tip , Syringe needles , Syringes and Needles |  | nickel plated hub,Cadence Science, 4058,304 stainless steel needle,1 1/2 in.,pack of 12 ea,20 | , |  |  | nickel plated hub,Cadence Science, 4058,304 stainless steel needle,1 1/2 in.,pack of 12 ea,20
,gauge 20, L 1 in., nickel plated hub,,,,, | CAD4056 |  | Aldrich | Standard point hypodermic needles, 304 stainless steel |  | ,,,, | Labware , Standard Tip , Syringe needles , Syringes and Needles |  | nickel plated hub,Cadence Science, 4056,304 stainless steel needle,1 in.,pack of 12 ea,20 | , |  |  | nickel plated hub,Cadence Science, 4056,304 stainless steel needle,1 in.,pack of 12 ea,20
,gauge 21, L 1 1/2 in.,,,,, | CAD4052 |  | Aldrich | Standard point hypodermic needles, 304 stainless steel |  | ,,,, | Labware , Standard Tip , Syringe needles , Syringes and Needles |  | pack of 12 ea,Cadence Science, 4052,304 stainless steel needle,21,1 1/2 in. | , |  |  | pack of 12 ea,Cadence Science, 4052,304 stainless steel needle,21,1 1/2 in.
,gauge 21, L 1 in., nickel plated hub,,,,, | CAD4050 |  | Aldrich | Standard point hypodermic needles, 304 stainless steel |  | ,,,, | Labware , Standard Tip , Syringe needles , Syringes and Needles |  | nickel plated hub,Cadence Science, 4050,304 stainless steel needle,1 in.,pack of 12 ea,21 | , |  |  | nickel plated hub,Cadence Science, 4050,304 stainless steel needle,1 in.,pack of 12 ea,21
,gauge 23, L 2 in., nickel plated hub,,,,, | CAD4040 |  | Aldrich | Standard point hypodermic needles, 304 stainless steel |  | ,,,, | Labware , Standard Tip , Syringe needles , Syringes and Needles |  | nickel plated hub,Cadence Science, 4040,304 stainless steel needle,2 in.,pack of 12 ea,23 | , |  |  | nickel plated hub,Cadence Science, 4040,304 stainless steel needle,2 in.,pack of 12 ea,23
,gauge 22, L 1 in., nickel plated hub,,,,, | CAD4043 |  | Aldrich | Standard point hypodermic needles, 304 stainless steel |  | ,,,, | Labware , Standard Tip , Syringe needles , Syringes and Needles |  | nickel plated hub,Cadence Science, 4043,304 stainless steel needle,1 in.,pack of 12 ea,22 | , |  |  | nickel plated hub,Cadence Science, 4043,304 stainless steel needle,1 in.,pack of 12 ea,22
,gauge 22, L 3 in., nickel plated hub,,,,, | CAD4047 |  | Aldrich | Standard point hypodermic needles, 304 stainless steel |  | ,,,, | Labware , Standard Tip , Syringe needles , Syringes and Needles |  | nickel plated hub,Cadence Science, 4047,304 stainless steel needle,3 in.,pack of 12 ea,22 | , |  |  | nickel plated hub,Cadence Science, 4047,304 stainless steel needle,3 in.,pack of 12 ea,22
,capacity 250 mL, graduated, 10 mL, tip style, needle-lock Luer,,,,, | CADG5333 |  | Aldrich | Dissolved gas analysis (DGA) glass syringe |  | ,,,, | Dissolved gas analysis (DGA) syringes , Hypodermic Syringes , Labware , Syringes and Needles |  | tip style needle-lock Luer,Cadence Science, 5333,250 mL,graduated 10 mL,pack of 1 ea | , |  |  | tip style needle-lock Luer,Cadence Science, 5333,250 mL,graduated 10 mL,pack of 1 ea
,capacity 5 mL, graduated, 0.2 mL, tip style, needle-lock Luer,,,,, | CADG5117 |  | Aldrich | Dissolved gas analysis (DGA) glass syringe |  | ,,,, | Dissolved gas analysis (DGA) syringes , Hypodermic Syringes , Labware , Syringes and Needles |  | tip style needle-lock Luer,Cadence Science, 5117,5 mL,graduated 0.2 mL,pack of 1 ea | , |  |  | tip style needle-lock Luer,Cadence Science, 5117,5 mL,graduated 0.2 mL,pack of 1 ea
,capacity 10 mL, graduated, 0.5 mL, tip style, needle-lock Luer,,,,, | CADG5127 |  | Aldrich | Dissolved gas analysis (DGA) glass syringe |  | ,,,, | Dissolved gas analysis (DGA) syringes , Hypodermic Syringes , Labware , Syringes and Needles |  | tip style needle-lock Luer,Cadence Science, 5127,10 mL,graduated 0.5 mL,pack of 1 ea | , |  |  | tip style needle-lock Luer,Cadence Science, 5127,10 mL,graduated 0.5 mL,pack of 1 ea
,capacity 30 mL, graduated, 1 mL, tip style, needle-lock Luer,,,,, | CADG5147 |  | Aldrich | Dissolved gas analysis (DGA) glass syringe |  | ,,,, | Dissolved gas analysis (DGA) syringes , Hypodermic Syringes , Labware , Syringes and Needles |  | tip style needle-lock Luer,Cadence Science, 5147,30 mL,graduated 1 mL,pack of 1 ea | , |  |  | tip style needle-lock Luer,Cadence Science, 5147,30 mL,graduated 1 mL,pack of 1 ea
,capacity 50 mL, graduated, 2 mL, tip style, needle-lock Luer,,,,, | CADG5157 |  | Aldrich | Dissolved gas analysis (DGA) glass syringe |  | ,,,, | Dissolved gas analysis (DGA) syringes , Hypodermic Syringes , Labware , Syringes and Needles |  | tip style needle-lock Luer,Cadence Science, 5157,50 mL,graduated 2 mL,pack of 1 ea | , |  |  | tip style needle-lock Luer,Cadence Science, 5157,50 mL,graduated 2 mL,pack of 1 ea
,capacity 100 mL, graduated, 4 mL, tip style, needle-lock Luer,,,,, | CADG5177 |  | Aldrich | Dissolved gas analysis (DGA) glass syringe |  | ,,,, | Dissolved gas analysis (DGA) syringes , Hypodermic Syringes , Labware , Syringes and Needles |  | tip style needle-lock Luer,Cadence Science, 5177,100 mL,graduated 4 mL,pack of 1 ea | , |  |  | tip style needle-lock Luer,Cadence Science, 5177,100 mL,graduated 4 mL,pack of 1 ea
,capacity 150 mL, graduated, 6 mL, tip style, needle-lock Luer,,,,, | CADG5331 |  | Aldrich | Dissolved gas analysis (DGA) glass syringe |  | ,,,, | Dissolved gas analysis (DGA) syringes , Hypodermic Syringes , Labware , Syringes and Needles |  | tip style needle-lock Luer,Cadence Science, 5331,150 mL,graduated 6 mL,pack of 1 ea | , |  |  | tip style needle-lock Luer,Cadence Science, 5331,150 mL,graduated 6 mL,pack of 1 ea
,capacity 1 mL, glass Luer tip style,,,,, | Z314307 |  | Aldrich | FORTUNA ® Optima glass syringes with interchangeable components |  | ,,,, | Fortuna Optima glass syringes with interchangeable components , Hypodermic Syringes , Labware , Syringes and Needles |  | graduated 0.05 mL,Fortuna Graf,borosilicate glass,1 mL,CE compliant | , |  |  | graduated 0.05 mL,Fortuna Graf,borosilicate glass,1 mL,CE compliant
,capacity 1 mL, Luer lock tip style,,,,, | Z314501 |  | Aldrich | FORTUNA ® Optima glass syringes with interchangeable components | 32070500 | ,,,, | Fortuna Optima glass syringes with interchangeable components , Hypodermic Syringes , Labware , Syringes and Needles |  | graduated 0.05 mL,Fortuna Graf,borosilicate glass,1 mL,CE compliant | , |  |  | graduated 0.05 mL,Fortuna Graf,borosilicate glass,1 mL,CE compliant
,capacity 2 mL, glass Luer tip style,,,,, | Z314315 |  | Aldrich | FORTUNA ® Optima glass syringes with interchangeable components |  | ,,,, | Fortuna Optima glass syringes with interchangeable components , Hypodermic Syringes , Labware , Syringes and Needles |  | graduated 0.1 mL,Fortuna Graf,borosilicate glass,2 mL,CE compliant | , |  |  | graduated 0.1 mL,Fortuna Graf,borosilicate glass,2 mL,CE compliant
,capacity 2 mL, Luer lock tip style,,,,, | Z314528 |  | Aldrich | FORTUNA ® Optima glass syringes with interchangeable components | 32070500 | ,,,, | Fortuna Optima glass syringes with interchangeable components , Hypodermic Syringes , Labware , Syringes and Needles |  | graduated 0.1 mL,Fortuna Graf,borosilicate glass,2 mL,CE compliant | , |  |  | graduated 0.1 mL,Fortuna Graf,borosilicate glass,2 mL,CE compliant
,capacity 3 mL, glass Luer tip style,,,,, | Z314323 |  | Aldrich | FORTUNA ® Optima glass syringes with interchangeable components |  | ,,,, | Fortuna Optima glass syringes with interchangeable components , Hypodermic Syringes , Labware , Syringes and Needles |  | graduated 0.1 mL,Fortuna Graf,borosilicate glass,3 mL,CE compliant | , |  |  | graduated 0.1 mL,Fortuna Graf,borosilicate glass,3 mL,CE compliant
,capacity 3 mL, Luer lock tip style,,,,, | Z314536 |  | Aldrich | FORTUNA ® Optima glass syringes with interchangeable components |  | ,,,, | Fortuna Optima glass syringes with interchangeable components , Hypodermic Syringes , Labware , Syringes and Needles |  | graduated 0.1 mL,Fortuna Graf,borosilicate glass,3 mL,CE compliant | , |  |  | graduated 0.1 mL,Fortuna Graf,borosilicate glass,3 mL,CE compliant
,capacity 5 mL, glass Luer tip style,,,,, | Z314331 |  | Aldrich | FORTUNA ® Optima glass syringes with interchangeable components | 32070500 | ,,,, | Fortuna Optima glass syringes with interchangeable components , Hypodermic Syringes , Labware , Syringes and Needles |  | graduated 0.2 mL,Fortuna Graf,borosilicate glass,5 mL,CE compliant | , |  |  | graduated 0.2 mL,Fortuna Graf,borosilicate glass,5 mL,CE compliant
,capacity 5 mL, Luer lock tip style,,,,, | Z314544 |  | Aldrich | FORTUNA ® Optima glass syringes with interchangeable components | 32070500 | ,,,, | Fortuna Optima glass syringes with interchangeable components , Hypodermic Syringes , Labware , Syringes and Needles |  | graduated 0.2 mL,Fortuna Graf,borosilicate glass,5 mL,CE compliant | , |  |  | graduated 0.2 mL,Fortuna Graf,borosilicate glass,5 mL,CE compliant
,capacity 10 mL, glass Luer tip style,,,,, | Z314358 |  | Aldrich | FORTUNA ® Optima glass syringes with interchangeable components | 32070500 | ,,,, | Fortuna Optima glass syringes with interchangeable components , Hypodermic Syringes , Labware , Syringes and Needles |  | graduated 0.2 mL,Fortuna Graf,borosilicate glass,10 mL,CE compliant | , |  |  | graduated 0.2 mL,Fortuna Graf,borosilicate glass,10 mL,CE compliant
,capacity 10 mL, Luer lock tip style,,,,, | Z314552 |  | Aldrich | FORTUNA ® Optima glass syringes with interchangeable components | 32070500 | ,,,, | Fortuna Optima glass syringes with interchangeable components , Hypodermic Syringes , Labware , Syringes and Needles |  | graduated 0.2 mL,Fortuna Graf,borosilicate glass,10 mL,CE compliant | , |  |  | graduated 0.2 mL,Fortuna Graf,borosilicate glass,10 mL,CE compliant
,capacity 20 mL, glass Luer tip style,,,,, | Z314366 |  | Aldrich | FORTUNA ® Optima glass syringes with interchangeable components | 32070500 | ,,,, | Fortuna Optima glass syringes with interchangeable components , Hypodermic Syringes , Labware , Syringes and Needles |  | graduated 1 mL,Fortuna Graf,borosilicate glass,20 mL,CE compliant | , |  |  | graduated 1 mL,Fortuna Graf,borosilicate glass,20 mL,CE compliant
,capacity 20 mL, Luer lock tip style,,,,, | Z314560 |  | Aldrich | FORTUNA ® Optima glass syringes with interchangeable components | 32070500 | ,,,, | Fortuna Optima glass syringes with interchangeable components , Hypodermic Syringes , Labware , Syringes and Needles |  | graduated 1 mL,Fortuna Graf,borosilicate glass,20 mL,CE compliant | , |  |  | graduated 1 mL,Fortuna Graf,borosilicate glass,20 mL,CE compliant
,capacity 30 mL, glass Luer tip style,,,,, | Z314374 |  | Aldrich | FORTUNA ® Optima glass syringes with interchangeable components | 32070500 | ,,,, | Fortuna Optima glass syringes with interchangeable components , Hypodermic Syringes , Labware , Syringes and Needles |  | graduated 1 mL,Fortuna Graf,borosilicate glass,30 mL,CE compliant | , |  |  | graduated 1 mL,Fortuna Graf,borosilicate glass,30 mL,CE compliant
,capacity 30 mL, Luer lock tip style,,,,, | Z314579 |  | Aldrich | FORTUNA ® Optima glass syringes with interchangeable components | 32070500 | ,,,, | Fortuna Optima glass syringes with interchangeable components , Hypodermic Syringes , Labware , Syringes and Needles |  | graduated 1 mL,Fortuna Graf,borosilicate glass,30 mL,CE compliant | , |  |  | graduated 1 mL,Fortuna Graf,borosilicate glass,30 mL,CE compliant
,capacity 50 mL, glass Luer tip style,,,,, | Z314382 |  | Aldrich | FORTUNA ® Optima glass syringes with interchangeable components | 32070500 | ,,,, | Fortuna Optima glass syringes with interchangeable components , Hypodermic Syringes , Labware , Syringes and Needles |  | graduated 2 mL,Fortuna Graf,borosilicate glass,50 mL,CE compliant | , |  |  | graduated 2 mL,Fortuna Graf,borosilicate glass,50 mL,CE compliant
,capacity 50 mL, Luer lock tip style,,,,, | Z314587 |  | Aldrich | FORTUNA ® Optima glass syringes with interchangeable components | 32070500 | ,,,, | Fortuna Optima glass syringes with interchangeable components , Hypodermic Syringes , Labware , Syringes and Needles |  | graduated 2 mL,Fortuna Graf,borosilicate glass,50 mL,CE compliant | , |  |  | graduated 2 mL,Fortuna Graf,borosilicate glass,50 mL,CE compliant
,capacity 100 mL, glass Luer tip style,,,,, | Z314390 |  | Aldrich | FORTUNA ® Optima glass syringes with interchangeable components | 32070500 | ,,,, | Fortuna Optima glass syringes with interchangeable components , Hypodermic Syringes , Labware , Syringes and Needles |  | graduated 4 mL,Fortuna Graf,borosilicate glass,100 mL,CE compliant | , |  |  | graduated 4 mL,Fortuna Graf,borosilicate glass,100 mL,CE compliant
,capacity 100 mL, Luer lock tip style,,,,, | Z314595 |  | Aldrich | FORTUNA ® Optima glass syringes with interchangeable components | 32070500 | ,,,, | Fortuna Optima glass syringes with interchangeable components , Hypodermic Syringes , Labware , Syringes and Needles |  | graduated 4 mL,Fortuna Graf,borosilicate glass,100 mL,CE compliant | , |  |  | graduated 4 mL,Fortuna Graf,borosilicate glass,100 mL,CE compliant
,gauge 15, L 1 1/2 in., blue-green, sterile,,,,, | HSWNH15112 |  | Aldrich | HSW FINE-JECT hypodermic needles, disposable |  | ,,,, | Disposable syringes , Henke Sass Wolfe Hypodermic Needles , Hypodermic Syringes , Labware , Syringes and Needles |  | Henke Sass Wolfe,thin wall,blue-green,1 1/2 in.,15,sterile | , |  |  | Henke Sass Wolfe,thin wall,blue-green,1 1/2 in.,15,sterile
,gauge 16, L 1 in., white, sterile,,,,, | HSWNH161 |  | Aldrich | HSW FINE-JECT hypodermic needles, disposable |  | ,,,, | Disposable syringes , Henke Sass Wolfe Hypodermic Needles , Hypodermic Syringes , Labware , Syringes and Needles |  | Henke Sass Wolfe,thin wall,white,1 in.,16,sterile | , |  |  | Henke Sass Wolfe,thin wall,white,1 in.,16,sterile
,gauge 16, L 1 1/2 in., white, sterile,,,,, | HSWNH16112 |  | Aldrich | HSW FINE-JECT hypodermic needles, disposable |  | ,,,, | Disposable syringes , Henke Sass Wolfe Hypodermic Needles , Hypodermic Syringes , Labware , Syringes and Needles |  | Henke Sass Wolfe,thin wall,white,1 1/2 in.,16,sterile | , |  |  | Henke Sass Wolfe,thin wall,white,1 1/2 in.,16,sterile
,gauge 17, L 2 in., red, sterile,,,,, | HSWNH172 |  | Aldrich | HSW FINE-JECT hypodermic needles, disposable |  | ,,,, | Disposable syringes , Henke Sass Wolfe Hypodermic Needles , Hypodermic Syringes , Labware , Syringes and Needles |  | Henke Sass Wolfe,thin wall,red,2 in.,17,sterile | , |  |  | Henke Sass Wolfe,thin wall,red,2 in.,17,sterile
,gauge 18, L 1 in., pink, sterile,,,,, | HSWNH181 |  | Aldrich | HSW FINE-JECT hypodermic needles, disposable |  | ,,,, | Disposable syringes , Henke Sass Wolfe Hypodermic Needles , Hypodermic Syringes , Labware , Syringes and Needles |  | Henke Sass Wolfe,thin wall,pink,1 in.,18,sterile | , |  |  | Henke Sass Wolfe,thin wall,pink,1 in.,18,sterile
,gauge 20, L 1 in., yellow, sterile,,,,, | HSWNH201 |  | Aldrich | HSW FINE-JECT hypodermic needles, disposable |  | ,,,, | Disposable syringes , Henke Sass Wolfe Hypodermic Needles , Hypodermic Syringes , Labware , Syringes and Needles |  | Henke Sass Wolfe,thin wall,yellow,1 in.,20,sterile | , |  |  | Henke Sass Wolfe,thin wall,yellow,1 in.,20,sterile
,gauge 20, L 1 1/2 in., yellow, sterile,,,,, | HSWNH20112 |  | Aldrich | HSW FINE-JECT hypodermic needles, disposable |  | ,,,, | Disposable syringes , Henke Sass Wolfe Hypodermic Needles , Hypodermic Syringes , Labware , Syringes and Needles |  | Henke Sass Wolfe,thin wall,yellow,1 1/2 in.,20,sterile | , |  |  | Henke Sass Wolfe,thin wall,yellow,1 1/2 in.,20,sterile
,gauge 21, L 1 in., green, sterile,,,,, | HSWNH211 |  | Aldrich | HSW FINE-JECT hypodermic needles, disposable |  | ,,,, | Disposable syringes , Henke Sass Wolfe Hypodermic Needles , Hypodermic Syringes , Labware , Syringes and Needles |  | Henke Sass Wolfe,thin wall,green,1 in.,21,sterile | , |  |  | Henke Sass Wolfe,thin wall,green,1 in.,21,sterile
,gauge 21, L 1 1/2 in., green, sterile,,,,, | HSWNH21112 |  | Aldrich | HSW FINE-JECT hypodermic needles, disposable |  | ,,,, | Disposable syringes , Henke Sass Wolfe Hypodermic Needles , Hypodermic Syringes , Labware , Syringes and Needles |  | Henke Sass Wolfe,thin wall,green,1 1/2 in.,21,sterile | , |  |  | Henke Sass Wolfe,thin wall,green,1 1/2 in.,21,sterile
,gauge 21, L 2 in., green, sterile,,,,, | HSWNH212 |  | Aldrich | HSW FINE-JECT hypodermic needles, disposable |  | ,,,, | Disposable syringes , Henke Sass Wolfe Hypodermic Needles , Hypodermic Syringes , Labware , Syringes and Needles |  | Henke Sass Wolfe,thin wall,green,2 in.,21,sterile | , |  |  | Henke Sass Wolfe,thin wall,green,2 in.,21,sterile
,gauge 22, L 3/4 in., black, sterile,,,,, | HSWNH2234 |  | Aldrich | HSW FINE-JECT hypodermic needles, disposable |  | ,,,, | Disposable syringes , Henke Sass Wolfe Hypodermic Needles , Hypodermic Syringes , Labware , Syringes and Needles |  | Henke Sass Wolfe,thin wall,black,3/4 in.,22,sterile | , |  |  | Henke Sass Wolfe,thin wall,black,3/4 in.,22,sterile
,gauge 22, L 1 in., black, sterile,,,,, | HSWNH221 |  | Aldrich | HSW FINE-JECT hypodermic needles, disposable |  | ,,,, | Disposable syringes , Henke Sass Wolfe Hypodermic Needles , Hypodermic Syringes , Labware , Syringes and Needles |  | Henke Sass Wolfe,thin wall,black,1 in.,22,sterile | , |  |  | Henke Sass Wolfe,thin wall,black,1 in.,22,sterile
,gauge 22, L 1 1/2 in., black, sterile,,,,, | HSWNH22112 |  | Aldrich | HSW FINE-JECT hypodermic needles, disposable |  | ,,,, | Disposable syringes , Henke Sass Wolfe Hypodermic Needles , Hypodermic Syringes , Labware , Syringes and Needles |  | Henke Sass Wolfe,thin wall,black,1 1/2 in.,22,sterile | , |  |  | Henke Sass Wolfe,thin wall,black,1 1/2 in.,22,sterile
,gauge 22, L 2 in., black, sterile,,,,, | HSWNH222 |  | Aldrich | HSW FINE-JECT hypodermic needles, disposable |  | ,,,, | Disposable syringes , Henke Sass Wolfe Hypodermic Needles , Hypodermic Syringes , Labware , Syringes and Needles |  | Henke Sass Wolfe,thin wall,black,2 in.,22,sterile | , |  |  | Henke Sass Wolfe,thin wall,black,2 in.,22,sterile
,gauge 23, L 1 in., blue, sterile,,,,, | HSWNH231 |  | Aldrich | HSW FINE-JECT hypodermic needles, disposable |  | ,,,, | Disposable syringes , Henke Sass Wolfe Hypodermic Needles , Hypodermic Syringes , Labware , Syringes and Needles |  | Henke Sass Wolfe,thin wall,blue,1 in.,23,sterile | , |  |  | Henke Sass Wolfe,thin wall,blue,1 in.,23,sterile
,gauge 25, L 5/8 in., orange, sterile,,,,, | HSWNH2558 |  | Aldrich | HSW FINE-JECT hypodermic needles, disposable |  | ,,,, | Disposable syringes , Henke Sass Wolfe Hypodermic Needles , Hypodermic Syringes , Labware , Syringes and Needles |  | Henke Sass Wolfe,thin wall,orange,5/8 in.,25,sterile | , |  |  | Henke Sass Wolfe,thin wall,orange,5/8 in.,25,sterile
,gauge 25, L 1 in., orange, sterile,,,,, | HSWNH251 |  | Aldrich | HSW FINE-JECT hypodermic needles, disposable |  | ,,,, | Disposable syringes , Henke Sass Wolfe Hypodermic Needles , Hypodermic Syringes , Labware , Syringes and Needles |  | Henke Sass Wolfe,thin wall,orange,1 in.,25,sterile | , |  |  | Henke Sass Wolfe,thin wall,orange,1 in.,25,sterile
,gauge 25, L 1 1/2 in., orange, sterile,,,,, | HSWNH25112 |  | Aldrich | HSW FINE-JECT hypodermic needles, disposable |  | ,,,, | Disposable syringes , Henke Sass Wolfe Hypodermic Needles , Hypodermic Syringes , Labware , Syringes and Needles |  | Henke Sass Wolfe,thin wall,orange,1 1/2 in.,25,sterile | , |  |  | Henke Sass Wolfe,thin wall,orange,1 1/2 in.,25,sterile
,gauge 27, L 1/2 in., gray, sterile,,,,, | HSWNH2712 |  | Aldrich | HSW FINE-JECT hypodermic needles, disposable |  | ,,,, | Disposable syringes , Henke Sass Wolfe Hypodermic Needles , Hypodermic Syringes , Labware , Syringes and Needles |  | Henke Sass Wolfe,regular wall,gray,1/2 in.,27,sterile | , |  |  | Henke Sass Wolfe,regular wall,gray,1/2 in.,27,sterile
,gauge 27, L 1 5/8 in., gray, sterile,,,,, | HSWNH27158 |  | Aldrich | HSW FINE-JECT hypodermic needles, disposable |  | ,,,, | Disposable syringes , Henke Sass Wolfe Hypodermic Needles , Hypodermic Syringes , Labware , Syringes and Needles |  | Henke Sass Wolfe,regular wall,gray,1 5/8 in.,27,sterile | , |  |  | Henke Sass Wolfe,regular wall,gray,1 5/8 in.,27,sterile
,gauge 30, L 1/2 in., yellow, sterile,,,,, | HSWNH3012 |  | Aldrich | HSW FINE-JECT hypodermic needles, disposable |  | ,,,, | Disposable syringes , Henke Sass Wolfe Hypodermic Needles , Hypodermic Syringes , Labware , Syringes and Needles |  | Henke Sass Wolfe,regular wall,yellow,1/2 in.,30,sterile | , |  |  | Henke Sass Wolfe,regular wall,yellow,1/2 in.,30,sterile
,gauge 14, L 3 1/4 in., sterile,,,,, | HSWN14314 |  | Aldrich | Vet Premium hypodermic needles, Poly Hub, disposable |  | ,,,, | Henke Sass Wolfe Hypodermic Needles , Hypodermic Syringes , Labware , Syringes and Needles |  | Henke Sass Wolfe,regular wall,3 1/4 in.,14,laboratory and veterinary use only,sterile | , |  |  | Henke Sass Wolfe,regular wall,3 1/4 in.,14,laboratory and veterinary use only,sterile
,gauge 16, L 3 in., sterile,,,,, | HSWN163 |  | Aldrich | Vet Premium hypodermic needles, Poly Hub, disposable |  | ,,,, | Henke Sass Wolfe Hypodermic Needles , Hypodermic Syringes , Labware , Syringes and Needles |  | Henke Sass Wolfe,regular wall,3 in.,16,laboratory and veterinary use only,sterile | , |  |  | Henke Sass Wolfe,regular wall,3 in.,16,laboratory and veterinary use only,sterile
,gauge 16, L 5 in., sterile,,,,, | HSWN165 |  | Aldrich | Vet Premium hypodermic needles, Poly Hub, disposable |  | ,,,, | Henke Sass Wolfe Hypodermic Needles , Hypodermic Syringes , Labware , Syringes and Needles |  | Henke Sass Wolfe,regular wall,5 in.,16,laboratory and veterinary use only,sterile | , |  |  | Henke Sass Wolfe,regular wall,5 in.,16,laboratory and veterinary use only,sterile
,gauge 18, L 3 in., sterile,,,,, | HSWN183 |  | Aldrich | Vet Premium hypodermic needles, Poly Hub, disposable |  | ,,,, | Henke Sass Wolfe Hypodermic Needles , Hypodermic Syringes , Labware , Syringes and Needles |  | Henke Sass Wolfe,regular wall,3 in.,18,laboratory and veterinary use only,sterile | , |  |  | Henke Sass Wolfe,regular wall,3 in.,18,laboratory and veterinary use only,sterile
,gauge 22, L 3 in., sterile,,,,, | HSWN223 |  | Aldrich | Vet Premium hypodermic needles, Poly Hub, disposable |  | ,,,, | Henke Sass Wolfe Hypodermic Needles , Hypodermic Syringes , Labware , Syringes and Needles |  | Henke Sass Wolfe,regular wall,3 in.,22,laboratory and veterinary use only,sterile | , |  |  | Henke Sass Wolfe,regular wall,3 in.,22,laboratory and veterinary use only,sterile
,gauge 22, L 3 1/2 in., sterile,,,,, | HSWN22312 |  | Aldrich | Vet Premium hypodermic needles, Poly Hub, disposable |  | ,,,, | Henke Sass Wolfe Hypodermic Needles , Hypodermic Syringes , Labware , Syringes and Needles |  | laboratory and veterinary use only,sterile,22,regular wall,3 1/2 in. | , |  |  | laboratory and veterinary use only,sterile,22,regular wall,3 1/2 in.
,gauge 22, L 4 in., sterile,,,,, | HSWN224 |  | Aldrich | Vet Premium hypodermic needles, Poly Hub, disposable |  | ,,,, | Henke Sass Wolfe Hypodermic Needles , Hypodermic Syringes , Labware , Syringes and Needles |  | laboratory and veterinary use only,sterile,22,regular wall,4 in. | , |  |  | laboratory and veterinary use only,sterile,22,regular wall,4 in.
,glass Luer, capacity 1 mL (16 minims),,,,, | Z181730 |  | Aldrich | Micro-Mate ® interchangeable dual scale tuberculin syringes |  | ,,,, | Hypodermic Syringes , Labware , Micro-Mate Hypodermic Syringes , Syringes and Needles |  | Popper 5208,1 mL (16 minims),graduated 0.01 mL (0.5 minims) | , |  |  | Popper 5208,1 mL (16 minims),graduated 0.01 mL (0.5 minims)
,capacity 2 mL, tip style, needle-lock Luer,,,,, | CAD5004 |  | Aldrich | Micro-Mate ® interchangeable hypodermic syringes |  | ,,,, | Hypodermic Syringes , Labware , Micro-Mate Hypodermic Syringes , Syringes and Needles |  | tip style needle-lock Luer,Cadence Science, 5004,2 mL,graduated 0.1 mL,pack of 12 ea | , |  |  | tip style needle-lock Luer,Cadence Science, 5004,2 mL,graduated 0.1 mL,pack of 12 ea
,capacity 2 mL, tip style, metal Luer,,,,, | Z181137 |  | Aldrich | Micro-Mate ® interchangeable hypodermic syringes |  | ,,,, | Hypodermic Syringes , Labware , Micro-Mate Hypodermic Syringes , Syringes and Needles |  | tip style metal Luer,Popper 5005,11.73 mm,2 mL,graduated 0.1 mL | , |  |  | tip style metal Luer,Popper 5005,11.73 mm,2 mL,graduated 0.1 mL
,capacity 2 mL, tip style, glass Luer,,,,, | CAD5006 |  | Aldrich | Micro-Mate ® interchangeable hypodermic syringes |  | ,,,, | Hypodermic Syringes , Labware , Micro-Mate Hypodermic Syringes , Syringes and Needles |  | tip style glass Luer,Cadence Science, 5006,2 mL,graduated 0.1 mL,pack of 12 ea | , |  |  | tip style glass Luer,Cadence Science, 5006,2 mL,graduated 0.1 mL,pack of 12 ea
,capacity 2 mL, tip style, metal Luer,,,,, | CAD5008 |  | Aldrich | Micro-Mate ® interchangeable hypodermic syringes |  | ,,,, | Hypodermic Syringes , Labware , Micro-Mate Hypodermic Syringes , Syringes and Needles |  | tip style metal Luer,Cadence Science, 5008,2 mL,graduated 0.1 mL,pack of 1 ea | , |  |  | tip style metal Luer,Cadence Science, 5008,2 mL,graduated 0.1 mL,pack of 1 ea
,capacity 2 mL, tip style, glass Luer,,,,, | Z101907 |  | Aldrich | Micro-Mate ® interchangeable hypodermic syringes | (PDF) | ,,,, | Hypodermic Syringes , Labware , Micro-Mate Hypodermic Syringes , Syringes and Needles |  | tip style glass Luer,Popper 5009,11.52 mm,2 mL,graduated 0.1 mL | , |  |  | tip style glass Luer,Popper 5009,11.52 mm,2 mL,graduated 0.1 mL
,capacity 3 mL, tip style, needle-lock Luer,,,,, | CAD5067 |  | Aldrich | Micro-Mate ® interchangeable hypodermic syringes |  | ,,,, | Hypodermic Syringes , Labware , Micro-Mate Hypodermic Syringes , Syringes and Needles |  | tip style needle-lock Luer,Cadence Science, 5067,3 mL,graduated 0.2 mL,pack of 1 ea | , |  |  | tip style needle-lock Luer,Cadence Science, 5067,3 mL,graduated 0.2 mL,pack of 1 ea
,capacity 5 mL, tip style, needle-lock Luer,,,,, | CAD5014 |  | Aldrich | Micro-Mate ® interchangeable hypodermic syringes |  | ,,,, | Hypodermic Syringes , Labware , Micro-Mate Hypodermic Syringes , Syringes and Needles |  | tip style needle-lock Luer,Cadence Science, 5014,5 mL,graduated 0.2 mL,pack of 12 ea | , |  |  | tip style needle-lock Luer,Cadence Science, 5014,5 mL,graduated 0.2 mL,pack of 12 ea
,capacity 5 mL, tip style, metal Luer,,,,, | Z181161 |  | Aldrich | Micro-Mate ® interchangeable hypodermic syringes |  | ,,,, | Hypodermic Syringes , Labware , Micro-Mate Hypodermic Syringes , Syringes and Needles |  | tip style metal Luer,Popper 5015,14.67 mm,5 mL,graduated 0.2 mL | , |  |  | tip style metal Luer,Popper 5015,14.67 mm,5 mL,graduated 0.2 mL
,capacity 5 mL, tip style, glass Luer,,,,, | Z181188 |  | Aldrich | Micro-Mate ® interchangeable hypodermic syringes |  | ,,,, | Hypodermic Syringes , Labware , Micro-Mate Hypodermic Syringes , Syringes and Needles |  | tip style glass Luer,Popper, 5016,14.65 mm,5 mL,graduated 0.2 mL | , |  |  | tip style glass Luer,Popper, 5016,14.65 mm,5 mL,graduated 0.2 mL
,capacity 5 mL, tip style, needle-lock Luer,,,,, | Z101052 |  | Aldrich | Micro-Mate ® interchangeable hypodermic syringes |  | ,,,, | Hypodermic Syringes , Labware , Micro-Mate Hypodermic Syringes , Syringes and Needles |  | tip style needle-lock Luer,Popper 5017,14.83 mm,5 mL,graduated 0.2 mL | , |  |  | tip style needle-lock Luer,Popper 5017,14.83 mm,5 mL,graduated 0.2 mL
,capacity 5 mL, tip style, metal Luer,,,,, | CAD5018 |  | Aldrich | Micro-Mate ® interchangeable hypodermic syringes |  | ,,,, | Hypodermic Syringes , Labware , Micro-Mate Hypodermic Syringes , Syringes and Needles |  | tip style metal Luer,Cadence Science, 5018,5 mL,graduated 0.2 mL,pack of 1 ea | , |  |  | tip style metal Luer,Cadence Science, 5018,5 mL,graduated 0.2 mL,pack of 1 ea
,capacity 5 mL, tip style, glass Luer,,,,, | CAD5019 |  | Aldrich | Micro-Mate ® interchangeable hypodermic syringes |  | ,,,, | Hypodermic Syringes , Labware , Micro-Mate Hypodermic Syringes , Syringes and Needles |  | tip style glass Luer,Cadence Science, 5019,5 mL,graduated 0.2 mL,pack of 1 ea | , |  |  | tip style glass Luer,Cadence Science, 5019,5 mL,graduated 0.2 mL,pack of 1 ea
,capacity 10 mL, tip style, needle-lock Luer,,,,, | CAD5024 |  | Aldrich | Micro-Mate ® interchangeable hypodermic syringes |  | ,,,, | Hypodermic Syringes , Labware , Micro-Mate Hypodermic Syringes , Syringes and Needles |  | tip style needle-lock Luer,Cadence Science, 5024,10 mL,graduated 0.2 mL,pack of 12 ea | , |  |  | tip style needle-lock Luer,Cadence Science, 5024,10 mL,graduated 0.2 mL,pack of 12 ea
,capacity 10 mL, tip style, metal Luer,,,,, | Z181218 |  | Aldrich | Micro-Mate ® interchangeable hypodermic syringes |  | ,,,, | Hypodermic Syringes , Labware , Micro-Mate Hypodermic Syringes , Syringes and Needles |  | tip style metal Luer,Popper 5025,17.79 mm,10 mL,graduated 0.2 mL | , |  |  | tip style metal Luer,Popper 5025,17.79 mm,10 mL,graduated 0.2 mL
,capacity 10 mL, tip style, glass Luer,,,,, | Z181226 |  | Aldrich | Micro-Mate ® interchangeable hypodermic syringes |  | ,,,, | Hypodermic Syringes , Labware , Micro-Mate Hypodermic Syringes , Syringes and Needles |  | tip style glass Luer,Popper 5026,17.80 mm,10 mL,graduated 0.2 mL | , |  |  | tip style glass Luer,Popper 5026,17.80 mm,10 mL,graduated 0.2 mL
,capacity 10 mL, tip style, needle-lock Luer,,,,, | Z101060 |  | Aldrich | Micro-Mate ® interchangeable hypodermic syringes |  | ,,,, | Hypodermic Syringes , Labware , Micro-Mate Hypodermic Syringes , Syringes and Needles |  | tip style needle-lock Luer,Popper 5027,17.80 mm,10 mL,graduated 0.2 mL | , |  |  | tip style needle-lock Luer,Popper 5027,17.80 mm,10 mL,graduated 0.2 mL
,capacity 10 mL, tip style, metal Luer,,,,, | CAD5028 |  | Aldrich | Micro-Mate ® interchangeable hypodermic syringes |  | ,,,, | Hypodermic Syringes , Labware , Micro-Mate Hypodermic Syringes , Syringes and Needles |  | tip style metal Luer,Cadence Science, 5028,10 mL,graduated 0.2 mL,pack of 1 ea | , |  |  | tip style metal Luer,Cadence Science, 5028,10 mL,graduated 0.2 mL,pack of 1 ea
,capacity 10 mL, tip style, glass Luer,,,,, | CAD5029 |  | Aldrich | Micro-Mate ® interchangeable hypodermic syringes |  | ,,,, | Hypodermic Syringes , Labware , Micro-Mate Hypodermic Syringes , Syringes and Needles |  | tip style glass Luer,Cadence Science, 5029,10 mL,graduated 0.2 mL,pack of 1 ea | , |  |  | tip style glass Luer,Cadence Science, 5029,10 mL,graduated 0.2 mL,pack of 1 ea
,capacity 20 mL, tip style, needle-lock Luer,,,,, | CAD5034 |  | Aldrich | Micro-Mate ® interchangeable hypodermic syringes |  | ,,,, | Hypodermic Syringes , Labware , Micro-Mate Hypodermic Syringes , Syringes and Needles |  | tip style needle-lock Luer,Cadence Science, 5034,20 mL,graduated 1 mL,pack of 12 ea | , |  |  | tip style needle-lock Luer,Cadence Science, 5034,20 mL,graduated 1 mL,pack of 12 ea
,capacity 20 mL, tip style, metal Luer,,,,, | Z181242 |  | Aldrich | Micro-Mate ® interchangeable hypodermic syringes |  | ,,,, | Hypodermic Syringes , Labware , Micro-Mate Hypodermic Syringes , Syringes and Needles |  | tip style metal Luer,Popper 5035,23.60 mm,20 mL,graduated 1.0 mL | , |  |  | tip style metal Luer,Popper 5035,23.60 mm,20 mL,graduated 1.0 mL
,capacity 20 mL, tip style, glass Luer,,,,, | Z181250 |  | Aldrich | Micro-Mate ® interchangeable hypodermic syringes |  | ,,,, | Hypodermic Syringes , Labware , Micro-Mate Hypodermic Syringes , Syringes and Needles |  | tip style glass Luer,Popper 5036,23.58 mm,20 mL,graduated 1.0 mL | , |  |  | tip style glass Luer,Popper 5036,23.58 mm,20 mL,graduated 1.0 mL
,capacity 20 mL, tip style, needle-lock Luer,,,,, | Z101079 |  | Aldrich | Micro-Mate ® interchangeable hypodermic syringes |  | ,,,, | Hypodermic Syringes , Labware , Micro-Mate Hypodermic Syringes , Syringes and Needles |  | tip style needle-lock Luer,Popper 5037,23.56 mm,20 mL,graduated 1.0 mL | , |  |  | tip style needle-lock Luer,Popper 5037,23.56 mm,20 mL,graduated 1.0 mL
,capacity 20 mL, tip style, metal Luer,,,,, | CAD5038 |  | Aldrich | Micro-Mate ® interchangeable hypodermic syringes |  | ,,,, | Hypodermic Syringes , Labware , Micro-Mate Hypodermic Syringes , Syringes and Needles |  | tip style metal Luer,Cadence Science, 5038,20 mL,graduated 1 mL,pack of 1 ea | , |  |  | tip style metal Luer,Cadence Science, 5038,20 mL,graduated 1 mL,pack of 1 ea
,capacity 20 mL, tip style, glass Luer,,,,, | CAD5039 |  | Aldrich | Micro-Mate ® interchangeable hypodermic syringes |  | ,,,, | Hypodermic Syringes , Labware , Micro-Mate Hypodermic Syringes , Syringes and Needles |  | tip style glass Luer,Cadence Science, 5039,20 mL,graduated 1 mL,pack of 1 ea | , |  |  | tip style glass Luer,Cadence Science, 5039,20 mL,graduated 1 mL,pack of 1 ea
,capacity 30 mL, tip style, needle-lock Luer,,,,, | Z101087 |  | Aldrich | Micro-Mate ® interchangeable hypodermic syringes |  | ,,,, | Hypodermic Syringes , Labware , Micro-Mate Hypodermic Syringes , Syringes and Needles |  | tip style needle-lock Luer,Popper 5047,27.03 mm,30 mL,graduated 1.0 mL | , |  |  | tip style needle-lock Luer,Popper 5047,27.03 mm,30 mL,graduated 1.0 mL
,capacity 30 mL, tip style, metal Luer,,,,, | Z181269 |  | Aldrich | Micro-Mate ® interchangeable hypodermic syringes |  | ,,,, | Hypodermic Syringes , Labware , Micro-Mate Hypodermic Syringes , Syringes and Needles |  | tip style metal Luer,Popper 5048,26.89 mm,30 mL,graduated 1.0 mL | , |  |  | tip style metal Luer,Popper 5048,26.89 mm,30 mL,graduated 1.0 mL
,capacity 30 mL, tip style, glass Luer with removable metal Luer tip adapter,,,,, | Z181277 |  | Aldrich | Micro-Mate ® interchangeable hypodermic syringes |  | ,,,, | Hypodermic Syringes , Labware , Micro-Mate Hypodermic Syringes , Syringes and Needles |  | tip style glass Luer with removable metal Luer tip adapter,Popper 5049,27.07 mm,30 mL,graduated 1.0 mL | , |  |  | tip style glass Luer with removable metal Luer tip adapter,Popper 5049,27.07 mm,30 mL,graduated 1.0 mL
,capacity 50 mL, tip style, needle-lock Luer,,,,, | Z102342 |  | Aldrich | Micro-Mate ® interchangeable hypodermic syringes |  | ,,,, | Hypodermic Syringes , Labware , Micro-Mate Hypodermic Syringes , Syringes and Needles |  | tip style needle-lock Luer,Popper 5057,32.35 mm,50 mL,graduated 2.0 mL | , |  |  | tip style needle-lock Luer,Popper 5057,32.35 mm,50 mL,graduated 2.0 mL
,capacity 50 mL, tip style, metal Luer,,,,, | Z181285 |  | Aldrich | Micro-Mate ® interchangeable hypodermic syringes |  | ,,,, | Hypodermic Syringes , Labware , Micro-Mate Hypodermic Syringes , Syringes and Needles |  | tip style metal Luer,Popper 5058,32.34 mm,50 mL,graduated 2.0 mL | , |  |  | tip style metal Luer,Popper 5058,32.34 mm,50 mL,graduated 2.0 mL
,capacity 50 mL, tip style, glass Luer with removable metal Luer tip adapter,,,,, | Z181293 |  | Aldrich | Micro-Mate ® interchangeable hypodermic syringes |  | ,,,, | Hypodermic Syringes , Labware , Micro-Mate Hypodermic Syringes , Syringes and Needles |  | tip style glass Luer with removable metal Luer tip adapter,Popper 5059,32.32 mm,50 mL,graduated 2.0 mL | , |  |  | tip style glass Luer with removable metal Luer tip adapter,Popper 5059,32.32 mm,50 mL,graduated 2.0 mL
,capacity 1 mL, tip style, needle-lock Luer,,,,, | Z181749 |  | Aldrich | Micro-Mate ® pressure-control syringe |  | ,,,, | Hypodermic Syringes , Labware , Micro-Mate Hypodermic Syringes , Syringes and Needles |  | tip style needle-lock Luer,Popper 5338,1 mL,graduated 0.01 mL | , |  |  | tip style needle-lock Luer,Popper 5338,1 mL,graduated 0.01 mL
,capacity 2 mL, tip style, needle-lock Luer,,,,, | Z181757 |  | Aldrich | Micro-Mate ® pressure-control syringe |  | ,,,, | Hypodermic Syringes , Labware , Micro-Mate Hypodermic Syringes , Syringes and Needles |  | tip style needle-lock Luer,Popper 5339,2 mL,graduated 0.05 mL | , |  |  | tip style needle-lock Luer,Popper 5339,2 mL,graduated 0.05 mL
,capacity 5 mL, tip style, needle-lock Luer,,,,, | Z181765 |  | Aldrich | Micro-Mate ® pressure-control syringe |  | ,,,, | Hypodermic Syringes , Labware , Micro-Mate Hypodermic Syringes , Syringes and Needles |  | tip style needle-lock Luer,Popper 5341,5 mL,graduated 0.2 mL | , |  |  | tip style needle-lock Luer,Popper 5341,5 mL,graduated 0.2 mL
,capacity 10 mL, tip style, needle-lock Luer,,,,, | Z181773 |  | Aldrich | Micro-Mate ® pressure-control syringe |  | ,,,, | Hypodermic Syringes , Labware , Micro-Mate Hypodermic Syringes , Syringes and Needles |  | tip style needle-lock Luer,Popper 5342,10 mL,graduated 0.2 mL | , |  |  | tip style needle-lock Luer,Popper 5342,10 mL,graduated 0.2 mL
,capacity 20 mL, tip style, needle-lock Luer,,,,, | Z181781 |  | Aldrich | Micro-Mate ® pressure-control syringe |  | ,,,, | Hypodermic Syringes , Labware , Micro-Mate Hypodermic Syringes , Syringes and Needles |  | tip style needle-lock Luer,Popper 5343,20 mL,graduated 1.0 mL | , |  |  | tip style needle-lock Luer,Popper 5343,20 mL,graduated 1.0 mL
,capacity 10 mL, glass Luer,,,,, | Z181536 |  | Aldrich | Perfektum ® eccentric-tip syringe |  | ,,,, | Hypodermic Syringes , Labware , Perfektum Hypodermic Syringes , Syringes and Needles |  | Popper 5126,10 mL,graduated 0.2 mL | , |  |  | Popper 5126,10 mL,graduated 0.2 mL
,capacity 20 mL, glass Luer,,,,, | Z181552 |  | Aldrich | Perfektum ® eccentric-tip syringe |  | ,,,, | Hypodermic Syringes , Labware , Perfektum Hypodermic Syringes , Syringes and Needles |  | Popper 5136,20 mL,graduated 1.0 mL | , |  |  | Popper 5136,20 mL,graduated 1.0 mL
,capacity 50 mL, needle-lock Luer,,,,, | Z181587 |  | Aldrich | Perfektum ® eccentric-tip syringe |  | ,,,, | Hypodermic Syringes , Labware , Perfektum Hypodermic Syringes , Syringes and Needles |  | Popper 5154,50 mL,graduated 2.0 mL | , |  |  | Popper 5154,50 mL,graduated 2.0 mL
,capacity 150 mL, needle-lock Luer,,,,, | Z181846 |  | Aldrich | Perfektum ® jumbo syringe |  | ,,,, | Hypodermic Syringes , Labware , Perfektum Hypodermic Syringes , Syringes and Needles |  | Popper 5331,150 mL,graduated 10 mL | , |  |  | Popper 5331,150 mL,graduated 10 mL
,capacity 250 mL, needle-lock Luer,,,,, | Z181854 |  | Aldrich | Perfektum ® jumbo syringe |  | ,,,, | Hypodermic Syringes , Labware , Perfektum Hypodermic Syringes , Syringes and Needles |  | Popper 5333,250 mL,graduated 10 mL | , |  |  | Popper 5333,250 mL,graduated 10 mL
,capacity 2 mL, tip style, glass Luer,,,,, | Z181331 |  | Aldrich | Perfektum ® matched numbered hypodermic syringes |  | ,,,, | Hypodermic Syringes , Labware , Perfektum Hypodermic Syringes , Syringes and Needles |  | tip style glass Luer,Popper 5109,2 mL,graduated 0.1 mL | , |  |  | tip style glass Luer,Popper 5109,2 mL,graduated 0.1 mL
,capacity 2 mL, tip style, metal Luer,,,,, | Z181323 |  | Aldrich | Perfektum ® matched numbered hypodermic syringes |  | ,,,, | Hypodermic Syringes , Labware , Perfektum Hypodermic Syringes , Syringes and Needles |  | tip style metal Luer,Popper 5108,2 mL,graduated 0.1 mL | , |  |  | tip style metal Luer,Popper 5108,2 mL,graduated 0.1 mL
,capacity 2 mL, tip style, needle-lock Luer,,,,, | Z181315 |  | Aldrich | Perfektum ® matched numbered hypodermic syringes |  | ,,,, | Hypodermic Syringes , Labware , Perfektum Hypodermic Syringes , Syringes and Needles |  | tip style needle-lock Luer,Popper 5107,2 mL,graduated 0.1 mL | , |  |  | tip style needle-lock Luer,Popper 5107,2 mL,graduated 0.1 mL
,capacity 3 mL, graduated, 0.2 mL, tip style, glass Luer,,,,, | CAD5169 |  | Aldrich | Perfektum ® matched numbered hypodermic syringes |  | ,,,, | Hypodermic Syringes , Labware , Perfektum Hypodermic Syringes , Syringes and Needles |  | tip style glass Luer,Cadence Science, 5169,3 mL,graduated 0.2 mL,pack of 1 ea | , |  |  | tip style glass Luer,Cadence Science, 5169,3 mL,graduated 0.2 mL,pack of 1 ea
,capacity 3 mL, tip style, needle-lock Luer,,,,, | CAD5167 |  | Aldrich | Perfektum ® matched numbered hypodermic syringes |  | ,,,, | Hypodermic Syringes , Labware , Perfektum Hypodermic Syringes , Syringes and Needles |  | tip style needle-lock Luer,Cadence Science, 5167,3 mL,graduated 0.2 mL,pack of 1 ea | , |  |  | tip style needle-lock Luer,Cadence Science, 5167,3 mL,graduated 0.2 mL,pack of 1 ea
,capacity 5 mL, tip style, glass Luer,,,,, | Z181374 |  | Aldrich | Perfektum ® matched numbered hypodermic syringes |  | ,,,, | Hypodermic Syringes , Labware , Perfektum Hypodermic Syringes , Syringes and Needles |  | tip style glass Luer,Popper 5119,5 mL,graduated 0.2 mL | , |  |  | tip style glass Luer,Popper 5119,5 mL,graduated 0.2 mL
,capacity 5 mL, tip style, needle-lock Luer,,,,, | Z181358 |  | Aldrich | Perfektum ® matched numbered hypodermic syringes |  | ,,,, | Hypodermic Syringes , Labware , Perfektum Hypodermic Syringes , Syringes and Needles |  | tip style needle-lock Luer,Popper 5117,5 mL,graduated 0.2 mL | , |  |  | tip style needle-lock Luer,Popper 5117,5 mL,graduated 0.2 mL
,capacity 10 mL, tip style, glass Luer,,,,, | Z181404 |  | Aldrich | Perfektum ® matched numbered hypodermic syringes |  | ,,,, | Hypodermic Syringes , Labware , Perfektum Hypodermic Syringes , Syringes and Needles |  | tip style glass Luer,Popper 5129,10 mL,graduated 0.2 mL | , |  |  | tip style glass Luer,Popper 5129,10 mL,graduated 0.2 mL
,capacity 10 mL, tip style, metal Luer,,,,, | Z181390 |  | Aldrich | Perfektum ® matched numbered hypodermic syringes |  | ,,,, | Hypodermic Syringes , Labware , Perfektum Hypodermic Syringes , Syringes and Needles |  | tip style metal Luer,Popper 5128,10 mL,graduated 0.2 mL | , |  |  | tip style metal Luer,Popper 5128,10 mL,graduated 0.2 mL
,capacity 10 mL, tip style, needle-lock Luer,,,,, | Z181382 |  | Aldrich | Perfektum ® matched numbered hypodermic syringes |  | ,,,, | Hypodermic Syringes , Labware , Perfektum Hypodermic Syringes , Syringes and Needles |  | tip style needle-lock Luer,Popper 5127,10 mL,graduated 0.2 mL | , |  |  | tip style needle-lock Luer,Popper 5127,10 mL,graduated 0.2 mL
,capacity 20 mL, tip style, glass Luer,,,,, | Z181439 |  | Aldrich | Perfektum ® matched numbered hypodermic syringes |  | ,,,, | Hypodermic Syringes , Labware , Perfektum Hypodermic Syringes , Syringes and Needles |  | tip style glass Luer,Popper 5139,20 mL,graduated 1.0 mL | , |  |  | tip style glass Luer,Popper 5139,20 mL,graduated 1.0 mL
,capacity 20 mL, tip style, metal Luer,,,,, | Z181420 |  | Aldrich | Perfektum ® matched numbered hypodermic syringes |  | ,,,, | Hypodermic Syringes , Labware , Perfektum Hypodermic Syringes , Syringes and Needles |  | tip style metal Luer,Popper 5138,20 mL,graduated 1.0 mL | , |  |  | tip style metal Luer,Popper 5138,20 mL,graduated 1.0 mL
,capacity 20 mL, tip style, needle-lock Luer,,,,, | Z181412 |  | Aldrich | Perfektum ® matched numbered hypodermic syringes |  | ,,,, | Hypodermic Syringes , Labware , Perfektum Hypodermic Syringes , Syringes and Needles |  | tip style needle-lock Luer,Popper 5137,20 mL,graduated 1.0 mL | , |  |  | tip style needle-lock Luer,Popper 5137,20 mL,graduated 1.0 mL
,capacity 30 mL, tip style, glass/metal Luer,,,,, | Z181455 |  | Aldrich | Perfektum ® matched numbered hypodermic syringes |  | ,,,, | Hypodermic Syringes , Labware , Perfektum Hypodermic Syringes , Syringes and Needles |  | tip style glass/metal Luer,Popper 5149,30 mL,graduated 1.0 mL | , |  |  | tip style glass/metal Luer,Popper 5149,30 mL,graduated 1.0 mL
,capacity 30 mL, tip style, needle-lock Luer,,,,, | Z181447 |  | Aldrich | Perfektum ® matched numbered hypodermic syringes |  | ,,,, | Hypodermic Syringes , Labware , Perfektum Hypodermic Syringes , Syringes and Needles |  | tip style needle-lock Luer,Popper 5147,30 mL,graduated 1.0 mL | , |  |  | tip style needle-lock Luer,Popper 5147,30 mL,graduated 1.0 mL
,capacity 50 mL, tip style, glass/metal Luer,,,,, | Z181471 |  | Aldrich | Perfektum ® matched numbered hypodermic syringes |  | ,,,, | Hypodermic Syringes , Labware , Perfektum Hypodermic Syringes , Syringes and Needles |  | tip style glass/metal Luer,Popper 5159,50 mL,graduated 2.0 mL | , |  |  | tip style glass/metal Luer,Popper 5159,50 mL,graduated 2.0 mL
,capacity 50 mL, tip style, needle-lock Luer,,,,, | Z181463 |  | Aldrich | Perfektum ® matched numbered hypodermic syringes |  | ,,,, | Hypodermic Syringes , Labware , Perfektum Hypodermic Syringes , Syringes and Needles |  | tip style needle-lock Luer,Popper 5157,50 mL,graduated 2.0 mL | , |  |  | tip style needle-lock Luer,Popper 5157,50 mL,graduated 2.0 mL
,capacity 100 mL, tip style, glass/metal Luer,,,,, | Z180378 |  | Aldrich | Perfektum ® matched numbered hypodermic syringes |  | ,,,, | Hypodermic Syringes , Labware , Perfektum Hypodermic Syringes , Syringes and Needles |  | tip style glass/metal Luer,Popper 5179,100 mL,graduated 4.0 mL | , |  |  | tip style glass/metal Luer,Popper 5179,100 mL,graduated 4.0 mL
,capacity 100 mL, tip style, needle-lock Luer,,,,, | Z150371 |  | Aldrich | Perfektum ® matched numbered hypodermic syringes |  | ,,,, | Hypodermic Syringes , Labware , Perfektum Hypodermic Syringes , Syringes and Needles |  | Micro-Mate,Cadence Science,100 mL,graduated 4.0 mL | , |  |  | Micro-Mate,Cadence Science,100 mL,graduated 4.0 mL
,capacity 0.25 mL, glass Luer,,,,, | Z181609 |  | Aldrich | Perfektum ® tuberculin syringe |  | ,,,, | Hypodermic Syringes , Labware , Perfektum Hypodermic Syringes , Syringes and Needles |  | Popper 5200,0.25 mL,graduated 0.01 mL | , |  |  | Popper 5200,0.25 mL,graduated 0.01 mL
,capacity 0.5 mL, glass Luer,,,,, | Z181617 |  | Aldrich | Perfektum ® tuberculin syringe |  | ,,,, | Hypodermic Syringes , Labware , Perfektum Hypodermic Syringes , Syringes and Needles |  | Popper 5201,0.5 mL,graduated 0.01 mL | , |  |  | Popper 5201,0.5 mL,graduated 0.01 mL
,capacity 1.00 mL, needle-lock Luer,,,,, | Z181625 |  | Aldrich | Perfektum ® tuberculin syringe |  | ,,,, | Hypodermic Syringes , Labware , Perfektum Hypodermic Syringes , Syringes and Needles |  | Popper 5212,1.00 mL,graduated 0.01 mL | , |  |  | Popper 5212,1.00 mL,graduated 0.01 mL
,capacity 2.00 mL, needle-lock Luer,,,,, | Z181633 |  | Aldrich | Perfektum ® tuberculin syringe |  | ,,,, | Hypodermic Syringes , Labware , Perfektum Hypodermic Syringes , Syringes and Needles |  | Popper 5214,2.00 mL,graduated 0.05 mL | , |  |  | Popper 5214,2.00 mL,graduated 0.05 mL
,capacity 1 mL, graduated, 0.01 mL, glass Luer,,,,, | CAD5203 |  | Aldrich | Perfektum ® tuberculin syringe |  | ,,,, | Hypodermic Syringes , Labware , Perfektum Hypodermic Syringes , Syringes and Needles |  | pack of 1 ea,Cadence Science, 5203,1 mL,graduated 0.01 mL | , |  |  | pack of 1 ea,Cadence Science, 5203,1 mL,graduated 0.01 mL
,,,,,, | Z234168 |  | Aldrich | Replacement O-ring for Z18,162-5 |  | ,,,, | Hypodermic Syringes , Labware , Perfektum Hypodermic Syringes , Syringes and Needles |  | Micro-Mate,Cadence Science | , |  |  | Micro-Mate,Cadence Science
,slip tip, capacity 3.0 mL, graduated, 0.1 mL,,,,, | Z192112 |  | Aldrich | Becton Dickinson hypodermic syringes, polypropylene |  | ,,,, | Becton Dickinson , Becton Dickinson Polypropylene Hypodermic Syringes, , Disposable syringes , Hypodermic Syringes , Labware , Manufacturer Browser , Polypropylene Hypodermic Syringes , Syringes and Needles |  | Becton-Dickinson & Co. 309586,polypropylene body and plunger (Latex-free rubber tip),non-sterile,graduated 0.1 mL,3.0 mL | , |  |  | Becton-Dickinson & Co. 309586,polypropylene body and plunger (Latex-free rubber tip),non-sterile,graduated 0.1 mL,3.0 mL
,slip tip, capacity 5.0 mL, graduated, 0.2 mL,,,,, | Z192139 |  | Aldrich | Becton Dickinson hypodermic syringes, polypropylene |  | ,,,, | Becton Dickinson , Becton Dickinson Polypropylene Hypodermic Syringes, , Disposable syringes , Hypodermic Syringes , Labware , Manufacturer Browser , Polypropylene Hypodermic Syringes , Syringes and Needles |  | Becton-Dickinson & Co. 309647,polypropylene body and plunger (Latex-free rubber tip),non-sterile,graduated 0.2 mL,5.0 mL | , |  |  | Becton-Dickinson & Co. 309647,polypropylene body and plunger (Latex-free rubber tip),non-sterile,graduated 0.2 mL,5.0 mL
,Luer lock tip*, capacity 10.0 mL, graduated, 0.2 mL, sterile,,,,, | Z192171 |  | Aldrich | Becton Dickinson hypodermic syringes, polypropylene |  | ,,,, | Becton Dickinson , Becton Dickinson Polypropylene Hypodermic Syringes, , Disposable syringes , Hypodermic Syringes , Labware , Manufacturer Browser , Polypropylene Hypodermic Syringes , Syringes and Needles |  | Becton-Dickinson & Co. 309605,10.0 mL,polypropylene body and plunger (Latex-free rubber tip),graduated 0.2 mL,pk of 20 ea,sterile | , |  |  | Becton-Dickinson & Co. 309605,10.0 mL,polypropylene body and plunger (Latex-free rubber tip),graduated 0.2 mL,pk of 20 ea,sterile
,slip tip, capacity 10.0 mL, graduated, 0.2 mL,,,,, | Z192031 |  | Aldrich | Becton Dickinson hypodermic syringes, polypropylene |  | ,,,, | Becton Dickinson , Becton Dickinson Polypropylene Hypodermic Syringes, , Disposable syringes , Hypodermic Syringes , Labware , Manufacturer Browser , Polypropylene Hypodermic Syringes , Syringes and Needles |  | Becton-Dickinson & Co. 301604,polypropylene body and plunger (Latex-free rubber tip),non-sterile,graduated 0.2 mL,10.0 mL | , |  |  | Becton-Dickinson & Co. 301604,polypropylene body and plunger (Latex-free rubber tip),non-sterile,graduated 0.2 mL,10.0 mL
,eccentric tip, capacity 10.0 mL, graduated, 0.2 mL,,,,, | Z192147 |  | Aldrich | Becton Dickinson hypodermic syringes, polypropylene |  | ,,,, | Becton Dickinson , Becton Dickinson Polypropylene Hypodermic Syringes, , Disposable syringes , Hypodermic Syringes , Labware , Manufacturer Browser , Polypropylene Hypodermic Syringes , Syringes and Needles |  | Becton-Dickinson & Co. 305482,polypropylene body and plunger (Latex-free rubber tip),non-sterile,graduated 0.2 mL,10.0 mL | , |  |  | Becton-Dickinson & Co. 305482,polypropylene body and plunger (Latex-free rubber tip),non-sterile,graduated 0.2 mL,10.0 mL
,eccentric tip*, capacity 10.0 mL, graduated, 0.2 mL, sterile,,,,, | Z192155 |  | Aldrich | Becton Dickinson hypodermic syringes, polypropylene |  | ,,,, | Becton Dickinson , Becton Dickinson Polypropylene Hypodermic Syringes, , Disposable syringes , Hypodermic Syringes , Labware , Manufacturer Browser , Polypropylene Hypodermic Syringes , Syringes and Needles |  | Becton-Dickinson & Co. 305462,polypropylene body and plunger (Latex-free rubber tip),sterile,graduated 0.2 mL,10.0 mL | , |  |  | Becton-Dickinson & Co. 305462,polypropylene body and plunger (Latex-free rubber tip),sterile,graduated 0.2 mL,10.0 mL
,Luer lock tip, capacity 20.0 mL, graduated, 1.0 mL,,,,, | Z192201 |  | Aldrich | Becton Dickinson hypodermic syringes, polypropylene |  | ,,,, | Becton Dickinson , Becton Dickinson Polypropylene Hypodermic Syringes, , Disposable syringes , Hypodermic Syringes , Labware , Manufacturer Browser , Polypropylene Hypodermic Syringes , Syringes and Needles |  | Becton-Dickinson & Co. 309661,polypropylene body and plunger (Latex-free rubber tip),non-sterile,graduated 1.0 mL,20.0 mL | , |  |  | Becton-Dickinson & Co. 309661,polypropylene body and plunger (Latex-free rubber tip),non-sterile,graduated 1.0 mL,20.0 mL
,Luer lock tip*, capacity 20.0 mL, graduated, 1.0 mL, sterile,,,,, | Z192244 |  | Aldrich | Becton Dickinson hypodermic syringes, polypropylene |  | ,,,, | Becton Dickinson , Becton Dickinson Polypropylene Hypodermic Syringes, , Disposable syringes , Hypodermic Syringes , Labware , Manufacturer Browser , Polypropylene Hypodermic Syringes , Syringes and Needles |  | Becton-Dickinson & Co. 305617,20.0 mL,polypropylene body and plunger (Latex-free rubber tip),graduated 1.0 mL,pkg of 10 ea,sterile | , |  |  | Becton-Dickinson & Co. 305617,20.0 mL,polypropylene body and plunger (Latex-free rubber tip),graduated 1.0 mL,pkg of 10 ea,sterile
,slip tip, capacity 20.0 mL, graduated, 1.0 mL,,,,, | Z192228 |  | Aldrich | Becton Dickinson hypodermic syringes, polypropylene |  | ,,,, | Becton Dickinson , Becton Dickinson Polypropylene Hypodermic Syringes, , Disposable syringes , Hypodermic Syringes , Labware , Manufacturer Browser , Polypropylene Hypodermic Syringes , Syringes and Needles |  | Becton-Dickinson & Co. 301625,polypropylene body and plunger (Latex-free rubber tip),non-sterile,graduated 1.0 mL,20.0 mL | , |  |  | Becton-Dickinson & Co. 301625,polypropylene body and plunger (Latex-free rubber tip),non-sterile,graduated 1.0 mL,20.0 mL
,Luer lock tip, capacity 30.0 mL, graduated, 1.0 mL,,,,, | Z192260 |  | Aldrich | Becton Dickinson hypodermic syringes, polypropylene |  | ,,,, | Becton Dickinson , Becton Dickinson Polypropylene Hypodermic Syringes, , Disposable syringes , Hypodermic Syringes , Labware , Manufacturer Browser , Polypropylene Hypodermic Syringes , Syringes and Needles |  | Becton-Dickinson & Co. 309650,polypropylene body and plunger (Latex-free rubber tip),non-sterile,graduated 1.0 mL,30.0 mL | , |  |  | Becton-Dickinson & Co. 309650,polypropylene body and plunger (Latex-free rubber tip),non-sterile,graduated 1.0 mL,30.0 mL
,Luer lock tip*, capacity 30.0 mL, graduated, 1.0 mL, sterile,,,,, | Z192295 |  | Aldrich | Becton Dickinson hypodermic syringes, polypropylene |  | ,,,, | Becton Dickinson , Becton Dickinson Polypropylene Hypodermic Syringes, , Disposable syringes , Hypodermic Syringes , Labware , Manufacturer Browser , Polypropylene Hypodermic Syringes , Syringes and Needles |  | Becton-Dickinson & Co. 305618,30.0 mL,polypropylene body and plunger (Latex-free rubber tip),graduated 1.0 mL,pk of 10 ea,sterile | , |  |  | Becton-Dickinson & Co. 305618,30.0 mL,polypropylene body and plunger (Latex-free rubber tip),graduated 1.0 mL,pk of 10 ea,sterile
,slip tip, capacity 30.0 mL, graduated, 1.0 mL,,,,, | Z192279 |  | Aldrich | Becton Dickinson hypodermic syringes, polypropylene |  | ,,,, | Becton Dickinson , Becton Dickinson Polypropylene Hypodermic Syringes, , Disposable syringes , Hypodermic Syringes , Labware , Manufacturer Browser , Polypropylene Hypodermic Syringes , Syringes and Needles |  | Becton-Dickinson & Co. 309651,polypropylene body and plunger (Latex-free rubber tip),non-sterile,graduated 1.0 mL,30.0 mL | , |  |  | Becton-Dickinson & Co. 309651,polypropylene body and plunger (Latex-free rubber tip),non-sterile,graduated 1.0 mL,30.0 mL
,Luer lock tip, capacity 60.0 mL, graduated, 1.0 mL,,,,, | Z192317 |  | Aldrich | Becton Dickinson hypodermic syringes, polypropylene |  | ,,,, | Becton Dickinson , Becton Dickinson Polypropylene Hypodermic Syringes, , Disposable syringes , Hypodermic Syringes , Labware , Manufacturer Browser , Polypropylene Hypodermic Syringes , Syringes and Needles |  | Becton-Dickinson & Co. 309653,polypropylene body and plunger (Latex-free rubber tip),sterile,graduated 1.0 mL,60.0 mL | , |  |  | Becton-Dickinson & Co. 309653,polypropylene body and plunger (Latex-free rubber tip),sterile,graduated 1.0 mL,60.0 mL
,slip tip, capacity 60.0 mL, graduated, 1.0 mL,,,,, | Z192325 |  | Aldrich | Becton Dickinson hypodermic syringes, polypropylene |  | ,,,, | Becton Dickinson , Becton Dickinson Polypropylene Hypodermic Syringes, , Disposable syringes , Hypodermic Syringes , Labware , Manufacturer Browser , Polypropylene Hypodermic Syringes , Syringes and Needles |  | Becton-Dickinson & Co.,polypropylene body and plunger (Latex-free rubber tip),non-sterile,graduated 1.0 mL,60.0 mL | , |  |  | Becton-Dickinson & Co.,polypropylene body and plunger (Latex-free rubber tip),non-sterile,graduated 1.0 mL,60.0 mL
,Luer-lock tip, capacity 1.0 mL, graduated, 0.1 mL,,,,, | Z551546 |  | Aldrich | Hypodermic syringes, polypropylene |  | ,,,, | Becton Dickinson , Becton Dickinson Polypropylene Hypodermic Syringes, , Hypodermic Syringes , Labware , Manufacturer Browser , Polypropylene Hypodermic Syringes , Syringes and Needles |  | sterile,1.0 mL,graduated 0.1 mL | , |  |  | sterile,1.0 mL,graduated 0.1 mL
,gauge 22, L 1 in.,,,,, | Z412139 |  | Aldrich | BD Precisionglide ® syringe needles |  | ,,,, | Becton Dickinson , Becton Dickinson Precisionglide Syringe Needles , Hypodermic Syringes , Labware , Manufacturer Browser , Precisionglide Hypodermic Syringes , Syringes and Needles |  | pkg of 100 ea,Becton-Dickinson & Co. 305155,22,1 in.,black | , |  |  | pkg of 100 ea,Becton-Dickinson & Co. 305155,22,1 in.,black
,capacity 3 mL, tip style, needle-lock Luer,,,,, | CAD5340 |  | Aldrich | Micro-Mate ® pressure-control syringe |  | ,,,, | Hypodermic Syringes , Labware , Pressure control syringe , Syringes and Needles |  | tip style needle-lock Luer,Cadence Science, 5340,3 mL,graduated 0.2 mL,pack of 1 ea | , |  |  | tip style needle-lock Luer,Cadence Science, 5340,3 mL,graduated 0.2 mL,pack of 1 ea
,2 mL in 1/10 mL graduations,,,,, | CAD5710 |  | Aldrich | Pipetting assemblies |  | ,,,, | Hypodermic Syringes , Labware , Syringes and Needles , Syringes with pipetting assemblies |  | pack of 1 ea,Cadence Science, 5710 | , |  |  | pack of 1 ea,Cadence Science, 5710
,10 mL in 1/2 mL graduations,,,,, | CAD5730 |  | Aldrich | Pipetting assemblies |  | ,,,, | Hypodermic Syringes , Labware , Syringes and Needles , Syringes with pipetting assemblies |  | pack of 1 ea,Cadence Science, 5730 | , |  |  | pack of 1 ea,Cadence Science, 5730
,1 mL in 1/50 mL graduations,,,,, | CAD5700 |  | Aldrich | Pipetting assemblies |  | ,,,, | Hypodermic Syringes , Labware , Syringes and Needles , Syringes with pipetting assemblies |  | pack of 1 ea,Cadence Science, 5700 | , |  |  | pack of 1 ea,Cadence Science, 5700
,5 mL in 1/5 mL graduations,,,,, | CAD5720 |  | Aldrich | Pipetting assemblies |  | ,,,, | Hypodermic Syringes , Labware , Syringes and Needles , Syringes with pipetting assemblies |  | pack of 1 ea,Cadence Science, 5720 | , |  |  | pack of 1 ea,Cadence Science, 5720
,capacity 5 mL,,,,, | CAD5723 |  | Aldrich | Pipetting assembly replacement metal holder |  | ,,,, | Hypodermic Syringes , Labware , Syringes and Needles , Syringes with pipetting assemblies |  | pack of 1 ea,Cadence Science, 5723,5 mL | , |  |  | pack of 1 ea,Cadence Science, 5723,5 mL
,capacity 10 mL,,,,, | CAD5733 |  | Aldrich | Pipetting assembly replacement metal holder |  | ,,,, | Hypodermic Syringes , Labware , Syringes and Needles , Syringes with pipetting assemblies |  | pack of 1 ea,Cadence Science, 5733,10 mL | , |  |  | pack of 1 ea,Cadence Science, 5733,10 mL
,capacity 1 mL,,,,, | CAD5703 |  | Aldrich | Pipetting assembly replacement metal holder |  | ,,,, | Hypodermic Syringes , Labware , Syringes and Needles , Syringes with pipetting assemblies |  | pack of 1 ea,Cadence Science, 5703,1 mL | , |  |  | pack of 1 ea,Cadence Science, 5703,1 mL
,capacity 2 mL,,,,, | CAD5713 |  | Aldrich | Pipetting assembly replacement metal holder |  | ,,,, | Hypodermic Syringes , Labware , Syringes and Needles , Syringes with pipetting assemblies |  | pack of 1 ea,Cadence Science, 5713,2 mL | , |  |  | pack of 1 ea,Cadence Science, 5713,2 mL
,for 1 mL, 2 mL, 5 mL, and 10 mL,,,,, | CAD6084 |  | Aldrich | Pipetting assembly replacement sinker |  | ,,,, | Hypodermic Syringes , Labware , Syringes and Needles , Syringes with pipetting assemblies |  | pack of 1 ea,Cadence Science, 6084 | , |  |  | pack of 1 ea,Cadence Science, 6084
,5 mL in 1/5 mL graduations,,,,, | CAD5721 |  | Aldrich | Pipetting assembly replacement syringe |  | ,,,, | Hypodermic Syringes , Labware , Syringes and Needles , Syringes with pipetting assemblies |  | pack of 1 ea,Cadence Science, 5721 | , |  |  | pack of 1 ea,Cadence Science, 5721
,1 mL in 1/50 mL graduations,,,,, | CAD5701 |  | Aldrich | Pipetting assembly replacement syringe |  | ,,,, | Hypodermic Syringes , Labware , Syringes and Needles , Syringes with pipetting assemblies |  | pack of 1 ea,Cadence Science, 5701 | , |  |  | pack of 1 ea,Cadence Science, 5701
,2 mL in 1/10 mL graduations,,,,, | CAD5711 |  | Aldrich | Pipetting assembly replacement syringe |  | ,,,, | Hypodermic Syringes , Labware , Syringes and Needles , Syringes with pipetting assemblies |  | pack of 1 ea,Cadence Science, 5711 | , |  |  | pack of 1 ea,Cadence Science, 5711
,10 mL in 1/2 mL graduations,,,,, | CAD5731 |  | Aldrich | Pipetting assembly replacement syringe |  | ,,,, | Hypodermic Syringes , Labware , Syringes and Needles , Syringes with pipetting assemblies |  | pack of 1 ea,Cadence Science, 5731 | , |  |  | pack of 1 ea,Cadence Science, 5731
,for 1 mL, 2 mL, 5 mL, and 10 mL,,,,, | CAD6085 |  | Aldrich | Pipetting assembly replacement valve component kit |  | ,,,, | Hypodermic Syringes , Labware , Syringes and Needles , Syringes with pipetting assemblies |  | pack of 1 ea,Cadence Science, 6085 | , |  |  | pack of 1 ea,Cadence Science, 6085
,for 1 mL, 2 mL, and 5 mL,,,,, | CAD6080 |  | Aldrich | Pipetting assembly replacement valve kit |  | ,,,, | Hypodermic Syringes , Labware , Syringes and Needles , Syringes with pipetting assemblies |  | pack of 1 ea,Cadence Science, 6080 | , |  |  | pack of 1 ea,Cadence Science, 6080
,for 10 mL,,,,, | CAD6081 |  | Aldrich | Pipetting assembly replacement valve kit |  | ,,,, | Hypodermic Syringes , Labware , Syringes and Needles , Syringes with pipetting assemblies |  | pack of 1 ea,Cadence Science, 6081 | , |  |  | pack of 1 ea,Cadence Science, 6081
,for 1 mL, 2 mL, and 5 mL,,,,, | CAD6082 |  | Aldrich | Pipetting assembly replacement valve only |  | ,,,, | Hypodermic Syringes , Labware , Syringes and Needles , Syringes with pipetting assemblies |  | pack of 1 ea,Cadence Science, 6082 | , |  |  | pack of 1 ea,Cadence Science, 6082
,for 10 mL,,,,, | CAD6083 |  | Aldrich | Pipetting assembly replacement valve only |  | ,,,, | Hypodermic Syringes , Labware , Syringes and Needles , Syringes with pipetting assemblies |  | pack of 1 ea,Cadence Science, 6083 | , |  |  | pack of 1 ea,Cadence Science, 6083
,pack of 1 ea,,,,, | CAD6113 |  | Aldrich | Pipetting manifolds 8-tip center feed manifold |  | ,,,, | Hypodermic Syringes , Labware , Syringes and Needles , Syringes with pipetting assemblies |  | pack of 1 ea,Cadence Science, 6113 | , |  |  | pack of 1 ea,Cadence Science, 6113
,pack of 1 ea,,,,, | CAD6114 |  | Aldrich | Pipetting manifolds 8-tip side feed manifold |  | ,,,, | Hypodermic Syringes , Labware , Syringes and Needles , Syringes with pipetting assemblies |  | pack of 1 ea,Cadence Science, 6114 | , |  |  | pack of 1 ea,Cadence Science, 6114
Sodium hydroxide solution,≥30% in H 2 O, Trace SELECT ® , for trace analysis,NaOH,,215-185-5,MFCD00003548,24848031 | 13171 | 1310-73-2 | Fluka | 氢氧化钠 溶液 |  | ,,,≤2 mg/kg total nitrogen,1.335 g/mL at 20 °C | Acids & Bases , Atomic Absorption Spectroscopy (AAS) , Bases , Chemical Synthesis , Digestion Reagents , Essential Chemicals , Inorganic Bases , Pure Reagents for Wet Digestion ( Trace SELECT ) , Research Essentials , Sodium Hydroxide (NaOH) and Sodium Hydroxide Solutions , Spectroscopy , Synthetic Reagents , 分析/色谱 , 分析试剂 | 3 mmHg ( 37 °C) | Trace SELECT ®,Zn: ≤10 μg/kg,≥30% in H 2 O (T),bromide (Br - ): ≤100 μg/kg,Al: ≤20 μg/kg | , |  |  | Zn: ≤10 μg/kg,1.335 g/mL at 20 °C,Trace SELECT ®,Al: ≤20 μg/kg,≥30% in H 2 O (T),≤2 mg/kg total nitrogen,bromide (Br - ): ≤100 μg/kg,3 mmHg ( 37 °C)
Rye Grass,ERM ® certified Reference Material,,,,, | ERMCD281 |  | Fluka | 黑麦草 |  | ,,,, | Atomic Absorption Spectroscopy (AAS) , Matrix Standards with Certified Elemental Content , Plant Matrix CRMs (Element content) , Spectroscopy , 分析/色谱 , 分析试剂 |  | ERM ® certified Reference Material | , |  |  | ERM ® certified Reference Material
,certified reference material,,,,, | CRM041 |  | Fluka | Chromium VI - Soil |  | ,,,, | Atomic Absorption Spectroscopy (AAS) , Matrix Standards with Certified Elemental Content , Soil, Sludge and Sediment Matrix CRMs (Element content) , Spectroscopy , 分析/色谱 , 分析试剂 |  | certified reference material,pkg of ~30 g,soil,RTC, CRM041-030 | , |  |  | certified reference material,pkg of ~30 g,soil,RTC, CRM041-030
,ERM ® certified Reference Material,,,,, | ERMCC141 |  | Fluka | Loam soil (trace elements) |  | ,,,, | Atomic Absorption Spectroscopy (AAS) , Matrix Standards with Certified Elemental Content , Soil, Sludge and Sediment Matrix CRMs (Element content) , Spectroscopy , 分析/色谱 , 分析试剂 |  | ERM ® certified Reference Material | , |  |  | ERM ® certified Reference Material
,certified reference material, pkg of 225 g,,,,, | CRM208 |  | Fluka | TCLP Metals - Sandy Loam 4 |  | ,,,, | Atomic Absorption Spectroscopy (AAS) , Matrix Standards with Certified Elemental Content , Soil, Sludge and Sediment Matrix CRMs (Element content) , Spectroscopy , 分析/色谱 , 分析试剂 |  | certified reference material,pkg of 225 g,5.76,RTC, CRM207-225 | , |  |  | certified reference material,pkg of 225 g,5.76,RTC, CRM207-225
Ground water,ERM ® certified Reference Material,,,231-791-2,, | ERMCA616 |  | Fluka | 地下水 |  | ,,,, | Atomic Absorption Spectroscopy (AAS) , Matrix Standards with Certified Elemental Content , Spectroscopy , Water and Water Pollution Matrix CRMs (Element content) , 分析/色谱 , 分析试剂 |  | ERM ® certified Reference Material | , |  |  | ERM ® certified Reference Material
,ERM ® certified Reference Material,,,,, | ERMCA615 |  | Fluka | Ground water (trace elements) |  | ,,,, | Atomic Absorption Spectroscopy (AAS) , Matrix Standards with Certified Elemental Content , Spectroscopy , Water and Water Pollution Matrix CRMs (Element content) , 分析/色谱 , 分析试剂 |  | ERM ® certified Reference Material | , |  |  | ERM ® certified Reference Material
Simulated rain water,ERM ® certified Reference Material,,,,, | ERMCA408 |  | Fluka | 模拟雨水 |  | ,,,, | Atomic Absorption Spectroscopy (AAS) , Matrix Standards with Certified Elemental Content , Spectroscopy , Water and Water Pollution Matrix CRMs (Element content) , 分析/色谱 , 分析试剂 |  | ERM ® certified Reference Material | , |  |  | ERM ® certified Reference Material
Albumin fluorescence assay kit,,,,200-661-7,, | 09753 |  | Fluka | 白蛋白荧光检测试剂盒 | (PDF) | ,,,2-8°C, | Fluorescent Kits , 生化试剂 , 荧光探针，标记，粒子和染色剂 |  |  | , |  |  | 2-8°C
Ampliflu ™ Red Western Blot Kit,for fluorescent detection,,,,, | 79454 |  | Sigma | Ampliflu Red Westernblot Kit | (PDF) | ,,,2-8°C, | Detection Substrates , Enzyme Substrates , Fluorescent Kits , Peroxidase , Powders , Western Blotting , 生化试剂 , 荧光探针，标记，粒子和染色剂 , 酶、抑制剂和底物 |  | sufficient for 50 applications,λ ex 571 nm; λ em 585 nm | , |  |  | sufficient for 50 applications,2-8°C,λ ex 571 nm; λ em 585 nm
,,,,,, | 51146 |  | Sigma | Atto 550 Protein Labeling Kit | (PDF) | ,,,2-8°C, | Fluorescent Kits , 生化试剂 , 荧光探针，标记，粒子和染色剂 |  | λ ex 544 nm; λ em 576 nm in 0.1 M phosphate buffer, pH 7.0 (recommended) | , |  |  | 2-8°C,λ ex 544 nm; λ em 576 nm in 0.1 M phosphate buffer, pH 7.0 (recommended)
Atto 594 Protein Labeling Kit,,,,231-791-2,, | 68616 |  | Sigma | Atto 594 Protein- Markierungs- Kit | (PDF) | ,,,2-8°C, | Fluorescent Kits , 生化试剂 , 荧光探针，标记，粒子和染色剂 |  | λ ex 594 nm; λ em 625 nm in 0.1 M phosphate buffer, pH 7.0 (recommended) | , |  |  | 2-8°C,λ ex 594 nm; λ em 625 nm in 0.1 M phosphate buffer, pH 7.0 (recommended)
Atto 594 Protein Labeling Kit,for fluorescence,,,,, | 66314 |  | Fluka | Atto 594 Protein- Markierungs- Kit | (PDF) | ,,,2-8°C, | Fluorescent Kits , 生化试剂 , 荧光探针，标记，粒子和染色剂 |  | for fluorescence,dry ice | , |  |  | for fluorescence,2-8°C,dry ice
,,,,200-664-3,, | 51253 |  | Sigma | Atto 633 Protein Labeling Kit | (PDF) | ,,,2-8°C, | Fluorescent Kits , 生化试剂 , 荧光探针，标记，粒子和染色剂 |  | λ ex 633 nm; λ em 661 nm in 0.1 M phosphate buffer, pH 7.0 (recommended) | , |  |  | 2-8°C,λ ex 633 nm; λ em 661 nm in 0.1 M phosphate buffer, pH 7.0 (recommended)
,,,,,, | 76508 |  | Sigma | Atto 647N Protein Labeling Kit | (PDF) | ,,,2-8°C, | Fluorescent Kits , 生化试剂 , 荧光探针，标记，粒子和染色剂 |  | λ ex 647 nm; λ em 661 nm in 0.1 M phosphate buffer, pH 7.0 (recommended) | , |  |  | 2-8°C,λ ex 647 nm; λ em 661 nm in 0.1 M phosphate buffer, pH 7.0 (recommended)
Calibrator diluent solution,for the determination of albumin with albumin blue 580 (05497),,,,, | 09761 |  | Fluka | 校准品稀释剂 溶液 |  | ,,,2-8°C, | Fluorescent Kits , 生化试剂 , 荧光探针，标记，粒子和染色剂 |  | 6.0±0.5,in accordance for fluorescence | , |  |  | 2-8°C,6.0±0.5,in accordance for fluorescence
,sufficient for 500 tests,,,,, | 03285 |  | Sigma | Cell Counting Kit | (PDF) | ,,,−20°C, | Fluorescent Kits , Fluorescent and Colorimetric Assay Kits , 生化试剂 , 细胞培养 , 细胞活力 , 荧光探针，标记，粒子和染色剂 |  | sufficient for 500 tests | , |  |  | sufficient for 500 tests,−20°C
,GE Healthcare, 28-9345-30, pack of 2 nmol,,,,, | GE28-9345-30 |  | Sigma | CyDye ™ DIGE Fluor, Minimal Labeling Kit |  | ,,,−20°C, | Detection kits , Fluorescent Kits , Fluorescent Stains , Protein Electrophoresis Stains , 发光化合物及其检测 , 生化试剂 , 荧光探针，标记，粒子和染色剂 |  | GE Healthcare, 28-9345-30,protect from light,solid,Yellow, Red, Blue,wetted part: No,cold water: soluble (Soluble in cold water and hot water),pack of 2 nmol,Please be aware this product may be shipped 90 days before the expiration date. For more information on the batch specific expiration date, please contact technical service.,dry ice | , |  |  | GE Healthcare, 28-9345-30,protect from light,solid,Yellow, Red, Blue,wetted part: No,cold water: soluble (Soluble in cold water and hot water),−20°C,Please be aware this product may be shipped 90 days before the expiration date. For more information on the batch specific expiration date, please contact technical service.,pack of 2 nmol,dry ice
,GE Healthcare, 28-9366-83,,,,, | GE28-9366-83 |  | Sigma | CyDye ™ DIGE Prep Scarce Sample (400 nmol) |  | ,,,−20°C, | Fluorescent Kits , 生化试剂 , 荧光探针，标记，粒子和染色剂 |  | GE Healthcare, 28-9366-83,solid,Red,wetted part: No,cold water: soluble (Soluble in cold water and hot water),pkg of 400 nmol vial,Please be aware this product may be shipped 90 days before the expiration date. For more information on the batch specific expiration date, please contact technical service.,dry ice | , |  |  | GE Healthcare, 28-9366-83,solid,Red,wetted part: No,cold water: soluble (Soluble in cold water and hot water),−20°C,Please be aware this product may be shipped 90 days before the expiration date. For more information on the batch specific expiration date, please contact technical service.,pkg of 400 nmol vial,dry ice
,,,,,, | 92821 |  | Sigma | Fluorescence Marker Kit 650 | (PDF) | ,,,2-8°C, | Antibody Modification , Fluorescent Kits , Plant Biotechnology , Reagents for Antibody Detection , 分子生物学 , 植物免疫化学 , 生化试剂 , 荧光探针，标记，粒子和染色剂 |  |  | , |  |  | 2-8°C
,,,,,, | FP0010 |  | Sigma | FluoroProfile ® Protein Quantification Kit | (PDF) | ,,,−20°C, | Fluorescent Kits , General Protein Quantitation , Quantitation Kits and Reagents , 分子生物学 , 生化试剂 , 荧光探针，标记，粒子和染色剂 , 蛋白质定量 , 蛋白质组学 |  | wet ice | , |  |  | −20°C,wet ice
,,,,,, | FITC1 |  | Sigma | FluoroTag ™ FITC Conjugation Kit | (PDF) | ,,,2-8°C, | Antibody Labeling , Antibody Labeling Kits , Antibody Modification , Antibody Purification and Characterization , Core Bioreagents , Fluorescent Kits , Kits , Labeling with Fluorochromes , Life Science Reagents for Immunohistochemistry (IHC) , Plant Biotechnology , Reagents for Antibody Detection , Research Essentials , 分子生物学 , 抗体 , 抗体试剂盒 , 植物免疫化学 , 生化试剂 , 荧光探针，标记，粒子和染色剂 , 辅助产品 |  | pkg of (Kit contains reagents for 5 conjugations.),(FITC has an absorption maximum at 495 nm and emission maximum at 525 nm.) | , |  |  | pkg of (Kit contains reagents for 5 conjugations.),(FITC has an absorption maximum at 495 nm and emission maximum at 525 nm.),2-8°C
,suitable for fluorescence,,,231-791-2,, | 04511 |  | Sigma | Live/Dead Cell Double Staining Kit | (PDF) | ,,,−20°C, | Detection kits , Fluorescent Kits , Fluorescent and Colorimetric Assay Kits , 发光化合物及其检测 , 生化试剂 , 细胞培养 , 细胞活力 , 荧光探针，标记，粒子和染色剂 |  | suitable for fluorescence | , |  |  | −20°C,suitable for fluorescence
,,,,,, | PKH26GL |  | Sigma | PKH26 Red Fluorescent Cell Linker Kit for General Cell Membrane Labeling | (PDF) | ,,,, | In Vivo/In Vitro Tracking of Stem Cells , Alphabetical , Analytical Cytology , Fluorescent Indicators and Probes , Fluorescent Kits , General Stem Cell Biology , Kits , Lipophilic and Membrane Probes , PKH和CellVue荧光细胞标记 , 一抗 , 干细胞生物学 , 抗体 , 生化试剂 , 细胞生物学 , 荧光探针，标记，粒子和染色剂 |  |  | ,
,,,,,, | PKH26PCL |  | Sigma | PKH26 Red Fluorescent Cell Linker Kit for Phagocytic Cell Labeling | (PDF) | ,,,, | In Vivo/In Vitro Tracking of Stem Cells , Analytical Cytology , Fluorescent Kits , General Stem Cell Biology , Kits , PKH和CellVue荧光细胞标记 , 一抗 , 干细胞生物学 , 抗体 , 生化试剂 , 细胞生物学 , 荧光探针，标记，粒子和染色剂 |  |  | ,
,,,,,, | MINI26 |  | Sigma | PKH26 Red Fluorescent Cell Linker Mini Kit for General Cell Membrane Labeling | (PDF) | ,,,, | In Vivo/In Vitro Tracking of Stem Cells , Alphabetical , Analytical Cytology , Fluorescent Indicators and Probes , Fluorescent Kits , General Stem Cell Biology , Kits , Lipophilic and Membrane Probes , PKH和CellVue荧光细胞标记 , 一抗 , 干细胞生物学 , 抗体 , 生化试剂 , 细胞生物学 , 荧光探针，标记，粒子和染色剂 |  |  | ,
,,,,200-578-6,, | PKH2GL |  | Sigma | PKH2 Green Fluorescent Cell Linker Kit for General Cell Membrane Labeling | (PDF) | ,,,, | In Vivo/In Vitro Tracking of Stem Cells , Analytical Cytology , Fluorescent Kits , General Stem Cell Biology , Kits , PKH和CellVue荧光细胞标记 , 一抗 , 干细胞生物学 , 抗体 , 生化试剂 , 细胞生物学 , 荧光探针，标记，粒子和染色剂 |  |  | ,
,Distributed for Phanos Technologies,,,,, | PKH67GL |  | Sigma | PKH67 Green Fluorescent Cell Linker Kit for General Cell Membrane Labeling | (PDF) | ,,,room temp, | In Vivo/In Vitro Tracking of Stem Cells , Analytical Cytology , Fluorescent Kits , General Stem Cell Biology , Kits , PKH和CellVue荧光细胞标记 , 一抗 , 干细胞生物学 , 抗体 , 生化试剂 , 细胞生物学 , 荧光探针，标记，粒子和染色剂 |  |  | , |  |  | room temp
,,,,,, | MIDI67 |  | Sigma | PKH67 Green Fluorescent Cell Linker Midi Kit for General Cell Membrane Labeling | (PDF) | ,,,room temp, | In Vivo/In Vitro Tracking of Stem Cells , Analytical Cytology , Fluorescent Kits , General Stem Cell Biology , Kits , PKH和CellVue荧光细胞标记 , 一抗 , 干细胞生物学 , 抗体 , 生化试剂 , 细胞生物学 , 荧光探针，标记，粒子和染色剂 |  |  | , |  |  | room temp
,,,,,, | MINI67 |  | Sigma | PKH67 Green Fluorescent Cell Linker Mini Kit for General Cell Membrane Labeling | (PDF) | ,,,room temp, | In Vivo/In Vitro Tracking of Stem Cells , Analytical Cytology , Fluorescent Kits , General Stem Cell Biology , Kits , PKH和CellVue荧光细胞标记 , 一抗 , 干细胞生物学 , 抗体 , 生化试剂 , 细胞生物学 , 荧光探针，标记，粒子和染色剂 |  |  | , |  |  | room temp
,Amplifications to support Extract-N-Amp Plant and Extract-N-Amp Tissue,,,,, | S4320 |  | Sigma | SYBR ® Green Extract-N-Amp ™ PCR ReadyMix ™ | (PDF) | ,,,−20°C, | Fluorescent Kits , 生化试剂 , 荧光探针，标记，粒子和染色剂 |  | 1.2 mL sufficient for 100 amplifications,125 mL sufficient for 10000 amplifications | , |  |  | 1.2 mL sufficient for 100 amplifications,125 mL sufficient for 10000 amplifications,−20°C
,sufficient for 100 preparations,,,,, | XNAPG |  | Sigma | SYBR ® Green Extract-N-Amp ™ Plant PCR Kit | (PDF) | ,,,−20°C, | Fluorescent Kits , 生化试剂 , 荧光探针，标记，粒子和染色剂 |  | sufficient for 100 preparations,wet ice | , |  |  | sufficient for 100 preparations,−20°C,wet ice
,sufficient for 100 extractions, sufficient for 100 amplifications,,,,, | XNATG |  | Sigma | SYBR ® Green Extract-N-Amp ™ Tissue PCR Kit | (PDF) | ,,,, | Fluorescent Kits , 生化试剂 , 荧光探针，标记，粒子和染色剂 |  | sufficient for 100 amplifications,sufficient for 100 extractions | , |  |  | sufficient for 100 amplifications,sufficient for 100 extractions
,sufficient for 1000 extractions, sufficient for 1000 amplifications,,,,, | XNATRG |  | Sigma | SYBR ® Green Extract-N-Amp ™ Tissue PCR Kit | (PDF) | ,,,, | Fluorescent Kits , 生化试剂 , 荧光探针，标记，粒子和染色剂 |  | sufficient for 1000 amplifications,sufficient for 1000 extractions | , |  |  | sufficient for 1000 amplifications,sufficient for 1000 extractions
,for quantitative PCR, MgCI 2 in buffer,,,231-791-2,MFCD03458666, | S4438 |  | Sigma | SYBR ® Green JumpStart ™ Taq ReadyMix ™ | (PDF) | ,,,−20°C, | Core Bioreagents , Fluorescent Kits , Life Science Reagents for PCR , Nucleic Acid Amplification , PCR / 扩增 , PCR Enzymes , Plant Biotechnology , Quantitative PCR , Research Essentials , SYBR Green Based Quantitative PCR , SYBR Green Quantitative PCR , Traditional QPCR , 分子生物学 , 植物分子生物学 , 生化试剂 , 荧光探针，标记，粒子和染色剂 |  | liquid,colorless,hotstart,Agriculture,1.25 units/reaction (50 μL reaction volume),wet ice | , |  |  | liquid,colorless,hotstart,1.25 units/reaction (50 μL reaction volume),−20°C,Agriculture,for use with ABI 5700,wet ice
,for quantitative PCR, without MgCl 2 in buffer,,,,MFCD03458666, | S5193 |  | Sigma | SYBR ® Green JumpStart ™ Taq ReadyMix ™ | (PDF) | ,,,−20°C, | Core Bioreagents , Fluorescent Kits , Life Science Reagents for PCR , Nucleic Acid Amplification , PCR / 扩增 , PCR Enzymes , Plant Biotechnology , Quantitative PCR , Research Essentials , SYBR Green Based Quantitative PCR , SYBR Green Quantitative PCR , Traditional QPCR , 分子生物学 , 植物分子生物学 , 生化试剂 , 荧光探针，标记，粒子和染色剂 |  | for use with Strategene Mx4000,liquid,colorless,hotstart,Agriculture,1.25 units/reaction (50 μL reaction volume),wet ice | , |  |  | for use with Strategene Mx4000,liquid,colorless,hotstart,1.25 units/reaction (50 μL reaction volume),−20°C,Agriculture,for use with ABI 5700,wet ice
,SYBR ® Green qPCR reagent, passive reference dye included,,,,, | S9194 |  | Sigma | SYBR ® Green JumpStart ™ Taq ReadyMix ™ for High Throughput qPCR | (PDF) | ,,,−20°C, | Core Bioreagents , Fluorescent Kits , Life Science Reagents for PCR , PCR / 扩增 , PCR Enzymes , Quantitative PCR , Research Essentials , SYBR Green Based Quantitative PCR , Traditional QPCR , 分子生物学 , 生化试剂 , 荧光探针，标记，粒子和染色剂 |  | for use with ABI StepOnePlus,liquid,colorless,hotstart,1.25 units/reaction (50 μL reaction volume),wet ice | , |  |  | for use with ABI StepOnePlus,liquid,colorless,hotstart,−20°C,1.25 units/reaction (50 μL reaction volume),for use with ABI 5700,wet ice
,SYBR ® Green qPCR reagent for Roche LightCycler ® capillary systems,,,231-791-2,, | S1816 |  | Sigma | SYBR ® Green JumpStart ™ Taq ReadyMix ™ for Quantitative PCR, Capillary Formulation | (PDF) | ,,,−20°C, | Capillary Based Quantitative PCR , Fluorescent Kits , PCR / 扩增 , Quantitative PCR , SYBR Green Based Quantitative PCR , Traditional QPCR , 分子生物学 , 生化试剂 , 荧光探针，标记，粒子和染色剂 |  | colorless,1 units/reaction (20 μL reaction volume),hotstart,liquid,wet ice | , |  |  | liquid,colorless,hotstart,−20°C,1 units/reaction (20 μL reaction volume),for use with Roche LightCycler 480,wet ice
,One step SYBR ® Green RT-qPCR with MMLV & hot-start Taq DNA Polymerase,,,,, | QR0100 |  | Sigma | SYBR ® Green Quantitative RT-qPCR Kit | (PDF) | ,,,−20°C, | Fluorescent Kits , Nucleic Acid Amplification , PCR / 扩增 , Plant Biotechnology , Quantitative PCR , Quantitative RT-PCR , RT-PCR and RT-qPCR , Traditional QPCR , 分子生物学 , 植物分子生物学 , 生化试剂 , 荧光探针，标记，粒子和染色剂 |  | colorless,hotstart,wet ice | , |  |  | colorless,−20°C,hotstart,wet ice
,BioReagent, suitable for fluorescence, ≥95.0% (AT),C,,,MFCD00064307,24845181 | 01673 | 8048-52-0 | Sigma | Acriflavine |  | ≥95.0% (AT),,,3,6-diaminoacridinium chloride, ~35%, | Alphabetical , Detection , Fluorescent Stains , Nucleic Acid Stains , Nucleic Acid Stains For Flow Cytometry , Nucleic Acid Stains For Microscopy , Protein Stains , Protein Stains For Flow Cytometry , Protein Stains for Microscopy , Wavelength Index , 发光化合物及其检测 , 生化试剂 , 荧光探针，标记，粒子和染色剂 |  | 3,6-diamino-10-methylacri dinium chloride, ~35%,BioReagent,suitable for fluorescence,H 2 O: soluble0.33 g/mL (lit.)(lit.),λ ex 463 nm; λ em 490 nm in ethanol | , |  |  | 3,6-diamino-10-methylacri dinium chloride, ~35%,BioReagent,≥95.0% (AT),λ ex 463 nm; λ em 490 nm in ethanol,H 2 O: soluble0.33 g/mL (lit.)(lit.),suitable for fluorescence,3,6-diaminoacridinium chloride, ~35%
Actinomycin D,for fluorescence, ≥90% (HPLC), from Streptomyces sp.,C,605235,200-063-6,MFCD00005033,24845202 | 01815 | 50-76-0 | Sigma | 放线菌素 D |  | ≥90% (HPLC),,,2-8°C, | A - K , Antibacterial , Antibiotics A to Z , Antibiotics A-F , Antibiotics by Application , Antineoplastic and Immunosuppressive Antibiotics , Chemical Structure Class , Detection , Fluorescent Labels , Fluorescent Stains , Interferes with DNA Synthesis , Mechanism of Action , Nucleic Acid Stains , Nucleic Acid Stains For Flow Cytometry , Nucleic Acid Stains For Microscopy , Other Fluorescent Labels , Peptides , Spectrum of Activity , Wavelength Index , 发光化合物及其检测 , 抗生素 , 生化试剂 , 荧光探针，标记，粒子和染色剂 |  | acetonitrile: soluble10 mg/mL,λ ex 420; λ em 443 in ethanol,for fluorescence,H 2 O: soluble0.5 mg/mL,red, powder,from Streptomyces sp. | , |  |  | acetonitrile: soluble10 mg/mL,≥90% (HPLC),λ ex 420; λ em 443 in ethanol,for fluorescence,H 2 O: soluble0.5 mg/mL,2-8°C,red, powder,from Streptomyces sp.,251-253
,BioReagent, suitable for fluorescence, ≥98.0% (HPLC),C,172520,,MFCD00037397,24845942 | 06627 | 27918-14-5 | Sigma | 2-Aminoacridone |  | ≥98.0% (HPLC),,,, | Alphabetical , Carbohydrate Labels , Carbohydrate Labels for Spectroscopy , Detection , Fluorescent Indicators and Probes , Fluorescent Labels , Fluorophores , Functional Group Reactive Labels , Functional Group Reactive Labels for Electrophoresis , Functional Group Reactive Labels for Spectroscopy , Glycan Labeling , Labels and Other Fluorophores for Membrane Research , Lipophilic and Membrane Probes , Other Fluorescent Labels , Wavelength Index , 分子生物学 , 发光化合物及其检测 , 多糖标记和分析 , 生化试剂 , 糖生物学 , 翻译后修饰 , 荧光探针，标记，粒子和染色剂 , 蛋白质组学 |  | DMSO: soluble,BioReagent,suitable for fluorescence,DMF: soluble,λ ex 420 nm; λ em 538 nm in 0.1 M Tris pH 8.0 | , |  |  | DMSO: soluble,BioReagent,≥98.0% (HPLC),λ ex 420 nm; λ em 538 nm in 0.1 M Tris pH 8.0,DMF: soluble,suitable for fluorescence
,BioReagent, suitable for fluorescence, ~90% (HPLC),C,7927205,,MFCD00081051,24846182 | 08445 | 106562-32-7 | Sigma | 7- Amino- 4- methyl- 3- coumarinylacetic acid |  | ~90% (HPLC),,,, | Detection , Fluorescent Indicators and Probes , Fluorescent Labels , Fluorescent Stains , Functional Group Reactive Labels , Functional Group Reactive Labels for Flow Cytometry , Functional Group Reactive Labels for Microscopy , Functional Group Reactive Labels for Spectroscopy , Labels and Other Fluorophores for Membrane Research , Lipophilic and Membrane Probes , Other Fluorescent Labels , Protein Stains , Protein Stains For Flow Cytometry , Protein Stains For Spectroscopy , Protein Stains for Microscopy , Wavelength Index , 发光化合物及其检测 , 生化试剂 , 荧光探针，标记，粒子和染色剂 |  | aqueous base: soluble,BioReagent,suitable for fluorescence,DMF: soluble,λ ex 350 nm; λ em 433 nm in methanol | , |  |  | aqueous base: soluble,BioReagent,~90% (HPLC),λ ex 350 nm; λ em 433 nm in methanol,DMF: soluble,suitable for fluorescence
,BioReagent, suitable for fluorescence, ≥90% (CE),C,3854839,226-431-6,MFCD00070572,24846211 | 08658 | 5398-34-5 | Sigma | 8- Aminonaphthalene- 1,3,6- trisulfonic acid disodium salt |  | ≥90% (CE),,,~8% water, | Alphabetical , Carbohydrate Labels , Carbohydrate Labels for Chromatography , Carbohydrate Labels for Spectroscopy , Detection , Environmental Sensitive Membrane Probes , Fluorescent Indicators and Probes , Fluorescent Labels , Fluorophores , Functional Group Reactive Labels , Functional Group Reactive Labels for Electrophoresis , Functional Group Reactive Labels for Microscopy , Functional Group Reactive Labels for Spectroscopy , Glycan Labeling , Lipophilic and Membrane Probes , Matricies for Mass Spectroscopy Analysis of Glycans , Other Fluorescent Labels , 分子生物学 , 多糖标记和分析 , 生化试剂 , 糖生物学 , 翻译后修饰 , 荧光探针，标记，粒子和染色剂 , 蛋白质组学 |  | H 2 O: soluble,BioReagent,suitable for fluorescence,15% acetic acid: soluble,λ ex 356 nm; λ em 512 nm in 0.1 M phosphate pH 7.0 | , |  |  | H 2 O: soluble,BioReagent,≥90% (CE),λ ex 356 nm; λ em 512 nm in 0.1 M phosphate pH 7.0,15% acetic acid: soluble,~8% water,suitable for fluorescence
,BioReagent, suitable for fluorescence, ≥96.0% (HPCE),C,,,MFCD00674494,24846320 | 09341 | 196504-57-1 | Sigma | 8- Aminopyrene- 1,3,6- trisulfonic acid trisodium salt |  | ≥96.0% (HPCE),,,≥250 °C(lit.), | Carbohydrate Labels , Carbohydrate Labels for Chromatography , Detection , Fluorescent Indicators and Probes , Fluorescent Labels , Fluorophores , Functional Group Reactive Labels , Functional Group Reactive Labels for Electrophoresis , Functional Group Reactive Labels for Spectroscopy , Glycan Labeling , Labels and Other Fluorophores for Membrane Research , Lipophilic and Membrane Probes , Other Fluorescent Labels , Wavelength Index , 分子生物学 , 发光化合物及其检测 , 多糖标记和分析 , 生化试剂 , 糖生物学 , 翻译后修饰 , 荧光探针，标记，粒子和染色剂 , 蛋白质组学 |  | λ ex 488 nm; λ em 520 nm(lit.),BioReagent,suitable for fluorescence,DMF: soluble,λ ex 420 nm; λ em 500 nm in 0.1 M Tris pH 7.4 (quenching with Vitamin B 1 ) | , |  |  | λ ex 488 nm; λ em 520 nm(lit.),BioReagent,≥96.0% (HPCE),λ ex 420 nm; λ em 500 nm in 0.1 M Tris pH 7.4 (quenching with Vitamin B 1 ),DMF: soluble,suitable for fluorescence,≥250 °C(lit.)
8- Anilino- 1- naphthalenesulfonic acid ammonium salt,for fluorescence, ≥97.0% (HPLC),C,3581235,249-265-6,MFCD00012560,24846428 | 10417 | 28836-03-5 | Sigma | 8-苯氨基-1-萘磺酸 铵盐 | (PDF) | ≥97.0% (HPLC),,,, | Alphabetical , Detection , Fluorescent Indicators and Probes , Fluorescent Labels , Fluorescent Stains , Lipophilic and Membrane Probes , Other Fluorescent Labels , Protein Electrophoresis Stains , Protein Stains , Protein Stains For Chromatography , Protein Stains For Immunoassays , Protein Stains For Spectroscopy , Protein Stains for Microscopy , Wavelength Index , pH Indicators for Spectroscopy , pH Sensitive Probes and Indicators , 发光化合物及其检测 , 生化试剂 , 荧光探针，标记，粒子和染色剂 |  | for fluorescence,methanol: soluble,NaOH: soluble1 N,λ ex 388 nm; λ em 470 nm in 0.1 M Tris, 0.2 M KCl, pH 9.0, BSA | , |  |  | for fluorescence,methanol: soluble,≥97.0% (HPLC),NaOH: soluble1 N,λ ex 388 nm; λ em 470 nm in 0.1 M Tris, 0.2 M KCl, pH 9.0, BSA
,BioReagent, suitable for fluorescence, ≥98.5% (GC),C,8145431,,MFCD00467599,24846724 | 10609 | 85985-44-0 | Sigma | 9-Anthracenecarbonyl cyanide |  | ≥98.5% (GC),,,−20°C, | Alphabetical , Carbohydrate Labels , Carbohydrate Labels for Chromatography , Detection , Fluorescent Labels , Functional Group Reactive Labels , Functional Group Reactive Labels for Chromatography , Wavelength Index , 发光化合物及其检测 , 生化试剂 , 荧光探针，标记，粒子和染色剂 |  | λ ex 361 nm; λ em 460 nm in methanol,BioReagent,suitable for fluorescence,DMF: soluble,λ ex 361 nm; λ em 451 nm (after derivatization with ethanol) | , |  |  | λ ex 361 nm; λ em 460 nm in methanol,BioReagent,≥98.5% (GC),λ ex 361 nm; λ em 451 nm (after derivatization with ethanol),DMF: soluble,−20°C,suitable for fluorescence,142-143 °C(lit.)
,BioReagent, suitable for fluorescence, ≥90% (HPCE),C,3503804,,MFCD03095464,24886779 | 75068 | 307554-62-7 | Sigma | 9,10- Anthracenediyl- bis(methylene) dimalonic acid |  | ≥90% (HPCE),,,, | Detection , Fluorescent Stains , Nucleic Acid Stains , Nucleic Acid Stains For Microscopy , Protein Stains , Protein Stains For Flow Cytometry , Protein Stains For Immunoassays , Protein Stains For Spectroscopy , Protein Stains for Microscopy , Wavelength Index , 发光化合物及其检测 , 生化试剂 , 荧光探针，标记，粒子和染色剂 |  | BioReagent,suitable for fluorescence,DMSO: soluble,λ ex 380 nm; λ em 407 nm in 0.1 M phosphate pH 7.0 | , |  |  | ≥90% (HPCE),BioReagent,suitable for fluorescence,DMSO: soluble,λ ex 380 nm; λ em 407 nm in 0.1 M phosphate pH 7.0
,BioReagent, suitable for fluorescence, ≥90.0% (HPCE/HPLC),C,,,MFCD03456128,24886114 | 70706 |  | Sigma | Atto 520 | (PDF) | ≥90.0% (HPCE/HPLC),,,2-8°C, | Atto Labels , Detection , Fluorescent Labels , Fluorescent Stains , Nucleic Acid Stains , Nucleic Acid Stains For Flow Cytometry , Nucleic Acid Stains For Microscopy , Protein Stains , Protein Stains For Flow Cytometry , Protein Stains For Immunoassays , Protein Stains For Spectroscopy , Protein Stains for Microscopy , Wavelength Index , 发光化合物及其检测 , 生化试剂 , 荧光探针，标记，粒子和染色剂 |  | BioReagent,suitable for fluorescence,λ ex 520 nm; λ em 540 nm in 0.1 M phosphate pH 7.0 | , |  |  | 2-8°C,≥90.0% (HPCE/HPLC),BioReagent,suitable for fluorescence,λ ex 520 nm; λ em 540 nm in 0.1 M phosphate pH 7.0
,BioReagent, suitable for fluorescence, ≥80.0% (coupling to amines),C,,,MFCD03456129,24887233 | 77810 |  | Sigma | Atto 520 NHS ester | (PDF) | ≥80.0% (coupling to amines),,,−20°C, | Atto Labels , Detection , Fluorescent Labels , Fluorescent Stains , Nucleic Acid Stains , Nucleic Acid Stains For Flow Cytometry , Nucleic Acid Stains For Microscopy , Protein Stains , Protein Stains For Flow Cytometry , Protein Stains For Immunoassays , Protein Stains For Spectroscopy , Protein Stains for Microscopy , Wavelength Index , 发光化合物及其检测 , 生化试剂 , 荧光探针，标记，粒子和染色剂 |  | BioReagent,suitable for fluorescence,λ ex 520 nm; λ em 540 nm in 0.1 M phosphate pH 7.0 | , |  |  | −20°C,≥80.0% (coupling to amines),BioReagent,suitable for fluorescence,λ ex 520 nm; λ em 540 nm in 0.1 M phosphate pH 7.0
,BioReagent, suitable for fluorescence, ≥75% (sum of isomers, HPCE/HPLC),C,,,MFCD03456130, | 75784 |  | Sigma | Atto 565 | (PDF) | ≥75% (sum of isomers, HPCE/HPLC),,,−20°C, | Atto Labels , Detection , Fluorescent Labels , Fluorescent Stains , Nucleic Acid Stains , Nucleic Acid Stains For Flow Cytometry , Nucleic Acid Stains For Microscopy , Protein Stains , Protein Stains For Flow Cytometry , Protein Stains For Immunoassays , Protein Stains For Spectroscopy , Protein Stains for Microscopy , Wavelength Index , 发光化合物及其检测 , 生化试剂 , 荧光探针，标记，粒子和染色剂 |  | BioReagent,suitable for fluorescence,λ ex 565 nm; λ em 590 nm in 0.1 M phosphate pH 7.0 | , |  |  | −20°C,≥75% (sum of isomers, HPCE/HPLC),BioReagent,suitable for fluorescence,λ ex 565 nm; λ em 590 nm in 0.1 M phosphate pH 7.0
,BioReagent, suitable for fluorescence, ≥70.0% (coupling to amines),C,,,MFCD03456131, | 72464 |  | Sigma | Atto 565 NHS ester | (PDF) | ≥70.0% (coupling to amines),,,−20°C, | Atto Labels , Detection , Fluorescent Labels , Fluorescent Stains , Nucleic Acid Stains , Nucleic Acid Stains For Flow Cytometry , Nucleic Acid Stains For Microscopy , Protein Stains , Protein Stains For Flow Cytometry , Protein Stains For Immunoassays , Protein Stains For Spectroscopy , Protein Stains for Microscopy , Wavelength Index , 发光化合物及其检测 , 生化试剂 , 荧光探针，标记，粒子和染色剂 |  | BioReagent,suitable for fluorescence,λ ex 565 nm; λ em 590 nm in 0.1 M phosphate pH 7.0 | , |  |  | −20°C,≥70.0% (coupling to amines),BioReagent,suitable for fluorescence,λ ex 565 nm; λ em 590 nm in 0.1 M phosphate pH 7.0
,BioReagent, suitable for fluorescence, ≥90% (HPCE),C,,,MFCD03456132, | 70425 |  | Sigma | Atto 590 | (PDF) | ≥90% (HPCE),,,−20°C, | Atto Labels , Detection , Fluorescent Labels , Fluorescent Stains , Nucleic Acid Stains , Nucleic Acid Stains For Flow Cytometry , Nucleic Acid Stains For Microscopy , Protein Stains , Protein Stains For Flow Cytometry , Protein Stains For Immunoassays , Protein Stains For Spectroscopy , Protein Stains for Microscopy , Wavelength Index , 发光化合物及其检测 , 生化试剂 , 荧光探针，标记，粒子和染色剂 |  | BioReagent,suitable for fluorescence,λ ex 590 nm; λ em ~620 nm in 0.1 M phosphate pH 7.0 | , |  |  | −20°C,≥90% (HPCE),BioReagent,suitable for fluorescence,λ ex 590 nm; λ em ~620 nm in 0.1 M phosphate pH 7.0
,BioReagent, suitable for fluorescence, ≥60% (coupling to amines),C,,,MFCD03456133, | 79636 | 670269-33-7 | Sigma | Atto 590 NHS ester | (PDF) | ≥60% (coupling to amines),,,−20°C, | Atto Labels , Detection , Fluorescent Labels , Fluorescent Stains , Nucleic Acid Stains , Nucleic Acid Stains For Flow Cytometry , Nucleic Acid Stains For Microscopy , Protein Stains , Protein Stains For Flow Cytometry , Protein Stains For Immunoassays , Protein Stains For Spectroscopy , Protein Stains for Microscopy , Wavelength Index , 发光化合物及其检测 , 生化试剂 , 荧光探针，标记，粒子和染色剂 |  | BioReagent,suitable for fluorescence,λ ex 590 nm; λ em ~620 nm in 0.1 M phosphate pH 7.0 | , |  |  | −20°C,≥60% (coupling to amines),BioReagent,suitable for fluorescence,λ ex 590 nm; λ em ~620 nm in 0.1 M phosphate pH 7.0
,BioReagent, suitable for fluorescence, ≥85.0% (HPCE/HPLC),C,,,MFCD03456134,24887316 | 78493 |  | Sigma | Atto 610 | (PDF) | ≥85.0% (HPCE/HPLC),,,−20°C, | Atto Labels , Detection , Fluorescent Labels , Fluorescent Stains , Nucleic Acid Stains , Nucleic Acid Stains For Flow Cytometry , Nucleic Acid Stains For Microscopy , Protein Stains , Protein Stains For Flow Cytometry , Protein Stains For Immunoassays , Protein Stains For Spectroscopy , Protein Stains for Microscopy , Wavelength Index , 发光化合物及其检测 , 生化试剂 , 荧光探针，标记，粒子和染色剂 |  | BioReagent,suitable for fluorescence,λ ex 610 nm; λ em 635 nm in 0.1 M phosphate pH 7.0 | , |  |  | −20°C,≥85.0% (HPCE/HPLC),BioReagent,suitable for fluorescence,λ ex 610 nm; λ em 635 nm in 0.1 M phosphate pH 7.0
,BioReagent, suitable for fluorescence, ≥90.0% (coupling to amines),C,,,MFCD03456135,24889820 | 93259 |  | Sigma | Atto 610-NHS ester | (PDF) | ≥90.0% (coupling to amines),,,−20°C, | Atto Labels , Detection , Fluorescent Labels , Fluorescent Stains , Nucleic Acid Stains , Nucleic Acid Stains For Flow Cytometry , Nucleic Acid Stains For Microscopy , Protein Stains , Protein Stains For Flow Cytometry , Protein Stains For Immunoassays , Protein Stains For Spectroscopy , Protein Stains for Microscopy , Wavelength Index , 发光化合物及其检测 , 生化试剂 , 荧光探针，标记，粒子和染色剂 |  | BioReagent,suitable for fluorescence,λ ex 610 nm; λ em 635 nm in 0.1 M phosphate pH 7.0 | , |  |  | −20°C,≥90.0% (coupling to amines),BioReagent,suitable for fluorescence,λ ex 610 nm; λ em 635 nm in 0.1 M phosphate pH 7.0
,BioReagent, suitable for fluorescence, ≥85% (HPLC),,,,MFCD03456136, | 93711 |  | Sigma | Atto 655 | (PDF) | ≥85% (HPLC),,,−20°C, | Atto Labels , Detection , Fluorescent Labels , Fluorescent Stains , Nucleic Acid Stains , Nucleic Acid Stains For Flow Cytometry , Nucleic Acid Stains For Microscopy , Protein Stains , Protein Stains For Flow Cytometry , Protein Stains For Immunoassays , Protein Stains For Spectroscopy , Protein Stains for Microscopy , Wavelength Index , 发光化合物及其检测 , 生化试剂 , 荧光探针，标记，粒子和染色剂 |  | BioReagent,suitable for fluorescence,λ ex 655 nm; λ em 680 nm in 0.1 M phosphate pH 7.0 | , |  |  | −20°C,≥85% (HPLC),BioReagent,suitable for fluorescence,λ ex 655 nm; λ em 680 nm in 0.1 M phosphate pH 7.0
,BioReagent, suitable for fluorescence,,,,MFCD03456137, | 76245 |  | Sigma | Atto 655 NHS ester | (PDF) | ,,,−20°C, | Atto Labels , Detection , Fluorescent Labels , Fluorescent Stains , Nucleic Acid Stains , Nucleic Acid Stains For Flow Cytometry , Nucleic Acid Stains For Microscopy , Protein Stains , Protein Stains For Flow Cytometry , Protein Stains For Immunoassays , Protein Stains For Spectroscopy , Protein Stains for Microscopy , Wavelength Index , 发光化合物及其检测 , 生化试剂 , 荧光探针，标记，粒子和染色剂 |  | suitable for fluorescence,BioReagent,suitable for coupling to amines,λ ex 655 nm; λ em 680 nm in 0.1 M phosphate pH 7.0 | , |  |  | suitable for fluorescence,−20°C,BioReagent,suitable for coupling to amines,λ ex 655 nm; λ em 680 nm in 0.1 M phosphate pH 7.0
,BioReagent, suitable for fluorescence, ≥90% (HPLC),,,,MFCD03456138, | 94875 |  | Sigma | Atto 680 | (PDF) | ≥90% (HPLC),,,2-8°C, | Atto Labels , Detection , Fluorescent Labels , Fluorescent Stains , Nucleic Acid Stains , Nucleic Acid Stains For Flow Cytometry , Nucleic Acid Stains For Microscopy , Protein Stains , Protein Stains For Flow Cytometry , Protein Stains For Immunoassays , Protein Stains For Spectroscopy , Protein Stains for Microscopy , Wavelength Index , 发光化合物及其检测 , 生化试剂 , 荧光探针，标记，粒子和染色剂 |  | BioReagent,suitable for fluorescence,λ ex 680 nm; λ em 695 nm in 0.1 M phosphate pH 7.0 | , |  |  | 2-8°C,≥90% (HPLC),BioReagent,suitable for fluorescence,λ ex 680 nm; λ em 695 nm in 0.1 M phosphate pH 7.0
,BioReagent, suitable for fluorescence, ≥90.0% (coupling to amines),,,,MFCD03456139, | 75999 |  | Sigma | Atto 680 NHS ester | (PDF) | ≥90.0% (coupling to amines),,,−20°C, | Atto Labels , Detection , Fluorescent Labels , Fluorescent Stains , Nucleic Acid Stains , Nucleic Acid Stains For Flow Cytometry , Nucleic Acid Stains For Microscopy , Protein Stains , Protein Stains For Flow Cytometry , Protein Stains For Immunoassays , Protein Stains For Spectroscopy , Protein Stains for Microscopy , Wavelength Index , 发光化合物及其检测 , 生化试剂 , 荧光探针，标记，粒子和染色剂 |  | BioReagent,suitable for fluorescence,λ ex 680 nm; λ em 695 nm in 0.1 M phosphate pH 7.0 | , |  |  | −20°C,≥90.0% (coupling to amines),BioReagent,suitable for fluorescence,λ ex 680 nm; λ em 695 nm in 0.1 M phosphate pH 7.0
,BioReagent, suitable for fluorescence, ≥98.0% (HPLC),C,755407,248-173-3,MFCD00042767,24847500 | 12266 | 27030-97-3 | Sigma | N - [4- (2- Benzimidazolyl) phenyl] maleimide |  | ≥98.0% (HPLC),,,, | Detection , Fluorescent Indicators and Probes , Fluorescent Labels , Fluorescent Stains , Functional Group Reactive Labels , Functional Group Reactive Labels for Spectroscopy , Labels and Other Fluorophores for Membrane Research , Lipophilic and Membrane Probes , Other Fluorescent Labels , Protein Stains , Protein Stains For Spectroscopy , Wavelength Index , 发光化合物及其检测 , 生化试剂 , 荧光探针，标记，粒子和染色剂 |  | acetone: soluble,BioReagent,suitable for fluorescence,H 2 O: soluble,λ ex 315 nm; λ em 365 nm (after derivatization with 2-mercaptoethanol) | , |  |  | acetone: soluble,BioReagent,≥98.0% (HPLC),λ ex 315 nm; λ em 365 nm (after derivatization with 2-mercaptoethanol),H 2 O: soluble,suitable for fluorescence
,for fluorescence, ≥98.0% (HPLC),C,2459087,,MFCD00012249,24847765 | 12715 | 38627-57-5 | Fluka | Benzo[ f ]ninhydrin monohydrate | (PDF) | ≥98.0% (HPLC),,,150 °C (dec.)(lit.), | Amino Acid Analysis , Detection , Detection Products for Amino Acid Analysis , Fluorescent Indicators and Probes , Fluorescent Labels , Functional Group Reactive Labels , Functional Group Reactive Labels for Microscopy , Labels and Other Fluorophores for Membrane Research , Lipophilic and Membrane Probes , Other Fluorescent Labels , Peptide Analysis and Characterization , Peptides , 生化试剂 , 荧光探针，标记，粒子和染色剂 |  | for fluorescence,~280 °C (dec.) | , |  |  | for fluorescence,~280 °C (dec.),≥98.0% (HPLC),150 °C (dec.)(lit.)
,BioReagent, suitable for fluorescence,C,6431927,,MFCD01862928,24847838 | 12826 | 90146-01-3 | Sigma | 3- (2- Benzoxazolyl) - 4- cyanoumbelliferone |  | ,,,282-285 °C(lit.), | Detection , Wavelength Index , 发光化合物及其检测 , 生化试剂 , 荧光探针，标记，粒子和染色剂 |  | methanol: soluble,BioReagent,suitable for fluorescence,DMF: soluble,λ ex 505 nm; λ em 577 nm in 0.1 M Tris pH 9.0 | , |  |  | methanol: soluble,BioReagent,λ ex 505 nm; λ em 577 nm in 0.1 M Tris pH 9.0,DMF: soluble,suitable for fluorescence,282-285 °C(lit.)
Biotin, immobilized on Dextran,≥99.0% (TLC),,,,, | 14402 |  | Fluka | 生物素，固定在葡聚糖上 |  | ≥99.0% (TLC),,,2-8°C, | Detection , 生化试剂 , 荧光探针，标记，粒子和染色剂 |  | M r ~70000,5-25 mol/mol substitution (biotin),H 2 O: soluble50 mg/mL, slightly hazy, faintly yellow | , |  |  | M r ~70000,2-8°C,5-25 mol/mol substitution (biotin),≥99.0% (TLC),H 2 O: soluble50 mg/mL, slightly hazy, faintly yellow
1,2- Bis(2- aminophenoxy) ethane- N,N,N′,N′ -tetraacetic acid,≥96.0% (HPLC),C,5192406,,MFCD00036255,24848702 | 14510 | 85233-19-8 | Fluka | 1,2-双(2-氨基苯氧基)乙烷- N,N,N′,N′ -四乙酸 | (PDF) | ≥96.0% (HPLC),,,2-8°C, | Chelation/Complexation Compounds , Chelators and Ion Probes , Chelators and Ion Probes for Flow Cytometry , Chelators and Ion Probes for Microscopy , Chemical Synthesis , Detection , EDTA Derivatives , Fluorescent Indicators and Probes , Synthetic Reagents , Wavelength Index , 发光化合物及其检测 , 生化试剂 , 荧光探针，标记，粒子和染色剂 |  | λ ex 274 nm; λ em 363 nm (With Calcium),λ ex 251 nm; λ em 363 nm (pH 8.0 Highly selective calcium chelating reagent. Suitable for the spectrophotometric monitoring of Ca2+ levels ) | , |  |  | λ ex 274 nm; λ em 363 nm (With Calcium),2-8°C,≥96.0% (HPLC),λ ex 251 nm; λ em 363 nm (pH 8.0 Highly selective calcium chelating reagent. Suitable for the spectrophotometric monitoring of Ca2+ levels )
1,2- Bis(2- aminophenoxy) ethane- N,N,N′,N′ -tetraacetic acid tetrasodium salt,≥95% (HPLC),C,8818619,,MFCD00067691,24848704 | 14513 | 126824-24-6 | Sigma | 1,2-双(2-氨基苯氧基)乙烷- N,N,N′,N′ -四乙酸 四钠盐 |  | ≥95% (HPLC),,,−20°C, | Chelators and Ion Probes , Chelators and Ion Probes for Flow Cytometry , Chelators and Ion Probes for Microscopy , Detection , Fluorescent Indicators and Probes , Wavelength Index , 发光化合物及其检测 , 生化试剂 , 荧光探针，标记，粒子和染色剂 |  | λ ex 274 nm; λ em 363 nm (with calcium),H 2 O: soluble10 mg/mL, clear, faintly yellow,λ ex 254 nm; λ em 363 nm in H 2 O | , |  |  | λ ex 274 nm; λ em 363 nm (with calcium),≥95% (HPLC),λ ex 254 nm; λ em 363 nm in H 2 O,H 2 O: soluble10 mg/mL, clear, faintly yellow,≤12.5% water,−20°C
bisBenzimide H 33258,for fluorescence, ≥98.0% (HPLC),C,4088183,245-690-6,MFCD00012679,24848715 | 14530 | 23491-45-4 | Sigma | 赫斯特荧光染料 33258 |  | ≥98.0% (HPLC),,,2-8°C, | Alphabetical , Detection , Fluorescent Stains , Nucleic Acid Stains , Nucleic Acid Stains For Flow Cytometry , Nucleic Acid Stains For Microscopy , Wavelength Index , 发光化合物及其检测 , 生化试剂 , 荧光探针，标记，粒子和染色剂 |  | for fluorescence,λ ex 355 nm; λ em 465 nm in TE buffer; DNA,water and ethanol: soluble10 mg/mL,λ ex 338 nm; λ em 505 nm (pH 7.0) | , |  |  | λ ex 355 nm; λ em 465 nm in TE buffer; DNA,≥98.0% (HPLC),λ ex 338 nm; λ em 505 nm (pH 7.0),for fluorescence,water and ethanol: soluble10 mg/mL,2-8°C
,for fluorescence, ≥97.0% (HPLC),C,1234011,245-691-1,MFCD00012678,24848717 | 14533 | 23491-52-3 | Sigma | bisBenzimide H 33342 trihydrochloride |  | ≥97.0% (HPLC),,,2-8°C, | Alphabetical , Detection , Fluorescent Stains , Nucleic Acid Stains , Nucleic Acid Stains For Flow Cytometry , Nucleic Acid Stains For Microscopy , Wavelength Index , 发光化合物及其检测 , 生化试剂 , 荧光探针，标记，粒子和染色剂 |  | for fluorescence,λ ex 355 nm; λ em 465 nm in TE buffer; DNA,λ ex 340 nm; λ em 510 nm | , |  |  | for fluorescence,λ ex 355 nm; λ em 465 nm in TE buffer; DNA,≥97.0% (HPLC),2-8°C,λ ex 340 nm; λ em 510 nm
,BioReagent, for fluorescence,C,,,MFCD01862636, | 14562 |  | Sigma | 2′,7′-Bis(2-carboxyethyl)-5(6)-carboxyfluorescein tetrakis(acetoxymethyl) ester |  | ,,,2-8°C, | Alphabetical , Detection , Fluorescent Indicators and Probes , Wavelength Index , pH Indicators for Flow Cytometry , pH Indicators for Microscopy , pH Sensitive Probes and Indicators , 发光化合物及其检测 , 生化试剂 , 荧光探针，标记，粒子和染色剂 |  | for fluorescence,acetonitrile: soluble,BioReagent,DMF: soluble,λ ex 482 nm; λ em 528 nm in 0.1 M Tris pH 8.0 (esterase) | , |  |  | acetonitrile: soluble,BioReagent,λ ex 482 nm; λ em 528 nm in 0.1 M Tris pH 8.0 (esterase),for fluorescence,DMF: soluble,2-8°C
meso - 1,2- Bis(4- methoxyphenyl) ethylenediamine,for HPLC derivatization, ≥98.0% (NT),[CH,3213681,,MFCD10039838,24849012 | 15025 | 58520-45-9 | Fluka | 内消旋-1,2-双(4-甲氧苯基)乙二胺 |  | ≥98.0% (NT),,,150-155 °C(lit.), | Detection , Fluorescent Indicators and Probes , Fluorescent Labels , Lipophilic and Membrane Probes , Lipophilic and Membrane Probes for Chromatography , Other Fluorescent Labels , Other Non-Polar or Lipophilic Probes , Reagents for Analysis of Carbohydrates , Reagents for Food Analysis , Wavelength Index , 分析/色谱 , 分析试剂 , 发光化合物及其检测 , 特定应用试剂 , 生化试剂 , 荧光探针，标记，粒子和染色剂 , 食品和饮料 |  | for HPLC derivatization,150-155 °C,λ ex 340 nm; λ em 460 nm (Saccharide adducts) | , |  |  | for HPLC derivatization,150-155 °C,≥98.0% (NT),150-155 °C(lit.),λ ex 340 nm; λ em 460 nm (Saccharide adducts)
,BioReagent, suitable for fluorescence, ≥95% (HPCE),C,4430959,,MFCD00036951,24885999 | 69898 | 71418-44-5 | Sigma | Bromobimane |  | ≥95% (HPCE),,,2-8°C, | Detection , Fluorescent Indicators and Probes , Fluorescent Labels , Functional Group Reactive Labels , Functional Group Reactive Labels for Flow Cytometry , Functional Group Reactive Labels for Spectroscopy , Lipophilic and Membrane Probes , Membrane-Permeant Reactive Tracers , Other Fluorescent Labels , Wavelength Index , 发光化合物及其检测 , 生化试剂 , 荧光探针，标记，粒子和染色剂 |  | λ ex 398 nm,BioReagent,suitable for fluorescence,DMF: soluble,λ ex 390 nm; λ em 478 nm in 0.1 M phosphate pH 7.5 (after derivatization with glutathione) | , |  |  | λ ex 398 nm,BioReagent,≥95% (HPCE),λ ex 390 nm; λ em 478 nm in 0.1 M phosphate pH 7.5 (after derivatization with glutathione),DMF: soluble,2-8°C,suitable for fluorescence,152-154 °C(lit.)
4- Bromomethyl- 7- methoxycoumarin,for fluorescence, ≥97.0% (HPLC),C,187211,252-448-3,MFCD00006869,24850565 | 17623 | 35231-44-8 | Fluka | 4-溴甲基-7-甲氧基香豆素 | (PDF) | ≥97.0% (HPLC),,,213-215 °C(lit.), | Alphabetical , Carbohydrate Labels , Carbohydrate Labels for Chromatography , Carbohydrate Labels for Spectroscopy , Detection , Fluorescent Indicators and Probes , Fluorescent Labels , Fluorescent Stains , Functional Group Reactive Labels , Functional Group Reactive Labels for Chromatography , Functional Group Reactive Labels for Spectroscopy , Labels and Other Fluorophores for Membrane Research , Lipophilic and Membrane Probes , Lipophilic and Membrane Probes for Chromatography , Other Fluorescent Labels , Protein Stains , Protein Stains For Chromatography , Protein Stains For Spectroscopy , 生化试剂 , 荧光探针，标记，粒子和染色剂 |  | for fluorescence,213-215 °C,λ ex 312 nm; λ em 395 nm in methanol | , |  |  | for fluorescence,213-215 °C,≥97.0% (HPLC),213-215 °C(lit.),λ ex 312 nm; λ em 395 nm in methanol
,for fluorescence, ≥95.0% (TLC),C,,,MFCD00037444,24852485 | 20800 | 115787-82-1 | Fluka | 8- Butyryloxypyrene- 1,3,6- trisulfonic acid trisodium salt |  | ≥95.0% (TLC),,,−20°C, | Alphabetical , Detection , Enzyme Substrates , Esterase , Fluorescent Enzyme Substrates , Fluorescent Enzyme Substrates for Spectroscopy , Substrates by Enzyme , 生化试剂 , 荧光探针，标记，粒子和染色剂 , 酶、抑制剂和底物 |  | for fluorescence,methanol: soluble,DMF: soluble,λ ex 460 nm; λ em 510 nm in 0.1 M Tris pH 8.0 | , |  |  | methanol: soluble,≥95.0% (TLC),λ ex 460 nm; λ em 510 nm in 0.1 M Tris pH 8.0,for fluorescence,DMF: soluble,−20°C,240-250 °C (dec.)(lit.)
,BioReagent, suitable for fluorescence, ≥97.0% (HPLC),C,,,MFCD00274408,24886383 | 72301 | 142978-18-5 | Sigma | 9- (2- Carboxy- 2- cyanovinyl) julolidine |  | ≥97.0% (HPLC),,,, | Detection , Fluorescent Labels , Fluorescent Molecular Rotors , Fluorescent Stains , Nucleic Acid Stains , Nucleic Acid Stains For Microscopy , Other Fluorescent Labels , Protein Stains , Protein Stains For Flow Cytometry , Protein Stains For Immunoassays , Protein Stains For Spectroscopy , Protein Stains for Microscopy , Wavelength Index , 发光化合物及其检测 , 生化试剂 , 荧光探针，标记，粒子和染色剂 |  | chloroform: soluble,BioReagent,suitable for fluorescence,DMSO: soluble,λ ex 433 nm; λ em 500 nm in 50 mM Tris pH 8.0; 40% glycerol | , |  |  | chloroform: soluble,BioReagent,≥97.0% (HPLC),λ ex 433 nm; λ em 500 nm in 50 mM Tris pH 8.0; 40% glycerol,DMSO: soluble,suitable for fluorescence
,BioReagent, suitable for fluorescence, ≥95% (TLC),C,,,MFCD00037452,24853090 | 21882 | 111843-78-8 | Sigma | 5(6)-Carboxy-2′,7′-dichlorofluorescein |  | ≥95% (TLC),,,≥250 °C(lit.), | Alphabetical , Detection , Fluorescent Indicators and Probes , Wavelength Index , pH Indicators for Flow Cytometry , pH Sensitive Probes and Indicators , 发光化合物及其检测 , 生化试剂 , 荧光探针，标记，粒子和染色剂 |  | H 2 O: soluble (pH ≥ 5),BioReagent,λ ex 504 nm; λ em 529 nm in 0.1 M Tris pH 8.0,DMF: soluble,5.1,suitable for fluorescence | , |  |  | H 2 O: soluble (pH ≥ 5),BioReagent,≥95% (TLC),λ ex 504 nm; λ em 529 nm in 0.1 M Tris pH 8.0,DMF: soluble,5.1,suitable for fluorescence,≥250 °C(lit.)
,BioReagent, suitable for fluorescence, ≥85% (HPCE),C,7505106,,MFCD08459585,24853092 | 21884 | 127770-45-0 | Sigma | 5(6)-Carboxy-2′,7′-dichlorofluorescein diacetate |  | ≥85% (HPCE),,,−20°C, | Alphabetical , Detection , Fluorescent Enzyme Substrates , Fluorescent Enzyme Substrates for Flow Cytometry , Fluorescent Enzyme Substrates for Microscopy , Wavelength Index , 发光化合物及其检测 , 生化试剂 , 荧光探针，标记，粒子和染色剂 |  | methanol: soluble,BioReagent,suitable for fluorescence,DMF: soluble,λ ex 470 nm; λ em 529 nm in 0.1 M Tris pH 8.0 (esterase) | , |  |  | methanol: soluble,BioReagent,≥85% (HPCE),λ ex 470 nm; λ em 529 nm in 0.1 M Tris pH 8.0 (esterase),DMF: soluble,−20°C,suitable for fluorescence,210 °C (dec.)(lit.)
,BioReagent, suitable for fluorescence, ≥95% (HPLC),C,57037,,MFCD00036874,24888769 | 86826 | 76823-03-5 | Sigma | 5-Carboxyfluorescein |  | ≥95% (HPLC),,,, | Detection , Fluorescein and Derivatives , Fluorescent Labels , Fluorescent Stains , Nucleic Acid Stains , Nucleic Acid Stains For Microscopy , Wavelength Index , 发光化合物及其检测 , 生化试剂 , 荧光探针，标记，粒子和染色剂 |  | H 2 O: soluble,BioReagent,suitable for fluorescence,DMF: soluble,λ ex 492 nm; λ em 517 nm in 0.1 M Tris pH 8.0 | , |  |  | H 2 O: soluble,BioReagent,≥95% (HPLC),λ ex 492 nm; λ em 517 nm in 0.1 M Tris pH 8.0,DMF: soluble,suitable for fluorescence
,BioReagent, suitable for fluorescence, ≥95% (HPLC),C,,276-331-1,MFCD00151081, | 21877 | 72088-94-9 | Sigma | 5(6) - Carboxyfluorescein |  | ≥95% (HPLC),,,275 °C (dec.)(lit.), | Alphabetical , Detection , Fluorescent Indicators and Probes , Fluorescent Stains , Nucleic Acid Stains , Nucleic Acid Stains For Microscopy , Wavelength Index , pH Indicators for Flow Cytometry , pH Indicators for Microscopy , pH Sensitive Probes and Indicators , 发光化合物及其检测 , 生化试剂 , 荧光探针，标记，粒子和染色剂 |  | BioReagent,suitable for fluorescence,λ ex 492 nm; λ em 517 nm in 0.1 M Tris pH 8.0 | , |  |  | ≥95% (HPLC),BioReagent,suitable for fluorescence,275 °C (dec.)(lit.),λ ex 492 nm; λ em 517 nm in 0.1 M Tris pH 8.0
,BioReagent, suitable for fluorescence, ≥90.0% (HPLC),C,,,MFCD00467494, | 21879 | 124387-19-5 | Sigma | 5(6) - Carboxyfluorescein diacetate |  | ≥90.0% (HPLC),,,2-8°C, | Alphabetical , Detection , Fluorescent Indicators and Probes , Fluorescent Stains , Nucleic Acid Stains , Nucleic Acid Stains For Microscopy , Wavelength Index , pH Indicators for Flow Cytometry , pH Sensitive Probes and Indicators , 发光化合物及其检测 , 生化试剂 , 荧光探针，标记，粒子和染色剂 |  | BioReagent,suitable for fluorescence,DMSO: soluble,λ ex 492 nm; λ em 517 nm in 0.1 M Tris pH 8.0 (esterase) | , |  |  | BioReagent,≥90.0% (HPLC),λ ex 492 nm; λ em 517 nm in 0.1 M Tris pH 8.0 (esterase),DMSO: soluble,2-8°C,suitable for fluorescence
,BioReagent, suitable for fluorescence, ≥90% (HPLC),C,,,MFCD00037466,24853098 | 21888 | 150347-59-4 | Sigma | 5(6) - Carboxyfluorescein diacetate N -succinimidyl ester |  | ≥90% (HPLC),,,−20°C, | Assays and Reagents for Measuring Cytotoxicity, Proliferation and Viability , Detection , Fluorescein and Derivatives , Fluorescence , Fluorescent Indicators and Probes , Fluorescent Labeling of Amines , Fluorescent Labels , Fluorescent reagents for cell counting , Functional Group Reactive Labels , Functional Group Reactive Labels for Flow Cytometry , Functional Group Reactive Labels for Microscopy , Lipophilic and Membrane Probes , Membrane-Permeant Reactive Tracers , Protein Modification , Reagents , Wavelength Index , 分子生物学 , 发光化合物及其检测 , 生化试剂 , 细胞培养 , 细胞活力 , 荧光探针，标记，粒子和染色剂 , 蛋白质组学 , 蛋白质结构分析 , 试剂和添加剂 |  | DMSO: soluble,BioReagent,suitable for fluorescence,DMF: soluble,λ ex 492 nm; λ em 517 nm in 0.1 M Tris pH 8.0 (esterase) | , |  |  | DMSO: soluble,BioReagent,≥90% (HPLC),λ ex 492 nm; λ em 517 nm in 0.1 M Tris pH 8.0 (esterase),DMF: soluble,−20°C,suitable for fluorescence,152-154 °C(lit.)
,BioReagent, suitable for fluorescence, mixture of isomers, ≥80% (HPLC),C,,,MFCD04119713,24853087 | 21878 | 117548-22-8 | Sigma | 5(6) - Carboxyfluorescein N -hydroxysuccinimide ester |  | ≥80% (HPLC),,,−20°C, | Alphabetical , Detection , Fluorescence , Fluorescent Indicators and Probes , Fluorescent Labeling of Amines , Fluorescent Stains , Functional Group Reactive Labels , Functional Group Reactive Labels for Flow Cytometry , Functional Group Reactive Labels for Microscopy , Labels and Other Fluorophores for Membrane Research , Lipophilic and Membrane Probes , Protein Modification , Protein Stains , Protein Stains For Flow Cytometry , Protein Stains for Microscopy , Wavelength Index , pH Indicators for Flow Cytometry , pH Indicators for Microscopy , pH Sensitive Probes and Indicators , 分子生物学 , 发光化合物及其检测 , 生化试剂 , 荧光探针，标记，粒子和染色剂 , 蛋白质组学 , 蛋白质结构分析 |  | DMSO: soluble,BioReagent,suitable for fluorescence,DMF: soluble,λ ex 492 nm; λ em 517 nm in DMF | , |  |  | DMSO: soluble,BioReagent,≥80% (HPLC),λ ex 492 nm; λ em 517 nm in DMF,DMF: soluble,−20°C,suitable for fluorescence
,BioReagent, suitable for fluorescence, ≥90% (HPLC),C,7865828,,MFCD00077322,24889738 | 92846 | 92557-80-7 | Sigma | 5-Carboxyfluorescein N -succinimidyl ester |  | ≥90% (HPLC),,,−20°C, | Detection , Fluorescein and Derivatives , Fluorescent Labels , Fluorescent Stains , Nucleic Acid Stains , Nucleic Acid Stains For Microscopy , Wavelength Index , 发光化合物及其检测 , 生化试剂 , 荧光探针，标记，粒子和染色剂 |  | BioReagent,suitable for fluorescence,λ ex 492 nm; λ em 520 nm in 0.1 M Tris pH 8.0 | , |  |  | −20°C,≥90% (HPLC),BioReagent,suitable for fluorescence,λ ex 492 nm; λ em 520 nm in 0.1 M Tris pH 8.0
,BioReagent, suitable for fluorescence,C,,,, | 21965 | 198978-94-8 | Sigma | 5(6) - Carboxy- X- rhodamine |  | ,,,≥250 °C(lit.), | Detection , Fluorescent Indicators and Probes , Fluorescent Labels , Fluorescent Stains , Functional Group Reactive Labels , Functional Group Reactive Labels for Immunoassays , Labels and Other Fluorophores for Membrane Research , Lipophilic and Membrane Probes , Nucleic Acid Stains , Nucleic Acid Stains For Microscopy , Rhodamine and Derivatives , Wavelength Index , 发光化合物及其检测 , 生化试剂 , 荧光探针，标记，粒子和染色剂 |  | BioReagent,suitable for fluorescence,λ ex 570 nm; λ em ~595 nm in 0.1 M Tris pH 8.0 | , |  |  | BioReagent,suitable for fluorescence,≥250 °C(lit.),λ ex 570 nm; λ em ~595 nm in 0.1 M Tris pH 8.0
,BioReagent, suitable for fluorescence,C,,,MFCD07437880, | 41969 | 209734-74-7 | Sigma | 5- Carboxy- X- rhodamine N -succinimidyl ester |  | ,,,−20°C, | Detection , Fluorescent Labels , Fluorescent Stains , Nucleic Acid Stains , Nucleic Acid Stains For Microscopy , Rhodamine and Derivatives , Wavelength Index , 发光化合物及其检测 , 生化试剂 , 荧光探针，标记，粒子和染色剂 |  | acetonitrile: soluble,BioReagent,suitable for fluorescence,DMF: soluble,λ ex 575 nm; λ em 600 nm in 0.1 M phosphate pH 7.0 | , |  |  | acetonitrile: soluble,BioReagent,λ ex 575 nm; λ em 600 nm in 0.1 M phosphate pH 7.0,DMF: soluble,−20°C,suitable for fluorescence
,BioReagent, suitable for fluorescence,C,,,, | 21966 | 114616-32-9 | Sigma | 5(6) - Carboxy- X- rhodamine N -succinimidyl ester |  | ,,,−20°C, | Detection , Fluorescent Indicators and Probes , Fluorescent Labels , Fluorescent Stains , Functional Group Reactive Labels , Functional Group Reactive Labels for Immunoassays , Labels and Other Fluorophores for Membrane Research , Lipophilic and Membrane Probes , Nucleic Acid Stains , Nucleic Acid Stains For Microscopy , Rhodamine and Derivatives , Wavelength Index , 发光化合物及其检测 , 生化试剂 , 荧光探针，标记，粒子和染色剂 |  | acetonitrile: soluble,BioReagent,suitable for fluorescence,DMF: soluble,λ ex 575 nm; λ em 605 nm in 0.1 M phosphate pH 7.0 | , |  |  | acetonitrile: soluble,BioReagent,λ ex 575 nm; λ em 605 nm in 0.1 M phosphate pH 7.0,DMF: soluble,−20°C,suitable for fluorescence
,BioReagent, suitable for fluorescence, ≥85% (sum of isomers, HPCE),C,,,MFCD16661194, | 21953 | 98181-63-6 | Sigma | 5(6) - Carboxytetramethylrhodamine |  | ≥85% (sum of isomers, HPCE),,,≥300 °C(lit.), | Detection , Fluorescent Indicators and Probes , Fluorescent Labels , Fluorescent Stains , Functional Group Reactive Labels , Functional Group Reactive Labels for Immunoassays , Labels and Other Fluorophores for Membrane Research , Lipophilic and Membrane Probes , Nucleic Acid Stains , Nucleic Acid Stains For Microscopy , Protein Stains , Protein Stains For Immunoassays , Protein Stains For Spectroscopy , Protein Stains for Microscopy , Rhodamine and Derivatives , Wavelength Index , 发光化合物及其检测 , 生化试剂 , 荧光探针，标记，粒子和染色剂 |  | DMSO: soluble,BioReagent,suitable for fluorescence,DMF: soluble,λ ex 543 nm; λ em 572 nm in methanol | , |  |  | DMSO: soluble,BioReagent,≥85% (sum of isomers, HPCE),λ ex 543 nm; λ em 572 nm in methanol,DMF: soluble,suitable for fluorescence,≥300 °C(lit.)
,BioReagent, suitable for fluorescence, ≥90% (HPLC),C,,,MFCD00467559,24879252 | 55222 | 91809-67-5 | Sigma | 6- Carboxytetramethylrhodamine |  | ≥90% (HPLC),,,, | Detection , Fluorescent Labels , Fluorescent Stains , Nucleic Acid Stains , Nucleic Acid Stains For Microscopy , Protein Stains , Protein Stains For Flow Cytometry , Protein Stains For Immunoassays , Protein Stains For Spectroscopy , Protein Stains for Microscopy , Rhodamine and Derivatives , Wavelength Index , 发光化合物及其检测 , 生化试剂 , 荧光探针，标记，粒子和染色剂 |  | methanol: soluble,BioReagent,single isomer,λ ex 543 nm; λ em 575 nm in 0.1 M Tris pH 8.0,DMSO: soluble,suitable for fluorescence | , |  |  | methanol: soluble,BioReagent,≥90% (HPLC),single isomer,λ ex 543 nm; λ em 575 nm in 0.1 M Tris pH 8.0,DMSO: soluble,suitable for fluorescence
,BioReagent, suitable for fluorescence,C,,,MFCD03453223,24877749 | 53048 | 150810-68-7 | Sigma | 5- Carboxy- tetramethylrhodamine N -succinimidyl ester |  | ,,,−20°C, | Detection , Fluorescent Labels , Fluorescent Stains , Nucleic Acid Stains , Nucleic Acid Stains For Microscopy , Protein Stains , Protein Stains For Flow Cytometry , Protein Stains For Immunoassays , Protein Stains For Spectroscopy , Protein Stains for Microscopy , Rhodamine and Derivatives , Wavelength Index , 发光化合物及其检测 , 生化试剂 , 荧光探针，标记，粒子和染色剂 |  | acetonitrile: soluble,BioReagent,suitable for fluorescence,DMF: soluble,λ ex 543 nm; λ em 578 nm in 0.1 M phosphate pH 7.0 | , |  |  | acetonitrile: soluble,BioReagent,λ ex 543 nm; λ em 578 nm in 0.1 M phosphate pH 7.0,DMF: soluble,−20°C,suitable for fluorescence
,BioReagent, suitable for fluorescence, ≥70% (coupling to amines),C,8739319,,MFCD00077324,24853135 | 21955 | 150408-83-6 | Sigma | 5(6) - Carboxytetramethylrhodamine N -succinimidyl ester |  | ≥70% (coupling to amines),,,−20°C, | Detection , Fluorescent Indicators and Probes , Fluorescent Labels , Fluorescent Stains , Functional Group Reactive Labels , Functional Group Reactive Labels for Spectroscopy , Labels and Other Fluorophores for Membrane Research , Lipophilic and Membrane Probes , Nucleic Acid Stains , Nucleic Acid Stains For Microscopy , Protein Stains , Protein Stains For Immunoassays , Protein Stains For Spectroscopy , Protein Stains for Microscopy , Rhodamine and Derivatives , Wavelength Index , 发光化合物及其检测 , 生化试剂 , 荧光探针，标记，粒子和染色剂 |  | λ ex 554 nm; λ em 584 nm in 0.1 M phosphate pH 8.0,BioReagent,suitable for fluorescence,DMF: soluble,λ ex 543 nm; λ em 576 nm in methanol | , |  |  | λ ex 554 nm; λ em 584 nm in 0.1 M phosphate pH 8.0,BioReagent,≥70% (coupling to amines),λ ex 543 nm; λ em 576 nm in methanol,DMF: soluble,−20°C,suitable for fluorescence
6- Carboxy- tetramethylrhodamine N -succinimidyl ester,BioReagent, suitable for fluorescence,C,,,MFCD03453266, | 88997 | 150810-69-8 | Sigma | 6-羧基四甲基罗丹明琥珀酰亚胺酯 |  | ,,,−20°C, | Detection , Fluorescent Labels , Fluorescent Stains , Nucleic Acid Stains , Nucleic Acid Stains For Microscopy , Protein Stains , Protein Stains For Flow Cytometry , Protein Stains For Immunoassays , Protein Stains For Spectroscopy , Protein Stains for Microscopy , Rhodamine and Derivatives , 生化试剂 , 荧光探针，标记，粒子和染色剂 |  | acetonitrile: soluble,BioReagent,suitable for fluorescence,DMF: soluble,λ ex 543 nm; λ em 575 nm in 0.1 M phosphate pH 7.0 | , |  |  | acetonitrile: soluble,BioReagent,λ ex 543 nm; λ em 575 nm in 0.1 M phosphate pH 7.0,DMF: soluble,−20°C,suitable for fluorescence
,,C,,,MFCD00077379,24892698 | C4528 | 76421-73-3 | Sigma | Chlorobimane | (PDF) | ,,,2-8°C, | Antibody Labeling , Antibody Modification , Bioactive Small Molecule Alphabetical Index , C-CH , Detection , Fluorescent Labels , Labeling with Fluorochromes , Other Fluorescent Labels , 抗体 , 生化试剂 , 生物活性小分子 , 细胞生物学 , 荧光探针，标记，粒子和染色剂 , 辅助产品 |  |  | , |  |  | 2-8°C
9- (Chloromethyl) anthracene,BioReagent, suitable for fluorescence, ≥97.0% (AT),C,1873394,246-274-7,MFCD00001263,24855095 | 25102 | 24463-19-2 | Sigma | 9-氯甲基蒽 |  | ≥97.0% (AT),,,138-140 °C(lit.), | Alphabetical , Carbohydrate Labels , Carbohydrate Labels for Chromatography , Detection , Fluorescent Labels , Functional Group Reactive Labels , Functional Group Reactive Labels for Chromatography , Wavelength Index , 发光化合物及其检测 , 生化试剂 , 荧光探针，标记，粒子和染色剂 |  | BioReagent,suitable for fluorescence,λ ex 356 nm; λ em 412 nm (after derivatisation with sodium acetate) | , |  |  | ≥97.0% (AT),BioReagent,suitable for fluorescence,138-140 °C(lit.),λ ex 356 nm; λ em 412 nm (after derivatisation with sodium acetate)
1,3-Cyclohexanedione,purum, for fluorescence, ≥97.0% (T),C,385888,207-980-0,MFCD00001585,24857477 | 29059 | 504-02-9 | Fluka | 1,3-环己二酮 | (PDF) | ≥97.0% (T),,,2-8°C, | Building Blocks , C3 to C6 , Carbonyl Compounds , Chemical Synthesis , Detection , Fluorescent Stains , Ketones , Organic Building Blocks , Protein Stains , Protein Stains For Chromatography , 生化试剂 , 荧光探针，标记，粒子和染色剂 |  | for fluorescence,purum,~0.5%,λ ex 375 nm; λ em 458 nm in H 2 O (after derivatization of aldehydes),human ... ACHE (43), BCHE (590), CES1 (1066) | , |  |  | purum,≥97.0% (T),λ ex 375 nm; λ em 458 nm in H 2 O (after derivatization of aldehydes),for fluorescence,2-8°C,101-105 °C(lit.),human ... ACHE (43), BCHE (590), CES1 (1066),~0.5%
,BioReagent, suitable for fluorescence, ≥98.0% (HPLC),C,8012268,278-319-1,MFCD00042703,24858354 | 30423 | 75806-94-9 | Sigma | 3- (Dansylamino) phenylboronic acid |  | ≥98.0% (HPLC),,,2-8°C, | Aryl Boronic Acids , Boronic Acids , Boronic Acids and Derivatives , Chemical Synthesis , Detection , Fluorescent Indicators and Probes , Fluorescent Labels , Functional Group Reactive Labels , Functional Group Reactive Labels for Flow Cytometry , Functional Group Reactive Labels for Spectroscopy , Labels and Other Fluorophores for Membrane Research , Lipophilic and Membrane Probes , Monosubstituted Aryl Boronic Acids , Organometallic Reagents , Other Fluorescent Labels , Wavelength Index , 发光化合物及其检测 , 生化试剂 , 荧光探针，标记，粒子和染色剂 |  | λ ex 337 nm; λ em 517 nm in methanol,BioReagent,suitable for fluorescence,λ ex 337 nm; λ em 490 nm (Protein adduct) | , |  |  | λ ex 337 nm; λ em 517 nm in methanol,BioReagent,≥98.0% (HPLC),λ ex 337 nm; λ em 490 nm (Protein adduct),2-8°C,suitable for fluorescence
,BioReagent, suitable for fluorescence, ≥99.0% (HPLC),C,2951070,233-326-9,MFCD00042704,24858361 | 30432 | 10121-91-2 | Sigma | Dansylcadaverine |  | ≥99.0% (HPLC),,,−20°C, | Alphabetical , Autophagy , Detection , Fluorescent Enzyme Substrates , Fluorescent Stains , Protein Stains , Protein Stains For Chromatography , Protein Stains For Spectroscopy , Reagents For Analyzing Autophagy , Wavelength Index , 发光化合物及其检测 , 生化试剂 , 细胞信号转导和神经科学 , 细胞生物学 , 荧光探针，标记，粒子和染色剂 |  | λ ex 338 nm; λ em 500 nm (Reaction product),BioReagent,suitable for fluorescence,λ ex 335 nm; λ em 518 nm in methanol,Do you have solubility information on this product that you would like to share? | , |  |  | λ ex 338 nm; λ em 500 nm (Reaction product),BioReagent,≥99.0% (HPLC),λ ex 335 nm; λ em 518 nm in methanol,Do you have solubility information on this product that you would like to share?,−20°C,suitable for fluorescence,137-140 °C
,BioReagent, suitable for fluorescence, ≥95.0% (HPLC),C,4894417,249-186-7,MFCD00012681,24859612 | 32670 | 28718-90-3 | Sigma | 4′,6-Diamidino-2-phenylindole dihydrochloride |  | ≥95.0% (HPLC),,,, | Detection , Fluorescent Enzyme Substrates , Fluorescent Enzyme Substrates for Electrophoresis , Fluorescent Stains , Nucleic Acid Electrophoresis Stains , Nucleic Acid Stains , Nucleic Acid Stains For Flow Cytometry , Nucleic Acid Stains For Microscopy , Nucleic Acid Stains For Spectroscopy , Wavelength Index , 发光化合物及其检测 , 生化试剂 , 荧光探针，标记，粒子和染色剂 |  | λ ex 374 nm; λ em 461 nm in 10 mM Tris; 1 mM EDTA; pH 8.0; DNA,BioReagent,suitable for fluorescence,DMF: soluble,λ ex 340 nm; λ em 488 nm (nur DAPI) | , |  |  | λ ex 374 nm; λ em 461 nm in 10 mM Tris; 1 mM EDTA; pH 8.0; DNA,BioReagent,≥95.0% (HPLC),λ ex 340 nm; λ em 488 nm (nur DAPI),DMF: soluble,suitable for fluorescence
1,8- Diaminonaphthalene,for fluorescence, ≥98.0% (HPLC/NT),C,742841,207-529-8,MFCD00004033,24859993 | 33170 | 479-27-6 | Sigma | 1,8-二氨基萘 |  | ≥98.0% (HPLC/NT),,205 °C/12 mmHg(lit.),60-65 °C(lit.), | Detection , Wavelength Index , 发光化合物及其检测 , 生化试剂 , 荧光探针，标记，粒子和染色剂 |  | for fluorescence,63-67 °C,methanol: soluble,λ ex 356 nm; λ em 392 nm in cyclohexane | , |  |  | 63-67 °C,≥98.0% (HPLC/NT),λ ex 356 nm; λ em 392 nm in cyclohexane,for fluorescence,methanol: soluble,205 °C/12 mmHg(lit.),60-65 °C(lit.)
,BioReagent, suitable for fluorescence, ≥95.0% (CHN),C,4189453,,MFCD00036952,24860789 | 34025 | 68654-25-1 | Sigma | Dibromobimane |  | ≥95.0% (CHN),,,2-8°C, | Detection , Fluorescent Labels , Functional Group Reactive Labels , Functional Group Reactive Labels for Spectroscopy , Other Fluorescent Labels , Wavelength Index , 发光化合物及其检测 , 生化试剂 , 荧光探针，标记，粒子和染色剂 |  | λ ex 393 nm; λ em 477 nm in 0.1 M Tris pH 7.0, gutathione red,BioReagent,suitable for fluorescence,DMF: soluble,λ ex 391 nm in methanol | , |  |  | λ ex 393 nm; λ em 477 nm in 0.1 M Tris pH 7.0, gutathione red,BioReagent,≥95.0% (CHN),λ ex 391 nm in methanol,DMF: soluble,2-8°C,suitable for fluorescence,170-172 °C(lit.)
,BioReagent, suitable for fluorescence, ≥97.0% (HPLC),C,413882,,MFCD01747392,24886389 | 72335 | 58293-56-4 | Sigma | 9- (2,2- Dicyanovinyl) julolidine |  | ≥97.0% (HPLC),,,, | Detection , Environmental Sensitive Membrane Probes , Fluorescent Indicators and Probes , Fluorescent Labels , Fluorescent Molecular Rotors , Fluorescent Stains , Lipophilic and Membrane Probes , Nucleic Acid Stains , Nucleic Acid Stains For Microscopy , Other Fluorescent Labels , Protein Stains , Protein Stains For Flow Cytometry , Protein Stains For Immunoassays , Protein Stains For Spectroscopy , Protein Stains for Microscopy , Wavelength Index , 发光化合物及其检测 , 生化试剂 , 荧光探针，标记，粒子和染色剂 |  | chloroform: soluble,BioReagent,suitable for fluorescence,DMSO: soluble,λ ex 433 nm; λ em 500 nm in 50 mM Tris pH 8.0; 40% glycerol | , |  |  | chloroform: soluble,BioReagent,≥97.0% (HPLC),λ ex 433 nm; λ em 500 nm in 50 mM Tris pH 8.0; 40% glycerol,DMSO: soluble,suitable for fluorescence
,BioReagent, suitable for fluorescence, ≥95% (HPLC),C,,,MFCD00467584,24859085 | 31755 | 157673-16-0 | Sigma | 7- (Diethylamino) coumarin- 3- carbonyl azide |  | ≥95% (HPLC),,,−20°C, | Alphabetical , Azides , Building Blocks , Carbohydrate Labels , Carbohydrate Labels for Chromatography , Chemical Biology , Chemical Synthesis , Conjugation Chemistry: Azides, Alkynes and Other Reagents , Detection , Fluorescent Labels , Functional Group Reactive Labels , Functional Group Reactive Labels for Chromatography , Nitrogen Compounds , Organic Azides , Organic Building Blocks , Various Azides , Wavelength Index , 发光化合物及其检测 , 生化试剂 , 荧光探针，标记，粒子和染色剂 |  | BioReagent,suitable for fluorescence,λ ex 390 nm; λ em 478 nm in methanol | , |  |  | −20°C,≥95% (HPLC),BioReagent,suitable for fluorescence,λ ex 390 nm; λ em 478 nm in methanol
,BioReagent, suitable for fluorescence, ≥98.0% (HPCE),C,6145963,,MFCD00068721,24862874 | 36799 | 50995-74-9 | Sigma | 7- (Diethylamino) coumarin- 3- carboxylic acid |  | ≥98.0% (HPCE),,,222-224 °C (dec.)(lit.), | Detection , Dialkylcarbocyanine and Styryl probes , Fluorescent Indicators and Probes , Fluorescent Labels , Functional Group Reactive Labels , Functional Group Reactive Labels for Spectroscopy , Lipophilic and Membrane Probes , Other Fluorescent Labels , Wavelength Index , 发光化合物及其检测 , 生化试剂 , 荧光探针，标记，粒子和染色剂 |  | DMSO: soluble,BioReagent,suitable for fluorescence,DMF: soluble,λ ex 409 nm; λ em 473 nm in 0.1 M Tris pH 9.0 | , |  |  | DMSO: soluble,BioReagent,≥98.0% (HPCE),λ ex 409 nm; λ em 473 nm in 0.1 M Tris pH 9.0,DMF: soluble,suitable for fluorescence,222-224 °C (dec.)(lit.)
,BioReagent, suitable for fluorescence, ≥96.0% (HPLC),C,5359433,,MFCD00467585,24862878 | 36801 | 139346-57-9 | Sigma | 7- (Diethylamino) coumarin- 3- carboxylic acid N -succinimidyl ester |  | ≥96.0% (HPLC),,,−20°C, | Detection , Dialkylcarbocyanine and Styryl probes , Fluorescent Indicators and Probes , Fluorescent Labels , Functional Group Reactive Labels , Functional Group Reactive Labels for Spectroscopy , Lipophilic and Membrane Probes , Other Fluorescent Labels , Wavelength Index , 发光化合物及其检测 , 生化试剂 , 荧光探针，标记，粒子和染色剂 |  | suitable for fluorescence,BioReagent,corresponds for coupling to amines,DMF: soluble,λ ex 445 nm; λ em 482 nm in 0.1 M phosphate pH 7.0 | , |  |  | suitable for fluorescence,BioReagent,≥96.0% (HPLC),λ ex 445 nm; λ em 482 nm in 0.1 M phosphate pH 7.0,DMF: soluble,−20°C,corresponds for coupling to amines
,for fluorescence,C,,,MFCD01863007,24863112 | 37150 | 53213-88-0 | Sigma | 3,3′-Diheptylthiacarbocyanine iodide |  | ,,,, | Alphabetical , Detection , Dialkylcarbocyanine and Styryl probes , Fluorescent Indicators and Probes , Lipophilic and Membrane Probes , Wavelength Index , 发光化合物及其检测 , 生化试剂 , 荧光探针，标记，粒子和染色剂 |  | for fluorescence,in accordance for fluorescence,λ ex 562 nm; λ em 575 nm in methanol | , |  |  | for fluorescence,in accordance for fluorescence,λ ex 562 nm; λ em 575 nm in methanol
,BioReagent, suitable for fluorescence, ≥95% (HPCE),C,5107482,,MFCD00077335,24863182 | 37291 | 104821-25-2 | Sigma | Dihydroethidium |  | ≥95% (HPCE),,,−20°C, | Detection , Fluorescent Enzyme Substrates , Fluorescent Enzyme Substrates for Flow Cytometry , Fluorescent Enzyme Substrates for Microscopy , Fluorescent Stains , Nucleic Acid Stains , Nucleic Acid Stains For Flow Cytometry , Nucleic Acid Stains For Microscopy , Wavelength Index , 发光化合物及其检测 , 生化试剂 , 荧光探针，标记，粒子和染色剂 |  | λ ex 392 nm; λ em 410 nm in methanol,BioReagent,suitable for fluorescence,acetonitrile: soluble,λ ex 358 nm; λ em 461 nm | , |  |  | λ ex 392 nm; λ em 410 nm in methanol,BioReagent,≥95% (HPCE),λ ex 358 nm; λ em 461 nm,acetonitrile: soluble,−20°C,suitable for fluorescence
,BioReagent, suitable for fluorescence, ≥97.0% (HPCE),C,8962638,,MFCD00800283,24863224 | 37920 | 61255-63-8 | Sigma | 6,8- Dihydroxy- 1,3- pyrenedisulfonic acid disodium salt |  | ≥97.0% (HPCE),,,≥250 °C(lit.), | Alphabetical , Detection , Fluorescent Indicators and Probes , Wavelength Index , pH Indicators for Flow Cytometry , pH Sensitive Probes and Indicators , 发光化合物及其检测 , 生化试剂 , 荧光探针，标记，粒子和染色剂 |  | λ ex 458 nm; λ em 498 nm in 0.1 M Tris pH 8.0,BioReagent,λ ex 405 nm; λ em 456 nm in 0.1 M citrate pH 3.0,DMF: soluble,7.33,suitable for fluorescence | , |  |  | λ ex 458 nm; λ em 498 nm in 0.1 M Tris pH 8.0,BioReagent,≥97.0% (HPCE),λ ex 405 nm; λ em 456 nm in 0.1 M citrate pH 3.0,DMF: soluble,7.33,suitable for fluorescence,≥250 °C(lit.)
5- (Dimethylamino) - 1- naphthalenesulfonamide,for fluorescence, ≥98.5% (TLC),(CH,2217203,215-854-1,MFCD00004000,24864438 | 39225 | 1431-39-6 | Fluka | 5-(二甲氨基)-1-萘磺酰胺 | (PDF) | ≥98.5% (TLC),,,218-221 °C(lit.), | Building Blocks , Chemical Synthesis , Detection , Fluorescent Labels , Organic Building Blocks , Other Fluorescent Labels , Sulfonamides/Sulfinamides , Sulfur Compounds , 生化试剂 , 荧光探针，标记，粒子和染色剂 |  | for fluorescence | , |  |  | for fluorescence,≥98.5% (TLC),218-221 °C(lit.)
,BioReagent, suitable for fluorescence, ≥98.0% (TLC),C,8946533,,MFCD00467271,24864446 | 39235 | 73025-02-2 | Sigma | 11- [5- (Dimethylamino) - 1- naphthalenesulfonylamino] undecanoic acid |  | ≥98.0% (TLC),,,2-8°C, | Alphabetical , Detection , Fluorescent Indicators and Probes , Lipophilic and Membrane Probes , Lipophilic and Membrane Probes for Flow Cytometry , Lipophilic and Membrane Probes for Microscopy , Other Non-Polar or Lipophilic Probes , Wavelength Index , 发光化合物及其检测 , 生化试剂 , 荧光探针，标记，粒子和染色剂 |  | methanol: soluble,BioReagent,suitable for fluorescence,DMSO: soluble,λ ex 335 nm; λ em 516 nm in methanol | , |  |  | methanol: soluble,BioReagent,≥98.0% (TLC),λ ex 335 nm; λ em 516 nm in methanol,DMSO: soluble,2-8°C,suitable for fluorescence
,≥99.8% (T),(CH,1379389,,MFCD00041877,24864466 | 39255 | 2844-15-7 | Sigma | 4-Dimethylamino-4′-nitrostilbene |  | ≥99.8% (T),,,256-259 °C(lit.), | Detection , Fluorescent Labels , Other Fluorescent Labels , Wavelength Index , 发光化合物及其检测 , 生化试剂 , 荧光探针，标记，粒子和染色剂 |  | 256-259 °C,λ ex 500 nm; λ em ~700 nm in methylene chloride | , |  |  | 256-259 °C,≥99.8% (T),256-259 °C(lit.),λ ex 500 nm; λ em ~700 nm in methylene chloride
,for fluorescence, ≥98.0% (TLC),C,6102208,,MFCD00031815,24864575 | 39416 | 3915-61-5 | Fluka | 2- [4- (Dimethylamino) styryl] - 1- methylquinolinium iodide | (PDF) | ≥98.0% (TLC),,,261 °C (dec.)(lit.), | Detection , Fluorescent Stains , Nucleic Acid Stains , Nucleic Acid Stains For Flow Cytometry , 生化试剂 , 荧光探针，标记，粒子和染色剂 |  | for fluorescence,methanol: soluble,DMSO: soluble,λ ex 463 nm; λ em 512 nm in phosphate buffer/SDS pH 7.0 | , |  |  | methanol: soluble,≥98.0% (TLC),λ ex 463 nm; λ em 512 nm in phosphate buffer/SDS pH 7.0,for fluorescence,DMSO: soluble,261 °C (dec.)(lit.)
,BioReagent, suitable for fluorescence, ≥98.0% (HPLC),C,2723587,,MFCD00056615,24865986 | 41525 | 70504-01-7 | Sigma | N,N - Dimethyl- 6- propionyl- 2- naphthylamine |  | ≥98.0% (HPLC),,,137 °C(lit.), | Alphabetical , Detection , Environmental Sensitive Membrane Probes , Fluorescent Indicators and Probes , Lipophilic and Membrane Probes , Wavelength Index , pH Indicators for Spectroscopy , pH Sensitive Probes and Indicators , 发光化合物及其检测 , 生化试剂 , 荧光探针，标记，粒子和染色剂 |  | methanol: soluble,BioReagent,suitable for fluorescence,DMF: soluble,λ ex 361 nm; λ em 498 nm in methanol | , |  |  | methanol: soluble,BioReagent,≥98.0% (HPLC),λ ex 361 nm; λ em 498 nm in methanol,DMF: soluble,suitable for fluorescence,137 °C(lit.)
,BioReagent, suitable for fluorescence, ~95% (AT),C,3809779,208-256-7,MFCD00011757,24866185 | 41785 | 518-67-2 | Sigma | Dimidium bromide |  | ~95% (AT),,,243-248 °C(lit.), | Alphabetical , Detection , Fluorescent Enzyme Substrates , Fluorescent Enzyme Substrates for Electrophoresis , Fluorescent Stains , Nucleic Acid Electrophoresis Stains , Nucleic Acid Stains , Nucleic Acid Stains For Flow Cytometry , Wavelength Index , 发光化合物及其检测 , 生化试剂 , 荧光探针，标记，粒子和染色剂 |  | λ ex 480 (pH 7.6, low ionic strength),BioReagent,suitable for fluorescence,λ ex 306 nm; λ em 612 nm in 50 mM Tris pH 8.0 (DNA) | , |  |  | λ ex 480 (pH 7.6, low ionic strength),BioReagent,~95% (AT),λ ex 306 nm; λ em 612 nm in 50 mM Tris pH 8.0 (DNA),suitable for fluorescence,243-248 °C(lit.)
,BioReagent, suitable for fluorescence, ≥98.0% (TLC),C,8251870,,MFCD00142354,24866515 | 42364 | 41085-99-8 | Sigma | 1,1′-Dioctadecyl-3,3,3′,3′-tetramethylindocarbocyanine perchlorate |  | ≥98.0% (TLC),,,68 °C (dec.)(lit.), | Alphabetical , Detection , Dialkylcarbocyanine and Styryl probes , Fluorescent Indicators and Probes , Lipophilic and Membrane Probes , Lipophilic and Membrane Probes for Flow Cytometry , Wavelength Index , 发光化合物及其检测 , 生化试剂 , 荧光探针，标记，粒子和染色剂 |  | methanol: soluble,BioReagent,suitable for fluorescence,DMF: soluble,λ ex 550 nm; λ em 567 nm in phosphate buffer/SDS pH 7.0 | , |  |  | methanol: soluble,BioReagent,≥98.0% (TLC),λ ex 550 nm; λ em 567 nm in phosphate buffer/SDS pH 7.0,DMF: soluble,suitable for fluorescence,68 °C (dec.)(lit.)
,BioReagent, suitable for fluorescence, ≥98.0% (HPCE),C,,,MFCD01863023,24866575 | 42455 | 53213-89-1 | Sigma | 3,3′-Dioctylthiacarbocyanine iodide |  | ≥98.0% (HPCE),,,, | Alphabetical , Detection , Dialkylcarbocyanine and Styryl probes , Fluorescent Indicators and Probes , Lipophilic and Membrane Probes , Lipophilic and Membrane Probes for Flow Cytometry , Wavelength Index , 发光化合物及其检测 , 生化试剂 , 荧光探针，标记，粒子和染色剂 |  | methanol: soluble,BioReagent,suitable for fluorescence,DMSO: soluble,λ ex 510 nm; λ em 587 nm in phosphate buffer/SDS pH 7.0 | , |  |  | methanol: soluble,BioReagent,≥98.0% (HPCE),λ ex 510 nm; λ em 587 nm in phosphate buffer/SDS pH 7.0,DMSO: soluble,suitable for fluorescence
,purum p.a., for fluorescence, ≥95.0% (T),(C,2950331,,MFCD00042663,24866798 | 42815 | 4426-21-5 | Fluka | Diphenylborinic anhydride | (PDF) | ≥95.0% (T),,,2-8°C, | Alphabetical , Carbohydrate Labels , Carbohydrate Labels for Chromatography , Detection , Fluorescent Labels , Functional Group Reactive Labels , Functional Group Reactive Labels for Chromatography , 生化试剂 , 荧光探针，标记，粒子和染色剂 |  | for fluorescence,135-140 °C | , |  |  | for fluorescence,135-140 °C,≥95.0% (T),135-140 °C(lit.),2-8°C
,suitable for fluorescence, ≥98.0% (HPLC),C,191180,225-370-2,MFCD00005521,24866956 | 43095 | 4808-48-4 | Sigma | Diphenylmaleic anhydride |  | ≥98.0% (HPLC),,,155-159 °C, | Detection , Fluorescent Indicators and Probes , Fluorescent Labels , Functional Group Reactive Labels , Functional Group Reactive Labels for Spectroscopy , Labels and Other Fluorophores for Membrane Research , Lipophilic and Membrane Probes , Other Fluorescent Labels , 生化试剂 , 荧光探针，标记，粒子和染色剂 |  | suitable for fluorescence,DMF: soluble,λ ex 284 nm; λ em 506 nm (after derivatization with hexylamine) | , |  |  | ≥98.0% (HPLC),suitable for fluorescence,155-159 °C,λ ex 284 nm; λ em 506 nm (after derivatization with hexylamine),DMF: soluble
,suitable for fluorescence, ≥98.0% (TLC),C,,,MFCD00075033,24867277 | 43608 | 53213-94-8 | Sigma | 3,3′-Dipropylthiadicarbocyanine iodide |  | ≥98.0% (TLC),,,245 °C (dec.)(lit.), | Alphabetical , Detection , Dialkylcarbocyanine and Styryl probes , Fluorescent Indicators and Probes , Lipophilic and Membrane Probes , Lipophilic and Membrane Probes for Flow Cytometry , Wavelength Index , 发光化合物及其检测 , 生化试剂 , 荧光探针，标记，粒子和染色剂 |  | suitable for fluorescence,DMF: soluble,λ ex 500 nm; λ em 705 nm in DMF | , |  |  | ≥98.0% (TLC),suitable for fluorescence,245 °C (dec.)(lit.),λ ex 500 nm; λ em 705 nm in DMF,DMF: soluble
,suitable for fluorescence, ≥97.0% (HPLC),C,7379104,,MFCD00467560,24865069 | 40227 | 74515-25-6 | Sigma | 6-Dodecanoyl- N,N - dimethyl- 2- naphthylamine |  | ≥97.0% (HPLC),,,88 °C(lit.), | Alphabetical , Detection , Environmental Sensitive Membrane Probes , Fluorescent Indicators and Probes , Lipophilic and Membrane Probes , Lipophilic and Membrane Probes for Microscopy , Wavelength Index , pH Indicators for Spectroscopy , pH Sensitive Probes and Indicators , 发光化合物及其检测 , 生化试剂 , 荧光探针，标记，粒子和染色剂 |  | methanol: soluble,suitable for fluorescence,DMF: soluble,λ ex 366 nm; λ em 497 nm in methanol | , |  |  | methanol: soluble,≥97.0% (HPLC),λ ex 366 nm; λ em 497 nm in methanol,DMF: soluble,suitable for fluorescence,88 °C(lit.)
,for fluorescence, ≥95% (HPCE),C,,,MFCD00674520,24867339 | 44122 | 115787-85-4 | Fluka | 8- Dodecanoyloxypyrene- 1,3,6- trisulfonic acid trisodium salt |  | ≥95% (HPCE),,,2-8°C, | Detection , Fluorescent Enzyme Substrates , Fluorescent Enzyme Substrates for Spectroscopy , 生化试剂 , 荧光探针，标记，粒子和染色剂 |  | for fluorescence,methanol: soluble,DMF: soluble,λ ex 460 nm; λ em 510 nm in 0.1 M Tris pH 8.0 (lipase) | , |  |  | methanol: soluble,≥95% (HPCE),λ ex 460 nm; λ em 510 nm in 0.1 M Tris pH 8.0 (lipase),for fluorescence,DMF: soluble,2-8°C,≥250 °C (dec.)(lit.)
Doxorubicin hydrochloride,suitable for fluorescence, 98.0-102.0% (HPLC),C,4229251,246-818-3,MFCD00077757,24868204 | 44583 | 25316-40-9 | Sigma | 阿霉素 盐酸盐 | (PDF) | 98.0-102.0% (HPLC),,,2-8°C, | Antibiotics , Antibiotics A to Z , Antibiotics A-F , Antibiotics by Application , Antineoplastic and Immunosuppressive Antibiotics , Antiviral , Apoptosis and Cell Cycle , Chemical Structure Class , Detection , Enzyme Inhibitors , Enzyme Inhibitors by Enzyme , Fluorescent Labels , Fluorescent Stains , Interferes with DNA Synthesis , Mechanism of Action , Nucleic Acid Stains , Nucleic Acid Stains For Flow Cytometry , Other Apoptosis Related Reagents , Other Fluorescent Labels , R to Z , Reverse Transcriptase, AMV , Spectrum of Activity , Tetracyclines , Wavelength Index , 发光化合物及其检测 , 抗生素 , 生化试剂 , 细胞信号转导和神经科学 , 细胞生物学 , 荧光探针，标记，粒子和染色剂 , 酶、抑制剂和底物 |  | methanol: soluble,viruses,suitable for fluorescence,H 2 O: soluble50 mg/mL, clear, orange to red,λ ex 470 nm; λ em 585 nm in ethanol | , |  |  | methanol: soluble,98.0-102.0% (HPLC),λ ex 470 nm; λ em 585 nm in ethanol,viruses,H 2 O: soluble50 mg/mL, clear, orange to red,2-8°C,suitable for fluorescence,216 °C (dec.)(lit.)
Eosin Y disodium salt,for electrophoresis,C,3586809,241-409-6,MFCD00005040,24868692 | 45235 | 17372-87-1 | Sigma | 伊红 Y 二钠盐 | 45380 | ,,,, | Alphabetical , Detection , Fluorescent Stains , Other Stains for Electrophoresis , Protein Electrophoresis Stains , Protein Stains and Staining Reagents , Wavelength Index , 分子生物学 , 发光化合物及其检测 , 生化试剂 , 荧光探针，标记，粒子和染色剂 , 蛋白电泳 , 蛋白质组学 |  | for electrophoresis,in accordance for electrophoresis test,H 2 O: soluble0.1 g/mL, dark red,λ ex 520 nm; λ em 540 nm in H 2 O | , |  |  | for electrophoresis,in accordance for electrophoresis test,H 2 O: soluble0.1 g/mL, dark red,λ ex 520 nm; λ em 540 nm in H 2 O
Ethidium bromide,for fluorescence, ≥95.0% (HPLC),C,3642536,214-984-6,MFCD00011724,24869723 | 46065 | 1239-45-8 | Sigma | 溴化乙啶 |  | ≥95.0% (HPLC),,,260-262 °C (dec.)(lit.), | Detection , Fluorescent Enzyme Substrates , Fluorescent Enzyme Substrates for Electrophoresis , Fluorescent Stains , Nucleic Acid Electrophoresis Stains , Nucleic Acid Stains , Nucleic Acid Stains For Flow Cytometry , Nucleic Acid Stains For Microscopy , Nucleic Acid Stains For Spectroscopy , Wavelength Index , 发光化合物及其检测 , 生化试剂 , 荧光探针，标记，粒子和染色剂 |  | for fluorescence,λ ex 530 nm; λ em 600 nm in 50 mM phosphate buffer pH 7.0 (upon binding to DNA),H 2 O: soluble10 mg/mL, opaque, very dark red,λ ex 480 nm; λ em 620 nm in H 2 O | , |  |  | λ ex 530 nm; λ em 600 nm in 50 mM phosphate buffer pH 7.0 (upon binding to DNA),≥95.0% (HPLC),λ ex 480 nm; λ em 620 nm in H 2 O,for fluorescence,H 2 O: soluble10 mg/mL, opaque, very dark red,260-262 °C (dec.)(lit.)
,suitable for fluorescence, ~90% (HPCE),C,,263-325-9,MFCD00210948,24869695 | 46043 | 61926-22-5 | Sigma | Ethidium homodimer |  | ~90% (HPCE),,,−20°C, | Alphabetical , Detection , Fluorescent Enzyme Substrates , Fluorescent Enzyme Substrates for Electrophoresis , Fluorescent Stains , Nucleic Acid Electrophoresis Stains , Nucleic Acid Stains , Nucleic Acid Stains For Flow Cytometry , Nucleic Acid Stains For Spectroscopy , Wavelength Index , 发光化合物及其检测 , 生化试剂 , 荧光探针，标记，粒子和染色剂 |  | λ ex 528 nm; λ em 617 nm in TE buffer; DNA,suitable for fluorescence,DMF: soluble,λ ex 493 nm in H 2 O | , |  |  | λ ex 528 nm; λ em 617 nm in TE buffer; DNA,~90% (HPCE),λ ex 493 nm in H 2 O,DMF: soluble,−20°C,suitable for fluorescence,≥250 °C(lit.)
,suitable for fluorescence, ≥97.0% (TLC),C,,,MFCD00467854,24869832 | 46123 | 162558-52-3 | Sigma | 1- (Ethoxycarbonylmethyl) - 6- methoxyquinolinium bromide |  | ≥97.0% (TLC),,,2-8°C, | Chelators and Ion Probes , Chelators and Ion Probes for Flow Cytometry , Chloride Probes , Detection , Fluorescent Indicators and Probes , Wavelength Index , 发光化合物及其检测 , 生化试剂 , 荧光探针，标记，粒子和染色剂 |  | methanol: soluble,suitable for fluorescence,DMSO: soluble,λ ex 350 nm; λ em 460 nm in 0.1 M borate pH 8.0 (quenching with Cl - ) | , |  |  | methanol: soluble,≥97.0% (TLC),λ ex 350 nm; λ em 460 nm in 0.1 M borate pH 8.0 (quenching with Cl - ),DMSO: soluble,2-8°C,suitable for fluorescence,177-179 °C(lit.)
,suitable for fluorescence, ~85% (TLC),C,,,MFCD00037527,24869836 | 46125 | 127070-69-3 | Sigma | 8-Ethoxy- N , N , N ′, N ′, N ″, N ″-hexamethylpyrene-1,3,6-trisulfonamide |  | ~85% (TLC),,,, | Alphabetical , Detection , Fluorescent Enzyme Substrates , Fluorescent Enzyme Substrates for Flow Cytometry , Wavelength Index , 发光化合物及其检测 , 生化试剂 , 荧光探针，标记，粒子和染色剂 |  | λ ex 380 nm; λ em 520 nm (Reaction product ),suitable for fluorescence,DMSO: soluble,λ ex 380 nm; λ em 468 nm in DMSO | , |  |  | λ ex 380 nm; λ em 520 nm (Reaction product ),~85% (TLC),suitable for fluorescence,DMSO: soluble,λ ex 380 nm; λ em 468 nm in DMSO
7- Ethoxy- 4- methylcoumarin,suitable for fluorescence, ≥90% (TLC),C,169998,201-721-5,MFCD00016971,24869818 | 46116 | 87-05-8 | Sigma | 7-乙氧基-4-甲基香豆素 |  | ≥90% (TLC),,,114-116 °C(lit.), | Detection , Fluorescent Enzyme Substrates , Fluorescent Enzyme Substrates for Spectroscopy , Wavelength Index , 发光化合物及其检测 , 生化试剂 , 荧光探针，标记，粒子和染色剂 |  | λ ex 360 nm; λ em 449 nm in dealkylase(lit.),suitable for fluorescence,DMF: soluble,λ ex 318 nm; λ em 377 nm in methanol(lit.) | , |  |  | λ ex 360 nm; λ em 449 nm in dealkylase(lit.),≥90% (TLC),λ ex 318 nm; λ em 377 nm in methanol(lit.),DMF: soluble,suitable for fluorescence,114-116 °C(lit.)
,suitable for fluorescence, ~70%,C,,,MFCD00083337, | 46393 | 123632-39-3 | Sigma | Fluo-3 |  | ~70%,,,−20°C, | Calcium Indicators , Chelators and Ion Probes , Chelators and Ion Probes for Flow Cytometry , Chelators and Ion Probes for Microscopy , Chelators and Ion Probes for Spectroscopy , Detection , Fluorescent Indicators and Probes , Traditional Calcium Indicators , Wavelength Index , 发光化合物及其检测 , 生化试剂 , 荧光探针，标记，粒子和染色剂 |  | suitable for fluorescence,H 2 O: soluble,λ ex 506 nm; λ em 526 nm in 0.1 M Tris pH 8.0, esterase 30 mM Ca 2+ | , |  |  | −20°C,~70%,suitable for fluorescence,H 2 O: soluble,λ ex 506 nm; λ em 526 nm in 0.1 M Tris pH 8.0, esterase 30 mM Ca 2+
,for fluorescence, mixture of isomers, ≥75% (calc. on anhydrous substance, HPLC/T),C,6538782,,MFCD00005052,24870582 | 46930 | 27599-63-9 | Sigma | Fluoresceinamine |  | ≥75% (calc. on anhydrous substance, HPLC/T),,,≤10% water, | Detection , Fluorescent Indicators and Probes , Functional Group Reactive Labels , Functional Group Reactive Labels for Spectroscopy , Labels and Other Fluorophores for Membrane Research , Lipophilic and Membrane Probes , Wavelength Index , 发光化合物及其检测 , 生化试剂 , 荧光探针，标记，粒子和染色剂 |  | for fluorescence,λ ex 381 nm; λ em 470 nm (Do not confuse with fluorescamine.),≤2%,λ ex 234 nm in acetonitrile (Amine adducts) | , |  |  | λ ex 381 nm; λ em 470 nm (Do not confuse with fluorescamine.),≥75% (calc. on anhydrous substance, HPLC/T),λ ex 234 nm in acetonitrile (Amine adducts),for fluorescence,≤10% water,≤2%
,suitable for fluorescence, ≥90% (HPCE),C,,,, | 46935 | 265981-56-4 | Sigma | 6- [Fluorescein- 5(6) - carboxamido] hexanoic acid |  | ≥90% (HPCE),,,2-8°C, | Detection , Fluorescein and Derivatives , Fluorescent Labels , Fluorescent Stains , Nucleic Acid Stains , Nucleic Acid Stains For Flow Cytometry , Wavelength Index , 发光化合物及其检测 , 生化试剂 , 荧光探针，标记，粒子和染色剂 |  | DMSO: soluble,suitable for fluorescence,DMF: soluble,λ ex 491 nm; λ em 515 nm in 0.1 M Tris pH 9.0 | , |  |  | DMSO: soluble,≥90% (HPCE),λ ex 491 nm; λ em 515 nm in 0.1 M Tris pH 9.0,DMF: soluble,2-8°C,suitable for fluorescence
,suitable for fluorescence, ≥97.0% (HPCE),C,6034843,230-764-2,MFCD00038409,24870599 | 46943 | 7308-90-9 | Sigma | Fluorescein dilaurate |  | ≥97.0% (HPCE),,,, | Alphabetical , Detection , Enzyme Substrate , Enzyme Substrates , Esterase , Fatty Acyls , Fluorescent Enzyme Substrates , Fluorescent Enzyme Substrates for Microscopy , Fluorescent Enzyme Substrates for Spectroscopy , Fluorogen , Lipase , Substrates by Enzyme , Wavelength Index , 发光化合物及其检测 , 生化试剂 , 脂类 , 荧光探针，标记，粒子和染色剂 , 酶、抑制剂和底物 |  | suitable for fluorescence,ethanol: soluble,λ ex 490 nm; λ em 514 nm in 0.1 M Tris pH 8.0 (esterase) | , |  |  | ≥97.0% (HPCE),suitable for fluorescence,ethanol: soluble,λ ex 490 nm; λ em 514 nm in 0.1 M Tris pH 8.0 (esterase)
,average mol wt 70,000, (FITC:Glucose = 1:250),,,,MFCD00131092, | 46945 |  | Sigma | Fluorescein isothiocyanate–dextran |  | (FITC:Glucose = 1:250),,,2-8°C, | Alphabetical , Core Bioreagents , Detection , Dextrans , Fluorescent Conjugates , Fluorescent Conjugates for Flow Cytometry , Fluorescent Conjugates for Microscopy , Fluorescent Dye-Dextran Conjugates , Fluorescent Indicators and Probes , General Reagents , Life Science Reagents for RNAi , Research Essentials , Wavelength Index , pH Sensitive Probes and Indicators , 发光化合物及其检测 , 生化试剂 , 碳水化合物 , 荧光探针，标记，粒子和染色剂 |  | average mol wt 70,000,~0.004 mol/mol FITC glucose,H 2 O: soluble50 mg/mL, hazy, orange to very deep orange,λ ex 492 nm; λ em 518 nm in ethanol | , |  |  | (FITC:Glucose = 1:250),λ ex 492 nm; λ em 518 nm in ethanol,average mol wt 70,000,H 2 O: soluble50 mg/mL, hazy, orange to very deep orange,2-8°C,~0.004 mol/mol FITC glucose
,average mol wt 150,000, (FITC:Glucose = 1:160),,,,MFCD00131092, | 46946 |  | Sigma | Fluorescein isothiocyanate–dextran |  | (FITC:Glucose = 1:160),,,2-8°C, | Alphabetical , Detection , Fluorescent Conjugates , Fluorescent Conjugates for Flow Cytometry , Fluorescent Conjugates for Microscopy , Fluorescent Indicators and Probes , Wavelength Index , pH Sensitive Probes and Indicators , 发光化合物及其检测 , 生化试剂 , 荧光探针，标记，粒子和染色剂 |  | average mol wt 150,000,2-8°C,~0.004 mol/mol FITC glucose,H 2 O: soluble25 mg/mL, slightly hazy, very deep yellow-orange,λ ex 492 nm; λ em 518 nm in 0.1 M phosphate pH 8.0 | , |  |  | 2-8°C,(FITC:Glucose = 1:160),λ ex 492 nm; λ em 518 nm in 0.1 M phosphate pH 8.0,average mol wt 150,000,H 2 O: soluble25 mg/mL, slightly hazy, very deep yellow-orange,2-8°C,~0.004 mol/mol FITC glucose
,(FITC:Glucose = 1:100),,,,, | 46947 |  | Sigma | Fluorescein isothiocyanate – Dextran 500000-Conjugate |  | (FITC:Glucose = 1:100),,,2-8°C, | Alphabetical , Detection , Dextrans , Fluorescent Conjugates , Fluorescent Conjugates for Flow Cytometry , Fluorescent Conjugates for Microscopy , Fluorescent Dye-Dextran Conjugates , Fluorescent Indicators and Probes , Wavelength Index , pH Sensitive Probes and Indicators , 发光化合物及其检测 , 生化试剂 , 碳水化合物 , 荧光探针，标记，粒子和染色剂 |  | 0.01 mol/mol FITC glucose (substitution),H 2 O: soluble25 mg/mL, clear to very faintly turbid, yellow to orange,λ ex 490 nm; λ em 520 nm (pH 8.0) | , |  |  | 2-8°C,0.01 mol/mol FITC glucose (substitution),(FITC:Glucose = 1:100),H 2 O: soluble25 mg/mL, clear to very faintly turbid, yellow to orange,λ ex 490 nm; λ em 520 nm (pH 8.0)
Fluorescent red 630,≥85% (HPLC),C,,,,24879724 | 55817 | 375395-99-6 | Fluka | 荧光红 HFG | (PDF) | ≥85% (HPLC),,,2-8°C, | Detection , Fluorescent Labels , Fluorescent Red and Orange Labels , Fluorescent Stains , Nucleic Acid Stains , Nucleic Acid Stains For Flow Cytometry , Nucleic Acid Stains For Microscopy , Protein Stains , Protein Stains For Flow Cytometry , Protein Stains For Immunoassays , Protein Stains For Spectroscopy , Protein Stains for Microscopy , Wavelength Index , 发光化合物及其检测 , 生化试剂 , 荧光探针，标记，粒子和染色剂 |  | λ ex 620 nm; λ em 650 nm in 0.1 M phosphate pH 7.0 | , |  |  | 2-8°C,≥85% (HPLC),λ ex 620 nm; λ em 650 nm in 0.1 M phosphate pH 7.0
Fluorescent red 630 reactive,for fluorescence, ≥80% (coupling to amines),C,,,MFCD03456833,24887291 | 78361 | 350496-73-0 | Fluka | 荧光红 HFG 活性剂 | (PDF) | ≥80% (coupling to amines),,,−20°C, | Detection , Fluorescent Labels , Fluorescent Red and Orange Labels , Fluorescent Stains , Nucleic Acid Stains , Nucleic Acid Stains For Flow Cytometry , Nucleic Acid Stains For Microscopy , Protein Stains , Protein Stains For Flow Cytometry , Protein Stains For Immunoassays , Protein Stains For Spectroscopy , Protein Stains for Microscopy , Wavelength Index , 发光化合物及其检测 , 生化试剂 , 荧光探针，标记，粒子和染色剂 |  | for fluorescence,DMF: soluble,λ ex 620 nm; λ em 650 nm in 0.1 M phosphate pH 7.0 | , |  |  | for fluorescence,−20°C,≥80% (coupling to amines),DMF: soluble,λ ex 620 nm; λ em 650 nm in 0.1 M phosphate pH 7.0
,suitable for fluorescence, ≥90% (TLC),C,,,MFCD01863069,24874330 | 52335 |  | Sigma | N- Hexadecylpyrene- 1- sulfonamide |  | ≥90% (TLC),,,, | Alphabetical , Detection , Fluorescent Indicators and Probes , Lipophilic and Membrane Probes , Other Non-Polar or Lipophilic Probes , Wavelength Index , 发光化合物及其检测 , 生化试剂 , 荧光探针，标记，粒子和染色剂 |  | methanol: soluble,suitable for fluorescence,DMSO: soluble,λ ex 350 nm; λ em 400 nm in methanol | , |  |  | methanol: soluble,≥90% (TLC),suitable for fluorescence,DMSO: soluble,λ ex 350 nm; λ em 400 nm in methanol
Homoveratronitrile,purum, ≥98.0% (GC),(CH,1956100,202-225-1,MFCD00001911, | 53630 | 93-17-4 | Fluka | 高藜芦腈 | (PDF) | ≥98.0% (GC),,171-178 °C/10 mmHg(lit.),62-63.5 °C(lit.), | Alphabetical , Building Blocks , C10 to C27 , Chemical Synthesis , Cyanides/Nitriles , Detection , Fluorescent Indicators and Probes , Nitrogen Compounds , Organic Building Blocks , pH Sensitive Probes and Indicators , 生化试剂 , 荧光探针，标记，粒子和染色剂 |  | purum,yellow,methanol: soluble0.1 g/mL, clear,62-64 °C | , |  |  | 62-64 °C,≥98.0% (GC),purum,methanol: soluble0.1 g/mL, clear,yellow,171-178 °C/10 mmHg(lit.),62-63.5 °C(lit.)
,suitable for fluorescence,C,,,MFCD00191508,24878367 | 53892 | 131467-87-3 | Sigma | 4- Hydrazino- 7- nitro- benzofurazan hydrazine adduct |  | ,,,2-8°C, | Alphabetical , Carbohydrate Labels , Carbohydrate Labels for Chromatography , Detection , Fluorescent Labels , Functional Group Reactive Labels , Functional Group Reactive Labels for Chromatography , Wavelength Index , 发光化合物及其检测 , 生化试剂 , 荧光探针，标记，粒子和染色剂 |  | suitable for fluorescence,λ ex 445 nm; λ em 522 nm in chloroform (after derivatization with formaldehyde) | , |  |  | 2-8°C,suitable for fluorescence,λ ex 445 nm; λ em 522 nm in chloroform (after derivatization with formaldehyde)
,suitable for fluorescence, ≥95.0% (coupling assay to aminopropyl silica gel),C,9419622,,MFCD00037568,24879226 | 55156 | 134471-24-2 | Sigma | 7- Hydroxycoumarin- 3- carboxylic acid N -succinimidyl ester |  | ≥95.0% (coupling assay to aminopropyl silica gel),,,−20°C, | Alphabetical , Detection , Fluorescent Indicators and Probes , Functional Group Reactive Labels , Functional Group Reactive Labels for Spectroscopy , Labels and Other Fluorophores for Membrane Research , Lipophilic and Membrane Probes , Wavelength Index , pH Indicators for Spectroscopy , pH Sensitive Probes and Indicators , 发光化合物及其检测 , 生化试剂 , 荧光探针，标记，粒子和染色剂 |  | DMSO: soluble,suitable for fluorescence,DMF: soluble,λ ex 386 nm; λ em 448 nm in 0.1 M Tris pH 9.0 | , |  |  | DMSO: soluble,≥95.0% (coupling assay to aminopropyl silica gel),λ ex 386 nm; λ em 448 nm in 0.1 M Tris pH 9.0,DMF: soluble,−20°C,suitable for fluorescence
,suitable for fluorescence, ≥98.0% (HPLC),C,220399,,MFCD00467589,24879548 | 55634 | 5852-10-8 | Sigma | 7- Hydroxy- 4- methyl- 3- coumarinylacetic acid |  | ≥98.0% (HPLC),,,, | Detection , Fluorescent Indicators and Probes , Fluorescent Labels , Functional Group Reactive Labels , Functional Group Reactive Labels for Spectroscopy , Labels and Other Fluorophores for Membrane Research , Lipophilic and Membrane Probes , Other Fluorescent Labels , Wavelength Index , 发光化合物及其检测 , 生化试剂 , 荧光探针，标记，粒子和染色剂 |  | DMSO: soluble,suitable for fluorescence,DMF: soluble,λ ex 360 nm; λ em ~450 nm in 0.1 M Tris pH 9.0 | , |  |  | DMSO: soluble,≥98.0% (HPLC),suitable for fluorescence,DMF: soluble,λ ex 360 nm; λ em ~450 nm in 0.1 M Tris pH 9.0
,suitable for fluorescence, ≥97.0% (HPLC),C,1528280,,MFCD00674527,24879537 | 55627 | 20513-71-7 | Sigma | 7- Hydroxy- 4- methyl- 2(1 H )-quinolone |  | ≥97.0% (HPLC),,,≥250 °C(lit.), | Alphabetical , Detection , Fluorescent Indicators and Probes , Wavelength Index , pH Indicators for Spectroscopy , pH Sensitive Probes and Indicators , 发光化合物及其检测 , 生化试剂 , 荧光探针，标记，粒子和染色剂 |  | λ ex 351 nm; λ em 428 nm in 0.1 M Tris pH 9.0,7.8,suitable for fluorescence,DMF: soluble,λ ex 321 nm; λ em 357 nm (pH 5.0) | , |  |  | λ ex 351 nm; λ em 428 nm in 0.1 M Tris pH 9.0,≥97.0% (HPLC),λ ex 321 nm; λ em 357 nm (pH 5.0),DMF: soluble,7.8,suitable for fluorescence,≥250 °C(lit.)
,suitable for fluorescence, ≥98.0% (TLC),C,,,MFCD01863081,24879878 | 56059 |  | Sigma | 7-Hydroxy- N - octadecylcoumarin- 3- carboxamide |  | ≥98.0% (TLC),,,, | Alphabetical , Detection , Fluorescent Indicators and Probes , Labels and Other Fluorophores for Membrane Research , Lipophilic and Membrane Probes , Wavelength Index , pH Sensitive Probes and Indicators , 发光化合物及其检测 , 生化试剂 , 荧光探针，标记，粒子和染色剂 |  | suitable for fluorescence,chloroform/DMSO (1:1): soluble,λ ex 359 nm; λ em 406 nm in chloroform/DMSO (1:1) | , |  |  | ≥98.0% (TLC),suitable for fluorescence,chloroform/DMSO (1:1): soluble,λ ex 359 nm; λ em 406 nm in chloroform/DMSO (1:1)
,for fluorescence, ≥90% (HPLC),C,,,MFCD00077797,24874756 | 57180 | 96314-96-4 | Sigma | Indo 1 |  | ≥90% (HPLC),,,−20°C, | Calcium Indicators , Chelators and Ion Probes , Chelators and Ion Probes for Flow Cytometry , Chelators and Ion Probes for Microscopy , Chelators and Ion Probes for Spectroscopy , Detection , Fluorescent Indicators and Probes , Traditional Calcium Indicators , Wavelength Index , 发光化合物及其检测 , 生化试剂 , 荧光探针，标记，粒子和染色剂 |  | for fluorescence,λ ex 349 nm; λ em 482 nm (100mM KCI),in accordance for fluorescence,λ ex 331 nm; λ em 398 nm in 0.1 M Tris pH 8.0, 10 mM Ca 2+ | , |  |  | λ ex 349 nm; λ em 482 nm (100mM KCI),≥90% (HPLC),λ ex 331 nm; λ em 398 nm in 0.1 M Tris pH 8.0, 10 mM Ca 2+,for fluorescence,−20°C,in accordance for fluorescence
,suitable for fluorescence, ≥90% (TLC),C,,,MFCD00674529,24880883 | 57676 | 87992-62-9 | Sigma | 2- [4- (Iodoacetamido) phenyl] - 6- methylbenzothiazole |  | ≥90% (TLC),,,−20°C, | Detection , Fluorescent Indicators and Probes , Fluorescent Labels , Functional Group Reactive Labels , Functional Group Reactive Labels for Spectroscopy , Labels and Other Fluorophores for Membrane Research , Lipophilic and Membrane Probes , Other Fluorescent Labels , Wavelength Index , 发光化合物及其检测 , 生化试剂 , 荧光探针，标记，粒子和染色剂 |  | chloroform: soluble,suitable for fluorescence,DMF: soluble,λ ex 345 nm; λ em 383 nm in methanol | , |  |  | chloroform: soluble,≥90% (TLC),λ ex 345 nm; λ em 383 nm in methanol,DMF: soluble,−20°C,suitable for fluorescence,216 °C(lit.)
N - (Iodoacetaminoethyl) - 1- naphthylamine- 5- sulfonic acid,suitable for fluorescence, ≥95% (HPLC),ICH,3004454,253-277-7,MFCD00003993,24880878 | 57672 | 36930-63-9 | Sigma | N -碘乙酰-N'-(5-磺基-1-萘)乙二胺 |  | ≥95% (HPLC),,,2-8°C, | Alphabetical , Carbohydrate Labels , Carbohydrate Labels for Chromatography , Detection , Fluorescent Indicators and Probes , Fluorescent Labels , Fluorescent Stains , Functional Group Reactive Labels , Functional Group Reactive Labels for Chromatography , Functional Group Reactive Labels for Spectroscopy , Labels and Other Fluorophores for Membrane Research , Lipophilic and Membrane Probes , Protein Stains , Protein Stains For Chromatography , Protein Stains For Spectroscopy , Wavelength Index , 发光化合物及其检测 , 生化试剂 , 荧光探针，标记，粒子和染色剂 |  | λ ex 337 nm; λ em 498 nm (after derivatization with 2-mercaptoethanol),suitable for fluorescence,λ ex 336 nm; λ em 490 nm (pH 8.0) | , |  |  | λ ex 337 nm; λ em 498 nm (after derivatization with 2-mercaptoethanol),≥95% (HPLC),suitable for fluorescence,2-8°C,λ ex 336 nm; λ em 490 nm (pH 8.0)
,for fluorescence, ≥93% (HPLC),C,,,MFCD07437936,24882454 | 63184 | 150322-02-4 | Sigma | 5-Maleimido-eosin |  | ≥93% (HPLC),,,2-8°C, | Detection , Fluorescent Indicators and Probes , Fluorescent Labels , Fluorescent Stains , Functional Group Reactive Labels , Functional Group Reactive Labels for Spectroscopy , Labels and Other Fluorophores for Membrane Research , Lipophilic and Membrane Probes , Other Fluorescent Labels , Protein Stains , Protein Stains For Spectroscopy , Wavelength Index , 发光化合物及其检测 , 生化试剂 , 荧光探针，标记，粒子和染色剂 |  | for fluorescence,λ ex 524 nm; λ em 545 nm (after derivatization with 2-mercaptoethanol) | , |  |  | for fluorescence,2-8°C,≥93% (HPLC),λ ex 524 nm; λ em 545 nm (after derivatization with 2-mercaptoethanol)
,95%,C,,,, | 776025 | 852311-33-2 | Aldrich | Maleimidolinourea- Rh110- trimethyl lock |  | 95%,,,−20°C, | Chemical Biology , Chemical Synthesis , Detection , New Products for Chemical Synthesis , 生化试剂 , 荧光探针，标记，粒子和染色剂 |  |  | , |  |  | −20°C,95%
7-Methoxycoumarin,suitable for fluorescence, ≥98.0% (TLC),C,141728,208-513-3,MFCD00006876,24883665 | 64951 | 531-59-9 | Sigma | 7-甲氧基香豆素 |  | ≥98.0% (TLC),,,117-121 °C(lit.), | Chamaemelum nobile (Chamomile tea) , Detection , Fluorescent Enzyme Substrates , Fluorescent Enzyme Substrates for Spectroscopy , Hordeum vulgare (Barley) , Lavandula angustifolia (Lavendar tea) , Phytochemicals by Plant (Food/Spice/Herb) , Wavelength Index , 发光化合物及其检测 , 生化试剂 , 细胞生物学 , 荧光探针，标记，粒子和染色剂 , 营养研究 |  | λ ex 350 nm; λ em 385 nm in chloroform,suitable for fluorescence,DMF: soluble,λ ex 350 nm; λ em 385 nm (Reaction product) | , |  |  | λ ex 350 nm; λ em 385 nm in chloroform,≥98.0% (TLC),λ ex 350 nm; λ em 385 nm (Reaction product),DMF: soluble,suitable for fluorescence,117-121 °C(lit.)
,suitable for fluorescence, ≥97.0% (HPCE),C,384199,,MFCD00452770,24883660 | 64948 | 20300-59-8 | Sigma | 7- Methoxycoumarin- 3- carboxylic acid |  | ≥97.0% (HPCE),,,, | Detection , Fluorescent Indicators and Probes , Functional Group Reactive Labels , Functional Group Reactive Labels for Spectroscopy , Lipophilic and Membrane Probes , Other Non-Polar or Lipophilic Probes , Wavelength Index , 发光化合物及其检测 , 生化试剂 , 荧光探针，标记，粒子和染色剂 |  | acetonitrile: soluble,suitable for fluorescence,DMF: soluble,λ ex 330 nm; λ em 402 nm in 0.1 M Tris pH 9.0 | , |  |  | acetonitrile: soluble,≥97.0% (HPCE),suitable for fluorescence,DMF: soluble,λ ex 330 nm; λ em 402 nm in 0.1 M Tris pH 9.0
,suitable for fluorescence, ≥97.0% (HPLC),C,9145767,,MFCD00467593,24883662 | 64949 | 150321-92-9 | Sigma | 7- Methoxycoumarin- 3- carboxylic acid N -succinimidyl ester |  | ≥97.0% (HPLC),,,−20°C, | Detection , Fluorescent Indicators and Probes , Fluorescent Labels , Functional Group Reactive Labels , Functional Group Reactive Labels for Spectroscopy , Lipophilic and Membrane Probes , Other Fluorescent Labels , Other Non-Polar or Lipophilic Probes , Wavelength Index , 发光化合物及其检测 , 生化试剂 , 荧光探针，标记，粒子和染色剂 |  | suitable for fluorescence,corresponds for coupling to amines,DMF: soluble,λ ex 360 nm; λ em 410 nm in 0.1 M phosphate pH 7.0 | , |  |  | suitable for fluorescence,≥97.0% (HPLC),λ ex 360 nm; λ em 410 nm in 0.1 M phosphate pH 7.0,DMF: soluble,−20°C,corresponds for coupling to amines
,suitable for fluorescence, ≥98.0% (TLC),C,1968057,,MFCD00674534,24883866 | 65221 | 3893-10-5 | Sigma | 1- (4- Methoxyphenyl) - 6- phenylhexatriene |  | ≥98.0% (TLC),,,196-198 °C(lit.), | Alphabetical , Detection , Fluorescent Indicators and Probes , Lipophilic and Membrane Probes , Other Non-Polar or Lipophilic Probes , Wavelength Index , 发光化合物及其检测 , 生化试剂 , 荧光探针，标记，粒子和染色剂 |  | toluene: soluble,suitable for fluorescence,alcohols: soluble,λ ex 380 nm; λ em 443 nm in chloroform | , |  |  | toluene: soluble,≥98.0% (TLC),λ ex 380 nm; λ em 443 nm in chloroform,alcohols: soluble,suitable for fluorescence,196-198 °C(lit.)
8-Methoxypsoralen,for fluorescence, ≥99.0% (HPLC),C,196453,206-066-9,MFCD00005009, | 95560 | 298-81-7 | Fluka | 8-甲氧基补骨脂素 | (PDF) | ≥99.0% (HPLC),,,142-148 °C, | Alphabetical , Detection , Fluorescent Stains , Nucleic Acid Stains , 生化试剂 , 荧光探针，标记，粒子和染色剂 |  | for fluorescence,≤1% loss on drying,148-150 °C(lit.) | , |  |  | for fluorescence,≤1% loss on drying,≥99.0% (HPLC),142-148 °C,148-150 °C(lit.)
,for fluorescence, ≥98.0% (TLC),C,,,MFCD07437980,24883939 | 65325 | 82962-86-5 | Sigma | 8- Methoxypyrene- 1,3,6- trisulfonic acid trisodium salt |  | ≥98.0% (TLC),,,253-260 °C (dec.)(lit.), | Chelators and Ion Probes , Chelators and Ion Probes for Microscopy , Detection , Fluorescent Indicators and Probes , Fluorescent Labels , Other Fluorescent Labels , Wavelength Index , 发光化合物及其检测 , 生化试剂 , 荧光探针，标记，粒子和染色剂 |  | for fluorescence,methanol: soluble,DMF: soluble,λ ex 404 nm; λ em 431 nm in H 2 O | , |  |  | methanol: soluble,≥98.0% (TLC),λ ex 404 nm; λ em 431 nm in H 2 O,for fluorescence,DMF: soluble,253-260 °C (dec.)(lit.)
,suitable for fluorescence, ≥97.0% (TLC),C,1868500,219-178-8,MFCD00014329,24885876 | 69025 | 2381-21-7 | Sigma | 1-Methylpyrene |  | ≥97.0% (TLC),,,72-74 °C(lit.), | Alphabetical , Detection , Fluorescent Indicators and Probes , Labels and Other Fluorophores for Membrane Research , Lipophilic and Membrane Probes , Wavelength Index , 发光化合物及其检测 , 生化试剂 , 荧光探针，标记，粒子和染色剂 |  | λ ex 346 nm; λ em 378 nm in DMSO,suitable for fluorescence,DMSO: soluble,λ ex 340 nm; λ em 486 nm in chloroform | , |  |  | λ ex 346 nm; λ em 378 nm in DMSO,≥97.0% (TLC),λ ex 340 nm; λ em 486 nm in chloroform,DMSO: soluble,suitable for fluorescence,72-74 °C(lit.)
,BioReagent, suitable for fluorescence, ≥96.5% (HPLC),C,,,, | 69587 | 76204-02-9 (anhydrous) | Sigma | 2′-(4-Methylumbelliferyl)-α- D - N -acetylneuraminic acid sodium salt hydrate |  | ≥96.5% (HPLC),,,−20°C, | Alphabetical , Detection , Enzyme Substrates , Fluorescent Enzyme Substrates , Fluorescent Enzyme Substrates for Spectroscopy , Neuraminidase , Substrates by Enzyme , Wavelength Index , 发光化合物及其检测 , 生化试剂 , 荧光探针，标记，粒子和染色剂 , 酶、抑制剂和底物 |  | λ ex 365 nm; λ em 445 nm (after cleavage by neuraminidase),BioReagent,suitable for fluorescence,H 2 O: soluble50 mg/mL, clear, very slightly yellow,λ ex 315 nm; λ em 374 nm (pH.7.0) | , |  |  | λ ex 365 nm; λ em 445 nm (after cleavage by neuraminidase),BioReagent,≥96.5% (HPLC),λ ex 315 nm; λ em 374 nm (pH.7.0),H 2 O: soluble50 mg/mL, clear, very slightly yellow,≤0.5% free 4-methylumbelliferone,−20°C,suitable for fluorescence
,suitable for fluorescence, ≥99.0% (TLC),C,1693397,253-333-0,MFCD00150977,24885953 | 69585 | 37067-30-4 (anhydrous) | Sigma | 4-Methylumbelliferyl N-acetyl-β- D -glucosaminide |  | ≥99.0% (TLC),,,−20°C, | Alphabetical , Detection , Enzyme Substrates , Fluorescent Enzyme Substrates , Fluorescent Enzyme Substrates for Spectroscopy , Glucosaminidase, N-acetyl-beta- , Substrates by Enzyme , Wavelength Index , 发光化合物及其检测 , 生化试剂 , 荧光探针，标记，粒子和染色剂 , 酶、抑制剂和底物 |  | λ ex 365 nm; λ em 445 nm in aqueous buffer pH 5.0 (after cleavage by β-N-acetylglucosaminidase ),suitable for fluorescence,DMF: soluble20 mg/mL, clear, colorless,λ ex 317 nm (pH 10.0) | , |  |  | λ ex 365 nm; λ em 445 nm in aqueous buffer pH 5.0 (after cleavage by β-N-acetylglucosaminidase ),≥99.0% (TLC),λ ex 317 nm (pH 10.0),DMF: soluble20 mg/mL, clear, colorless,≤0.1% free 4-methylumbelliferone,−20°C,suitable for fluorescence
,suitable for fluorescence, ≥95% (HPCE),C,227973,241-694-7,MFCD00038087,24851602 | 19362 | 17695-46-4 | Sigma | 4-Methylumbelliferyl butyrate |  | ≥95% (HPCE),,,−20°C, | Alphabetical , Butyrate esterase , Detection , Enzyme Substrates , Esterase , Fluorescent Enzyme Substrates , Fluorescent Enzyme Substrates for Spectroscopy , Lipase , Substrates by Enzyme , Wavelength Index , 发光化合物及其检测 , 生化试剂 , 荧光探针，标记，粒子和染色剂 , 酶、抑制剂和底物 |  | λ ex 365 nm; λ em 445 nm in 0.1 M Tris pH 8.0 (Lipase),suitable for fluorescence,DMF: soluble,λ ex 312 nm in methanol | , |  |  | λ ex 365 nm; λ em 445 nm in 0.1 M Tris pH 8.0 (Lipase),≥95% (HPCE),λ ex 312 nm in methanol,DMF: soluble,−20°C,suitable for fluorescence,90-92 °C(lit.)
,for fluorescence, ≥99.0% (TLC),C,1690776,241-794-0,MFCD00067661,24885954 | 69591 | 17833-43-1 | Sigma | 4-Methylumbelliferyl α- D -glucopyranoside |  | ≥99.0% (TLC),,,−20°C, | Alphabetical , Detection , Enzyme Substrates , Fluorescent Enzyme Substrates , Fluorescent Enzyme Substrates for Spectroscopy , Glucosidase, alpha , Substrates by Enzyme , Wavelength Index , 发光化合物及其检测 , 生化试剂 , 荧光探针，标记，粒子和染色剂 , 酶、抑制剂和底物 |  | λ ex 365 nm; λ em 445 nm in 0.1 M Tris pH 8.0 (α-glucosidase),α-glucosidase substrate,λ ex 316 nm; λ em 375 nm (Reaction product),for fluorescence,DMSO: soluble50 mg/mL, clear, colorless to faintly yellow,suitable as substrate for α- D -glucosidase test | , |  |  | λ ex 365 nm; λ em 445 nm in 0.1 M Tris pH 8.0 (α-glucosidase),≥99.0% (TLC),α-glucosidase substrate,λ ex 316 nm; λ em 375 nm (Reaction product),for fluorescence,DMSO: soluble50 mg/mL, clear, colorless to faintly yellow,−20°C,suitable as substrate for α- D -glucosidase test
,suitable for fluorescence, ≥99.0% (HPLC),C,,228-186-0,MFCD09039280,24885956 | 69602 | 881005-91-0 | Sigma | 4- Methylumbelliferyl-β- D -glucuronide hydrate |  | ≥99.0% (HPLC),,,−20°C, | Alphabetical , Detection , Enzyme Substrates , Fluorescent Enzyme Substrates , Fluorescent Enzyme Substrates for Spectroscopy , Glucuronidase, beta- , Substrates by Enzyme , Wavelength Index , 发光化合物及其检测 , 生化试剂 , 荧光探针，标记，粒子和染色剂 , 酶、抑制剂和底物 |  | ≤15% water,suitable for fluorescence,DMSO: soluble50 mg/mL, clear, colorless to very faintly yellow,λ ex 365 nm; λ em 445 nm in 0.1 M phosphate pH 6.5 | , |  |  | ≤15% water,≥99.0% (HPLC),λ ex 365 nm; λ em 445 nm in 0.1 M phosphate pH 6.5,DMSO: soluble50 mg/mL, clear, colorless to very faintly yellow,≤0.1% free 4-Methylumbelliferone,−20°C,suitable for fluorescence
,≥85% (HPLC),C,,251-871-0,MFCD00043263,24873476 | 51010 | 34197-46-1 | Sigma | 4-Methylumbelliferyl 4-guanidinobenzoate hydrochloride hydrate |  | ≥85% (HPLC),,,2-8°C, | Alphabetical , Detection , Enzyme Substrates , Factor X Activated (Xa) , Fluorescent Enzyme Substrates , Fluorescent Enzyme Substrates for Spectroscopy , Substrates by Enzyme , Thrombin , Trypsin Substrates , Wavelength Index , 发光化合物及其检测 , 生化试剂 , 荧光探针，标记，粒子和染色剂 , 酶、抑制剂和底物 |  | λ ex 360 nm; λ em 449 nm (Reaction Product),λ ex 323 nm; λ em 464 nm (solvent pH 6.0 ) | , |  |  | λ ex 360 nm; λ em 449 nm (Reaction Product),2-8°C,≥85% (HPLC),λ ex 323 nm; λ em 464 nm (solvent pH 6.0 )
,suitable for fluorescence, ≥95% (HPCE),C,4887028,242-210-7,MFCD00076095,24886798 | 75164 | 18323-58-5 | Sigma | 4-Methylumbelliferyl oleate |  | ≥95% (HPCE),,,−20°C, | Alphabetical , Detection , Enzyme Substrates , Fluorescent Enzyme Substrates , Fluorescent Enzyme Substrates for Spectroscopy , Lipase , Substrates by Enzyme , Wavelength Index , 发光化合物及其检测 , 生化试剂 , 荧光探针，标记，粒子和染色剂 , 酶、抑制剂和底物 |  | λ ex 327 nm; λ em 449 nm in 0.1 M phosphate pH 7.0 (lipase),suitable for fluorescence,2-methoxyethanol: soluble,λ ex 312 nm in methanol | , |  |  | λ ex 327 nm; λ em 449 nm in 0.1 M phosphate pH 7.0 (lipase),≥95% (HPCE),λ ex 312 nm in methanol,2-methoxyethanol: soluble,−20°C,suitable for fluorescence,37-38 °C(lit.)
,suitable for fluorescence, ≥70.0% (HPCE),C,4440901,,MFCD00077379,24886000 | 69899 | 76421-73-3 | Fluka | Monochlorobimane |  | ≥70.0% (HPCE),,,135-136 °C(lit.), | Detection , Fluorescent Indicators and Probes , Fluorescent Labels , Fluorescent Stains , Functional Group Reactive Labels , Functional Group Reactive Labels for Flow Cytometry , Functional Group Reactive Labels for Spectroscopy , Lipophilic and Membrane Probes , Membrane-Permeant Reactive Tracers , Other Fluorescent Labels , Protein Stains , Protein Stains For Flow Cytometry , Protein Stains For Spectroscopy , Wavelength Index , 发光化合物及其检测 , 生化试剂 , 荧光探针，标记，粒子和染色剂 |  | λ ex 390 nm; λ em 478 nm in 0.1 M phosphate pH 7.5 (after derivatization with glutathione),suitable for fluorescence,DMF: soluble,λ ex 380 nm; λ em 461 nm in methanol | , |  |  | λ ex 390 nm; λ em 478 nm in 0.1 M phosphate pH 7.5 (after derivatization with glutathione),≥70.0% (HPCE),λ ex 380 nm; λ em 461 nm in methanol,DMF: soluble,suitable for fluorescence,135-136 °C(lit.)
,suitable for fluorescence,C,61335,,MFCD00329026,24886081 | 70420 | 61419-02-1 | Sigma | Naphthofluorescein |  | ,,,189 °C (dec.)(lit.), | Alphabetical , Detection , Fluorescent Indicators and Probes , Wavelength Index , pH Indicators for Flow Cytometry , pH Indicators for Microscopy , pH Sensitive Probes and Indicators , 发光化合物及其检测 , 生化试剂 , 荧光探针，标记，粒子和染色剂 |  | H 2 O: soluble (pH ≥ 8),7.6,suitable for fluorescence,DMF: soluble,λ ex 594 nm; λ em 663 nm in 0.1 M Tris pH 9.0 | , |  |  | H 2 O: soluble (pH ≥ 8),λ ex 594 nm; λ em 663 nm in 0.1 M Tris pH 9.0,DMF: soluble,7.6,suitable for fluorescence,189 °C (dec.)(lit.)
1-Naphthol,BioXtra, ≥99%,C,1817321,201-969-4,MFCD00003930,24897595 | N2780 | 90-15-3 | Sigma-Aldrich | 1-萘酚 |  | ≥99%,1007 °F,278-280 °C(lit.),94-96 °C(lit.),4.5 (120 °C, vs air) | Building Blocks , C9 to C20+ , Chemical Synthesis , Detection , Organic Building Blocks , Oxygen Compounds , Phenols , 生化试剂 , 荧光探针，标记，粒子和染色剂 | 1 mmHg ( 94 °C) | Zn: ≤0.0005%,BioXtra,5 %,Al: ≤0.0005%,ethanol: soluble1 M, clear,human ... CYP1A2 (1544),sulfate (SO 4 2- ): ≤0.05%,≤0.1% | , |  |  | Zn: ≤0.0005%,BioXtra,≥99%,5 %,1 mmHg ( 94 °C),Al: ≤0.0005%,ethanol: soluble1 M, clear,≤0.0005% Phosphorus (P),1007 °F,278-280 °C(lit.),94-96 °C(lit.),4.5 (120 °C, vs air),human ... CYP1A2 (1544),sulfate (SO 4 2- ): ≤0.05%,≤0.1%
1-Naphthol,puriss., for fluorescence, ≥99.0% (GC),C,1817321,201-969-4,MFCD00003930, | 70440 | 90-15-3 | Fluka | 1-萘酚 | (PDF) | ≥99.0% (GC),1007 °F,278-280 °C(lit.),94-96 °C(lit.),4.5 (120 °C, vs air) | Detection , Fluorescent Enzyme Substrates , Fluorescent Enzyme Substrates for Spectroscopy , 生化试剂 , 荧光探针，标记，粒子和染色剂 | 1 mmHg ( 94 °C) | puriss.,95-97 °C,5 %,≤0.05% | , |  |  | 95-97 °C,≥99.0% (GC),5 %,puriss.,278-280 °C(lit.),94-96 °C(lit.),4.5 (120 °C, vs air),1007 °F,1 mmHg ( 94 °C),≤0.05%
2-Naphthol,BioXtra, ≥99.0% (GC),C,742134,205-182-7,MFCD00004067,24886087 | 70448 | 135-19-3 | Fluka | 2-萘酚 | (PDF) | ≥99.0% (GC),,285-286 °C(lit.),120-122 °C(lit.),4.97 (vs air) | Detection , Fluorescent Enzyme Substrates , Fluorescent Enzyme Substrates for Immunoassays , Fluorescent Enzyme Substrates for Spectroscopy , Wavelength Index , 发光化合物及其检测 , 生化试剂 , 荧光探针，标记，粒子和染色剂 | 10 mmHg ( 145.5 °C) | 121-123 °C,human ... CYP1A2 (1544),BioXtra,λ ex 320 nm; λ em 410 nm in 0.1 M NaOH | , |  |  | 121-123 °C,BioXtra,≥99.0% (GC),λ ex 320 nm; λ em 410 nm in 0.1 M NaOH,285-286 °C(lit.),120-122 °C(lit.),4.97 (vs air),human ... CYP1A2 (1544),10 mmHg ( 145.5 °C)
2-Naphthol,fluorescence indicator, ≥99.0%,C,742134,205-182-7,MFCD00004067,24886088 | 70450 | 135-19-3 | Fluka | 2-萘酚 | (PDF) | ≥99.0% (GC),,285-286 °C(lit.),120-122 °C(lit.),4.97 (vs air) | Alphabetical , Detection , Fluorescent Indicators and Probes , Wavelength Index , pH Sensitive Probes and Indicators , 发光化合物及其检测 , 生化试剂 , 荧光探针，标记，粒子和染色剂 | 10 mmHg ( 145.5 °C) | fluorescence indicator,121-122 °C,≤0.05%,λ ex 320 nm; λ em 410 nm in 0.1 M NaOH,human ... CYP1A2 (1544) | , |  |  | 121-122 °C,≥99.0% (GC),λ ex 320 nm; λ em 410 nm in 0.1 M NaOH,fluorescence indicator,≤0.5% 1-naphthol,285-286 °C(lit.),120-122 °C(lit.),4.97 (vs air),human ... CYP1A2 (1544),10 mmHg ( 145.5 °C),≤0.05%
,suitable for fluorescence,C,7392043,,MFCD00467277,24886277 | 72963 | 96801-39-7 | Sigma | 12- (7- Nitrobenzofurazan- 4- ylamino) dodecanoic acid |  | ≥98.0% (TLC),,,2-8°C, | Alphabetical , Detection , Fluorescent Indicators and Probes , Lipophilic and Membrane Probes , Lipophilic and Membrane Probes for Flow Cytometry , Other Non-Polar or Lipophilic Probes , Wavelength Index , 发光化合物及其检测 , 生化试剂 , 荧光探针，标记，粒子和染色剂 |  | methanol: soluble,suitable for fluorescence,DMF: soluble,λ ex 466 nm; λ em 530 nm in methanol | , |  |  | methanol: soluble,≥98.0% (TLC),λ ex 466 nm; λ em 530 nm in methanol,DMF: soluble,2-8°C,suitable for fluorescence,79-81 °C(lit.)
,suitable for fluorescence,C,6936249,,MFCD00057884, | 72964 | 88235-25-0 | Sigma | 6- (7- Nitrobenzofurazan- 4- ylamino) hexanoic acid |  | ≥96.0% (HPLC),,,, | Alphabetical , Detection , Fluorescent Indicators and Probes , Functional Group Reactive Labels , Functional Group Reactive Labels for Flow Cytometry , Lipophilic and Membrane Probes , Lipophilic and Membrane Probes for Flow Cytometry , Other Non-Polar or Lipophilic Probes , Wavelength Index , 发光化合物及其检测 , 生化试剂 , 荧光探针，标记，粒子和染色剂 |  | suitable for fluorescence,λ ex 466 nm; λ em 535 nm in methanol | , |  |  | ≥96.0% (HPLC),suitable for fluorescence,λ ex 466 nm; λ em 535 nm in methanol
,suitable for fluorescence, ≥98.0% (TLC),C,4271699,,MFCD00318452,24886580 | 73511 | 110138-83-5 | Sigma | 4-Nitro-4′-(octadecylamino)stilbene |  | ≥98.0% (TLC),,,130-132 °C(lit.), | Alphabetical , Detection , Fluorescent Indicators and Probes , Lipophilic and Membrane Probes , Other Non-Polar or Lipophilic Probes , Wavelength Index , 发光化合物及其检测 , 生化试剂 , 荧光探针，标记，粒子和染色剂 |  | toluene: soluble,suitable for fluorescence,DMF: soluble,λ ex 441 nm; λ em ~545 nm in toluene | , |  |  | toluene: soluble,≥98.0% (TLC),λ ex 441 nm; λ em ~545 nm in toluene,DMF: soluble,suitable for fluorescence,130-132 °C(lit.)
,for fluorescence, ≥98.0% (HPCE),C,,,MFCD01863096, | 74756 | 65603-18-1 | Sigma | N′-Octadecylfluorescein-5-thiourea |  | ≥98.0% (HPCE),,,2-8°C, | Alphabetical , Detection , Fluorescent Indicators and Probes , Lipophilic and Membrane Probes , Other Non-Polar or Lipophilic Probes , 生化试剂 , 荧光探针，标记，粒子和染色剂 |  | for fluorescence,alcohols: soluble,DMF: soluble,λ ex 480 nm; λ em 519 nm in methanol | , |  |  | alcohols: soluble,≥98.0% (HPCE),λ ex 480 nm; λ em 519 nm in methanol,for fluorescence,DMF: soluble,2-8°C,≥250 °C
,suitable for fluorescence, ≥98.0% (TLC),C,,,MFCD00674540,24886722 | 74758 | 111024-84-1 | Sigma | 8- Octadecyloxypyrene- 1,3,6- trisulfonic acid trisodium salt |  | ≥98.0% (TLC),,,265 °C (dec.), | Alphabetical , Detection , Fluorescent Indicators and Probes , Lipophilic and Membrane Probes , Wavelength Index , pH Indicators for Spectroscopy , pH Sensitive Probes and Indicators , 发光化合物及其检测 , 生化试剂 , 荧光探针，标记，粒子和染色剂 |  | methanol: soluble,suitable for fluorescence,DMF: soluble,λ ex 404 nm; λ em 434 nm in H 2 O | , |  |  | methanol: soluble,≥98.0% (TLC),λ ex 404 nm; λ em 434 nm in H 2 O,DMF: soluble,suitable for fluorescence,265 °C (dec.)
,suitable for fluorescence, ≥90% (HPCE),C,,,MFCD00037628,24886743 | 74875 | 115787-84-3 | Sigma | 8- Octanoyloxypyrene- 1,3,6- trisulfonic acid trisodium salt |  | ≥90% (HPCE),,,−20°C, | Alphabetical , Detection , Enzyme Substrates , Esterase , Fluorescent Enzyme Substrates , Fluorescent Enzyme Substrates for Spectroscopy , Substrates by Enzyme , Wavelength Index , 发光化合物及其检测 , 生化试剂 , 荧光探针，标记，粒子和染色剂 , 酶、抑制剂和底物 |  | λ ex 460 nm; λ em 510 nm in 0.1 M Tris pH 8.0 (esterase),suitable for fluorescence,DMF: soluble,λ ex 384 nm; λ em 409 nm in H 2 O | , |  |  | λ ex 460 nm; λ em 510 nm in 0.1 M Tris pH 8.0 (esterase),≥90% (HPCE),λ ex 384 nm; λ em 409 nm in H 2 O,DMF: soluble,−20°C,suitable for fluorescence,251-260 °C(lit.)
,suitable for fluorescence, ≥95% (UV),C,,,MFCD00210076,24886895 | 75926 | 64724-75-0 | Sigma | Oxonol VI |  | ≥95% (UV),,,−20°C, | Alphabetical , Detection , Fluorescent Indicators and Probes , Potential Sensitive Probes , Potential Sensitive Probes for Flow Cytometry , Potential Sensitive Probes for Microscopy , Wavelength Index , 发光化合物及其检测 , 生化试剂 , 荧光探针，标记，粒子和染色剂 |  | suitable for fluorescence,methanol: soluble,λ ex 523 nm; λ em 630 nm in 0.1 M Tris pH 9.0,wet ice | , |  |  | ≥95% (UV),λ ex 523 nm; λ em 630 nm in 0.1 M Tris pH 9.0,methanol: soluble,−20°C,suitable for fluorescence,wet ice
,suitable for fluorescence, ≥98.0% (HPCE),C,,,MFCD00083475,24886968 | 76275 | 124549-23-1 | Sigma | PBFI-AM |  | ≥98.0% (HPCE),,,2-8°C, | Chelators and Ion Probes , Chelators and Ion Probes for Microscopy , Chelators and Ion Probes for Spectroscopy , Detection , Fluorescent Indicators and Probes , Sodium Probes , Wavelength Index , 发光化合物及其检测 , 生化试剂 , 荧光探针，标记，粒子和染色剂 |  | λ ex 370 nm; λ em 540 nm in methanol,suitable for fluorescence,DMSO: soluble,λ ex 334 nm; λ em 525 nm (with Na) | , |  |  | λ ex 370 nm; λ em 540 nm in methanol,≥98.0% (HPCE),λ ex 334 nm; λ em 525 nm (with Na),DMSO: soluble,2-8°C,suitable for fluorescence
Phenanthridine,BioReagent, suitable for fluorescence, ≥98.0% (GC),C,120204,205-934-4,MFCD00004989,24887200 | 77490 | 229-87-8 | Sigma | 菲啶 |  | ≥98.0% (GC),,349 °C/769 mmHg(lit.),104-107 °C(lit.), | Detection , Wavelength Index , 发光化合物及其检测 , 生化试剂 , 荧光探针，标记，粒子和染色剂 |  | 104-107 °C,BioReagent,suitable for fluorescence,phosphate buffer: soluble,λ ex 305 nm; λ em 370 nm in DMSO | , |  |  | 104-107 °C,BioReagent,≥98.0% (GC),λ ex 305 nm; λ em 370 nm in DMSO,phosphate buffer: soluble,349 °C/769 mmHg(lit.),104-107 °C(lit.),suitable for fluorescence
o -Phenylenediamine,suitable for fluorescence, ≥99.0% (NT),C,606074,202-430-6,MFCD00007721,24887298 | 78410 | 95-54-5 | Fluka | 邻苯二胺 | (PDF) | ≥99.0% (NT),,256-258 °C,99-102 °C,3.7 (vs air) | Alphabetical , Carbohydrate Labels , Carbohydrate Labels for Chromatography , Detection , Fluorescent Enzyme Substrates , Fluorescent Enzyme Substrates for Immunoassays , Fluorescent Enzyme Substrates for Microscopy , Fluorescent Labels , Functional Group Reactive Labels , Functional Group Reactive Labels for Chromatography , Functional Group Reactive Labels for Spectroscopy , 生化试剂 , 荧光探针，标记，粒子和染色剂 | 0.01 mmHg ( 25 °C) | suitable for fluorescence | , |  |  | ≥99.0% (NT),suitable for fluorescence,99-102 °C,3.7 (vs air),256-258 °C,0.01 mmHg ( 25 °C)
,suitable for fluorescence, ≥98.0% (TLC),C,384125,,MFCD00037574,24887436 | 79279 | 6468-96-8 | Sigma | 3- Phenylumbelliferone |  | ≥98.0% (TLC),,,206-210 °C(lit.), | Detection , Wavelength Index , 发光化合物及其检测 , 生化试剂 , 荧光探针，标记，粒子和染色剂 |  | λ ex 383 nm; λ em 472 nm in 0.1 M Tris pH 9.0,λ ex 338 nm; λ em 463 nm (pH 3.0),DMF: soluble,7.8,suitable for fluorescence,human ... MIF (4282) | , |  |  | λ ex 383 nm; λ em 472 nm in 0.1 M Tris pH 9.0,≥98.0% (TLC),λ ex 338 nm; λ em 463 nm (pH 3.0),DMF: soluble,7.8,suitable for fluorescence,206-210 °C(lit.),human ... MIF (4282)
,≥94% (HPLC),C,3843838,247-081-0,MFCD00011921, | 81845 | 25535-16-4 | Fluka | Propidium iodide | (PDF) | ≥94% (HPLC),,,2-8°C, | Alphabetical , Apoptosis and Cell Cycle , Bioactive Small Molecule Alphabetical Index , Detection , Fluorescent Enzyme Substrates , Fluorescent Enzyme Substrates for Electrophoresis , Fluorescent Stains , Nucleic Acid Electrophoresis Stains , Nucleic Acid Stains , Nucleic Acid Stains For Flow Cytometry , Nucleic Acid Stains For Microscopy , Other Apoptosis Related Reagents , PI-PZ , Stains , Wavelength Index , 发光化合物及其检测 , 生化试剂 , 生物活性小分子 , 细胞信号转导和神经科学 , 细胞生物学 , 荧光探针，标记，粒子和染色剂 |  | λ ex 540 nm; λ em 608 nm (bound to DNA),λ ex 482 nm; λ em 608 nm (pH 7.2) | , |  |  | λ ex 540 nm; λ em 608 nm (bound to DNA),2-8°C,≥94% (HPLC),220-225 °C (dec.)(lit.),λ ex 482 nm; λ em 608 nm (pH 7.2)
,for fluorescence,,,,, | 82484 |  | Sigma | Protein A-Fluorescein isothiocyanate Conjugate from Staphylococcus aureus |  | ,,,2-8°C, | Albumin and other protein conjugates , Detection , Fluorescent Conjugates , Fluorescent Conjugates for Immunoassays , 生化试剂 , 荧光探针，标记，粒子和染色剂 |  | ≥5 mg, solid binding capacity (human IgG/mg),λ ex 492 nm; λ em 518 nm in 0.1 M Tris pH 8.0,for fluorescence,0.05 M barbital buffer, pH 8.6: soluble1 mg/mL, clear, orange,FITC conjugate,≥50 μg FITCmg solid | , |  |  | ≥5 mg, solid binding capacity (human IgG/mg),λ ex 492 nm; λ em 518 nm in 0.1 M Tris pH 8.0,for fluorescence,0.05 M barbital buffer, pH 8.6: soluble1 mg/mL, clear, orange,2-8°C,FITC conjugate,≥50 μg FITCmg solid
Pyrene,puriss. p.a., for fluorescence, ≥99.0% (GC),C,1307225,204-927-3,MFCD00004136,24888024 | 82648 | 129-00-0 | Sigma | 芘 |  | ≥99.0% (GC),,,145-148 °C(lit.), | Alphabetical , Detection , Fluorescent Stains , Nucleic Acid Stains , Wavelength Index , 发光化合物及其检测 , 生化试剂 , 荧光探针，标记，粒子和染色剂 |  | Zn: ≤50 mg/kg,λ ex 338 nm; λ em 375 nm in DMSO,for fluorescence,Ca: ≤50 mg/kg,ethanol: soluble,human ... CYP1A2 (1544) | , |  |  | Zn: ≤50 mg/kg,≥99.0% (GC),λ ex 338 nm; λ em 375 nm in DMSO,for fluorescence,Ca: ≤50 mg/kg,ethanol: soluble,145-148 °C(lit.),human ... CYP1A2 (1544)
,suitable for fluorescence, ≥98.0% (HPLC),C,2007670,,MFCD00056577, | 82660 | 64701-47-9 | Sigma | 1-Pyrenedecanoic acid |  | ≥98.0% (HPLC),,,, | Alphabetical , Detection , Fluorescent Indicators and Probes , Lipophilic and Membrane Probes , Lipophilic and Membrane Probes for Flow Cytometry , Lipophilic and Membrane Probes for Microscopy , Other Non-Polar or Lipophilic Probes , Wavelength Index , 发光化合物及其检测 , 生化试剂 , 荧光探针，标记，粒子和染色剂 |  | suitable for fluorescence,λ ex 340 nm; λ em 376 nm in methanol | , |  |  | ≥98.0% (HPLC),suitable for fluorescence,λ ex 340 nm; λ em 376 nm in methanol
,suitable for fluorescence, ≥98.0% (HPLC),C,2481235,,MFCD00080927,24888030 | 82663 | 69168-45-2 | Sigma | 1-Pyrenedodecanoic acid |  | ≥98.0% (HPLC),,,, | Alphabetical , Detection , Fluorescent Indicators and Probes , Lipophilic and Membrane Probes , Lipophilic and Membrane Probes for Flow Cytometry , Lipophilic and Membrane Probes for Microscopy , Other Non-Polar or Lipophilic Probes , Wavelength Index , 发光化合物及其检测 , 生化试剂 , 荧光探针，标记，粒子和染色剂 |  | suitable for fluorescence,λ ex 339 nm; λ em 377 nm in methanol | , |  |  | ≥98.0% (HPLC),suitable for fluorescence,λ ex 339 nm; λ em 377 nm in methanol
1-Pyrenesulfonic acid sodium salt,suitable for fluorescence, ≥97.0% (HPLC),C,3659537,261-698-2,MFCD00210088,24888027 | 82657 | 59323-54-5 | Sigma | 1-芘磺酸 钠盐 |  | ≥97.0% (HPLC),,,233-236 °C(lit.), | Alphabetical , Detection , Fluorescent Indicators and Probes , Lipophilic and Membrane Probes , Lipophilic and Membrane Probes for Flow Cytometry , Lipophilic and Membrane Probes for Microscopy , Other Non-Polar or Lipophilic Probes , Wavelength Index , 发光化合物及其检测 , 生化试剂 , 荧光探针，标记，粒子和染色剂 |  | 233-236 °C,suitable for fluorescence,λ ex 314 nm; λ em 376 nm in methanol | , |  |  | 233-236 °C,≥97.0% (HPLC),suitable for fluorescence,233-236 °C(lit.),λ ex 314 nm; λ em 376 nm in methanol
N -(1-Pyrenyl)maleimide,for fluorescence, ≥99.0% (HPLC),C,1542661,255-702-1,MFCD00049301, | 82656 | 42189-56-0 | Fluka | N -(1-芘)马来酰亚胺 | (PDF) | ≥99.0% (HPLC),,,~230 °C, | Alphabetical , Carbohydrate Labels , Carbohydrate Labels for Chromatography , Detection , Fluorescent Indicators and Probes , Fluorescent Labels , Functional Group Reactive Labels , Functional Group Reactive Labels for Chromatography , Functional Group Reactive Labels for Spectroscopy , Lipophilic and Membrane Probes , Other Non-Polar or Lipophilic Probes , 生化试剂 , 荧光探针，标记，粒子和染色剂 |  | for fluorescence,235-237 °C(lit.) | , |  |  | for fluorescence,235-237 °C(lit.),≥99.0% (HPLC),~230 °C
,suitable for fluorescence, ≥95% (HPLC),C,5374262,,MFCD00065487,24846193 | 08520 | 73630-23-6 | Sigma | Quin-2 |  | ≥95% (HPLC),,,2-8°C, | Calcium Indicators , Chelators and Ion Probes , Chelators and Ion Probes for Flow Cytometry , Chelators and Ion Probes for Microscopy , Detection , Fluorescent Indicators and Probes , Traditional Calcium Indicators , Wavelength Index , 发光化合物及其检测 , 生化试剂 , 荧光探针，标记，粒子和染色剂 |  | suitable for fluorescence,H 2 O: soluble10 mg/mL,λ ex 332 nm; λ em 493 nm in 0.1 M Tris pH 8.0, 10 mM Ca 2+ | , |  |  | 2-8°C,≥95% (HPLC),suitable for fluorescence,H 2 O: soluble10 mg/mL,λ ex 332 nm; λ em 493 nm in 0.1 M Tris pH 8.0, 10 mM Ca 2+
Quinine,suitable for fluorescence, anhydrous, ≥98.0% (dried material, NT),C,91867,205-003-2,MFCD00198096,24853550 | 22620 | 130-95-0 | Sigma | 奎宁 |  | ≥98.0% (dried material, NT),,,173-175 °C(lit.), | Alkaloid , Asymmetric Synthesis , Chemical Synthesis , Chiral Catalysts, Ligands, and Reagents , Cinchona Alkaloids , Detection , Phytochemicals by Chemical Classification , Privileged Ligands and Complexes , Wavelength Index , 发光化合物及其检测 , 生化试剂 , 细胞生物学 , 荧光探针，标记，粒子和染色剂 , 营养研究 |  | ≤1% loss on drying, 110 °C,λ ex 347 nm; λ em 448 nm in 0.5 M sulfuric acid,H 2 O: soluble,[α]20/D −126±5°, c = 1% in chloroform,suitable for fluorescence,human ... ABCB1 (5243), CYP2C9 (1559), CYP2D6 (1565) rat ... Cyp2d1 (266684), Cyp2d2 (25053), Cyp2d3 (24303), Cyp2d4v1 (171522) | , |  |  | ≤1% loss on drying, 110 °C,≥98.0% (dried material, NT),λ ex 347 nm; λ em 448 nm in 0.5 M sulfuric acid,H 2 O: soluble,≤5% dihydroquinine (HPLC),[α]20/D −126±5°, c = 1% in chloroform,suitable for fluorescence,173-175 °C(lit.),human ... ABCB1 (5243), CYP2C9 (1559), CYP2D6 (1565) rat ... Cyp2d1 (266684), Cyp2d2 (25053), Cyp2d3 (24303), Cyp2d4v1 (171522)
Quinine hemisulfate salt monohydrate,BioReagent, suitable for fluorescence, ≥98.0% (T),C,6113937,,MFCD00150790,24853564 | 22640 | 207671-44-1 | Sigma | 奎宁 半硫酸盐 一水合物 |  | ≥98.0% (T),,,~225 °C (dec.)(lit.), | Alkaloid , Antibiotics A to Z , Antibiotics N-S , Antiparasitic / Antiprotozoal / Anthelminthic , Detection , Phytochemicals by Chemical Classification , Spectrum of Activity , Wavelength Index , 发光化合物及其检测 , 抗生素 , 生化试剂 , 细胞生物学 , 荧光探针，标记，粒子和染色剂 , 营养研究 |  | [α]20/D −230±5°, c = 2% in 0.1 M HCl,BioReagent,suitable for fluorescence,λ ex 347 nm; λ em 448 nm in 0.5 M sulfuric acid | , |  |  | BioReagent,≥98.0% (T),λ ex 347 nm; λ em 448 nm in 0.5 M sulfuric acid,≤10% dihydroquinine sulfate (HPLC),suitable for fluorescence,~225 °C (dec.)(lit.),[α]20/D −230±5°, c = 2% in 0.1 M HCl
Quinine hydrochloride dihydrate,BioReagent, suitable for fluorescence, ≥98.0% (NT),C,6112655,205-001-1,MFCD00151248,24853556 | 22630 | 6119-47-7 | Sigma | 奎宁 盐酸盐 二水合物 |  | ≥98.0% (NT),,,≤10% dihydroquinine hydrochloride (HPLC), | Alkaloid , Detection , Phytochemicals by Chemical Classification , Wavelength Index , 发光化合物及其检测 , 生化试剂 , 细胞生物学 , 荧光探针，标记，粒子和染色剂 , 营养研究 |  | λ ex 347 nm; λ em 448 nm in 0.5 M sulfuric acid,BioReagent,λ ex 322 nm; λ em 450 nm in H 2 O,H 2 O: soluble,suitable for fluorescence,[α]20/D −230±5°, c = 2% in 0.1 M HCl | , |  |  | λ ex 347 nm; λ em 448 nm in 0.5 M sulfuric acid,BioReagent,≥98.0% (NT),λ ex 322 nm; λ em 450 nm in H 2 O,H 2 O: soluble,≤10% dihydroquinine hydrochloride (HPLC),suitable for fluorescence,[α]20/D −230±5°, c = 2% in 0.1 M HCl
,suitable for fluorescence, ≥98.0% (TLC),C,246139,,MFCD00037659,24888122 | 83636 | 1152-14-3 | Sigma | Resorufin acetate |  | ≥98.0% (TLC),,,2-8°C, | Alphabetical , Cytosolic aldehyde dehydrogenase (esterase activity) , Detection , Enzyme Substrates , Esterase , Fluorescent Enzyme Substrates , Fluorescent Enzyme Substrates for Microscopy , Fluorescent Enzyme Substrates for Spectroscopy , Substrates by Enzyme , Wavelength Index , 发光化合物及其检测 , 生化试剂 , 荧光探针，标记，粒子和染色剂 , 酶、抑制剂和底物 |  | λ ex 571 nm; λ em 584 nm (Reaction product),suitable for fluorescence,DMF: soluble,λ ex 500 nm; λ em 593 nm in 0.1 M phosphate pH 8.0 (chymotrypsin) | , |  |  | λ ex 571 nm; λ em 584 nm (Reaction product),≥98.0% (TLC),λ ex 500 nm; λ em 593 nm in 0.1 M phosphate pH 8.0 (chymotrypsin),DMF: soluble,2-8°C,suitable for fluorescence,223 °C(lit.)
,suitable for fluorescence, ≥95% (TLC),C,1140868,,MFCD00037660,24888123 | 83637 | 15585-42-9 | Sigma | Resorufin butyrate |  | ≥95% (TLC),,,2-8°C, | Alphabetical , Analytical and Industrial Enzymes , Cholinesterase , Cholinesterase Substrates , Cholinesterase and Organophosphate Detection Reagents , Detection , Enzyme Substrate , Enzyme Substrates , Fatty Acyls , Fluorescent Enzyme Substrates , Fluorescent Enzyme Substrates for Spectroscopy , Fluorescent Substrates , Fluorogen , Lipase , Substrates by Enzyme , Wavelength Index , 发光化合物及其检测 , 生化试剂 , 脂类 , 荧光探针，标记，粒子和染色剂 , 酶、抑制剂和底物 |  | λ ex 540 nm; λ em 590 nm in DMSO,suitable for fluorescence,DMF: soluble,λ ex 500 nm; λ em 593 nm in 0.1 M phosphate pH 8.0 (lipase) | , |  |  | λ ex 540 nm; λ em 590 nm in DMSO,≥95% (TLC),λ ex 500 nm; λ em 593 nm in 0.1 M phosphate pH 8.0 (lipase),DMF: soluble,2-8°C,suitable for fluorescence,136-138 °C(lit.)
,suitable for fluorescence, ≥95% (UV),C,225973,,MFCD00037661,24869826 | 46121 | 5725-91-7 | Sigma | Resorufin ethyl ether |  | ≥95% (UV),,,2-8°C, | Alphabetical , Detection , Fluorescent Enzyme Substrates , Fluorescent Enzyme Substrates for Flow Cytometry , Fluorescent Enzyme Substrates for Spectroscopy , Wavelength Index , 发光化合物及其检测 , 生化试剂 , 荧光探针，标记，粒子和染色剂 |  | λ ex 571 nm; λ em 585 nm in dealkylase(lit.),suitable for fluorescence,DMF: soluble,λ ex 464 nm; λ em 540 nm in methanol(lit.) | , |  |  | λ ex 571 nm; λ em 585 nm in dealkylase(lit.),≥95% (UV),λ ex 464 nm; λ em 540 nm in methanol(lit.),DMF: soluble,2-8°C,suitable for fluorescence,223-225 °C(lit.)
,suitable for fluorescence, ≥98.0% (TLC),C,209529,,MFCD00037663,24885886 | 69125 | 5725-89-3 | Sigma | Resorufin methyl ether |  | ≥98.0% (TLC),,,2-8°C, | Alphabetical , Detection , Fluorescent Enzyme Substrates , Fluorescent Enzyme Substrates for Flow Cytometry , Wavelength Index , 发光化合物及其检测 , 生化试剂 , 荧光探针，标记，粒子和染色剂 |  | alcohols: soluble,suitable for fluorescence,DMF: soluble,λ ex 571 nm; λ em 585 nm in dealkylase(lit.) | , |  |  | alcohols: soluble,≥98.0% (TLC),λ ex 571 nm; λ em 585 nm in dealkylase(lit.),DMF: soluble,2-8°C,suitable for fluorescence,≥220 °C(lit.)
Rhodamine 6G,suitable for fluorescence, BioReagent,C,3900071,213-584-9,MFCD00012665,24888133 | 83697 | 989-38-8 | Sigma | 罗丹明 6G | 45160 | ,,,, | Detection , Wavelength Index , 发光化合物及其检测 , 生化试剂 , 荧光探针，标记，粒子和染色剂 |  | ethanol: soluble,BioReagent,suitable for fluorescence,H 2 O: soluble,λ ex 528 nm; λ em 551 nm in methanol | , |  |  | ethanol: soluble,BioReagent,suitable for fluorescence,H 2 O: soluble,λ ex 528 nm; λ em 551 nm in methanol
Rhodamine B,for fluorescence,C,4091619,201-383-9,MFCD00011931,24888129 | 83689 | 81-88-9 | Sigma | 若丹明 B | 45170 | ,,,210-211 (dec.)(lit.), | Detection , Wavelength Index , 发光化合物及其检测 , 生化试剂 , 荧光探针，标记，粒子和染色剂 |  | for fluorescence,methanol: soluble,in accordance for fluorescence,H 2 O: soluble,λ ex 553 nm; λ em 627 nm in methanol | , |  |  | methanol: soluble,λ ex 553 nm; λ em 627 nm in methanol,for fluorescence,H 2 O: soluble,in accordance for fluorescence,210-211 (dec.)(lit.)
,for fluorescence,C,5680006,,MFCD00210089,24888130 | 83694 | 116450-56-7 | Sigma | Rhodamine 101 inner salt |  | ,,,, | Detection , Wavelength Index , 发光化合物及其检测 , 生化试剂 , 荧光探针，标记，粒子和染色剂 |  | for fluorescence,methanol: soluble,λ ex 560 nm; λ em 589 nm in methanol | , |  |  | for fluorescence,methanol: soluble,λ ex 560 nm; λ em 589 nm in methanol
Rhodamine 110 chloride,BioReagent, suitable for fluorescence, ≥99.0% (UV),C,4631860,236-944-7,MFCD00042009,24888131 | 83695 | 13558-31-1 | Sigma | 氯化罗丹明 110 |  | ≥99.0% (UV),,,>300 °C(lit.), | Detection , Wavelength Index , 发光化合物及其检测 , 生化试剂 , 荧光探针，标记，粒子和染色剂 |  | methanol: soluble,BioReagent,suitable for fluorescence,ethanol: soluble,λ ex 498 nm; λ em 520 nm in methanol | , |  |  | methanol: soluble,BioReagent,≥99.0% (UV),λ ex 498 nm; λ em 520 nm in methanol,ethanol: soluble,suitable for fluorescence,>300 °C(lit.)
,suitable for fluorescence,C,,,MFCD00467020, | 83701 | 137993-41-0 | Sigma | Rhodamine 800 |  | ,,,, | Detection , Wavelength Index , 发光化合物及其检测 , 生化试剂 , 荧光探针，标记，粒子和染色剂 |  | suitable for fluorescence,ethanol: soluble,λ ex 682 nm; λ em 712 nm in methanol | , |  |  | suitable for fluorescence,ethanol: soluble,λ ex 682 nm; λ em 712 nm in methanol
,suitable for fluorescence,,,,, | 17866 |  | Sigma | Streptavidin−CryptoFluor ™ Crimson |  | ,,,2-8°C, | Detection , Fluorescent Conjugates , Fluorescent Conjugates for Immunoassays , Fluorescent Conjugates for Microscopy , Fluorescent Labels , Fluorescent Stains , Phycobili Proteins , Protein Stains , Protein Stains For Flow Cytometry , Protein Stains For Spectroscopy , Streptavidin/Avidin Conjugates , Wavelength Index , 发光化合物及其检测 , 生化试剂 , 荧光探针，标记，粒子和染色剂 |  | M r ~40200 (αα′β 2 )(lit.),suitable for fluorescence,λ ex 585 nm; λ em ~658 nm in 0.1 M phosphate pH 7.2 | , |  |  | M r ~40200 (αα′β 2 )(lit.),2-8°C,suitable for fluorescence,λ ex 585 nm; λ em ~658 nm in 0.1 M phosphate pH 7.2
,suitable for fluorescence, technical,C,7734927,263-735-8,MFCD00042001,24888560 | 86186 | 62796-29-6 | Sigma | Sulforhodamine B acid chloride |  | ,,,−20°C, | Detection , Fluorescent Indicators and Probes , Fluorescent Labels , Fluorescent Stains , Functional Group Reactive Labels , Functional Group Reactive Labels for Flow Cytometry , Functional Group Reactive Labels for Microscopy , Lipophilic and Membrane Probes , Other Non-Polar or Lipophilic Probes , Protein Stains , Protein Stains For Immunoassays , Rhodamine and Derivatives , Wavelength Index , 发光化合物及其检测 , 生化试剂 , 荧光探针，标记，粒子和染色剂 |  | technical,λ ex 560 nm; λ em ~580 nm in chloroform,suitable for fluorescence,λ ex 560 nm; λ em 580 nm in chloroform,wet ice | , |  |  | λ ex 560 nm; λ em ~580 nm in chloroform,λ ex 560 nm; λ em 580 nm in chloroform,technical,−20°C,suitable for fluorescence,wet ice
,for fluorescence, ≥95% (TLC),C,,,MFCD00674549, | 87207 |  | Fluka | 8- Tetradecyloxypyrene- 1,3,6- trisulfonic acid trisodium salt |  | ≥95% (TLC),,,≥250 °C (dec.)(lit.), | Alphabetical , Detection , Fluorescent Indicators and Probes , Labels and Other Fluorophores for Membrane Research , Lipophilic and Membrane Probes , 生化试剂 , 荧光探针，标记，粒子和染色剂 |  | for fluorescence,methanol: soluble,DMF: soluble,λ ex 404 nm; λ em 434 nm in H 2 O | , |  |  | methanol: soluble,≥95% (TLC),λ ex 404 nm; λ em 434 nm in H 2 O,for fluorescence,DMF: soluble,≥250 °C (dec.)(lit.)
,suitable for fluorescence, ≥90% (HPCE),C,,,MFCD00467973, | 87917 | 115532-52-0 | Sigma | Tetramethylrhodamine ethyl ester perchlorate |  | ≥90% (HPCE),,,2-8°C, | Alphabetical , Detection , Environmental Sensitive Membrane Probes , Fluorescent Indicators and Probes , Lipophilic and Membrane Probes , Lipophilic and Membrane Probes for Microscopy , Wavelength Index , pH Indicators for Spectroscopy , pH Sensitive Probes and Indicators , 发光化合物及其检测 , 生化试剂 , 荧光探针，标记，粒子和染色剂 |  | alcohols: soluble,suitable for fluorescence,DMSO: soluble,λ ex 540 nm; λ em 595 nm in DMSO | , |  |  | alcohols: soluble,≥90% (HPCE),λ ex 540 nm; λ em 595 nm in DMSO,DMSO: soluble,2-8°C,suitable for fluorescence
,BioReagent, suitable for fluorescence, ≥99.0% (HPLC),C,379542,213-025-9,MFCD00011680,24889047 | 88071 | 917-23-7 | Sigma | meso -Tetraphenylporphyrin |  | ≥99.0% (HPLC),,,−20°C, | Detection , Wavelength Index , 发光化合物及其检测 , 生化试剂 , 荧光探针，标记，粒子和染色剂 |  | human ... TERT (7015),BioReagent,suitable for fluorescence,dichloromethane: soluble,λ ex 420 nm; λ em 651 nm in toluene | , |  |  | BioReagent,≥99.0% (HPLC),λ ex 420 nm; λ em 651 nm in toluene,dichloromethane: soluble,≤0.5% chlorin,−20°C,suitable for fluorescence,human ... TERT (7015)
,,C,9244017,,MFCD03791074, | 29222 |  | Fluka | Thio-H |  | ,,,, | Calcium Indicators , Chelators and Ion Probes , Chelators and Ion Probes for Microscopy , Chelators and Ion Probes for Spectroscopy , Detection , Fluorescent Indicators and Probes , New High Calcium Indicators , 生化试剂 , 荧光探针，标记，粒子和染色剂 |  | λ ex 332 nm; λ em 500 nm in 0.1 M Tris pH 8.0, 10 mM Ca 2+ | , |  |  | λ ex 332 nm; λ em 500 nm in 0.1 M Tris pH 8.0, 10 mM Ca 2+
,for fluorescence,C,,,MFCD01863101,24886799 | 75167 |  | Fluka | 4- (Trifluoromethyl) umbelliferyl oleate |  | ,,,, | Detection , Fluorescent Enzyme Substrates , Fluorescent Enzyme Substrates for Spectroscopy , 生化试剂 , 荧光探针，标记，粒子和染色剂 |  | for fluorescence,dioxane: soluble,DMSO: soluble,λ ex 385 nm; λ em 502 nm in 0.1 M Tris pH 8.0 (lipase) | , |  |  | for fluorescence,dioxane: soluble,DMSO: soluble,λ ex 385 nm; λ em 502 nm in 0.1 M Tris pH 8.0 (lipase)
,BioReagent, suitable for fluorescence, ≥96.0% (TLC),C,,,MFCD08705740,24866931 | 43060 | 115534-33-3 | Sigma | N,N,N- Trimethyl- 4- (6- phenyl- 1,3,5- hexatrien- 1- yl) phenylammonium p-toluenesulfonate |  | ≥96.0% (TLC),,,237 °C (dec.)(lit.), | Alphabetical , Detection , Fluorescent Indicators and Probes , Lipophilic and Membrane Probes , Lipophilic and Membrane Probes for Flow Cytometry , Other Lipid Related Products , Other Lipids & Mixtures of Lipids , Other Non-Polar or Lipophilic Probes , Wavelength Index , 发光化合物及其检测 , 生化试剂 , 脂类 , 荧光探针，标记，粒子和染色剂 |  | λ ex 355 nm; λ em ~430 nm in methanol,BioReagent,suitable for fluorescence,DMF: soluble,λ ex 355 nm; λ em ~430 nm in methanol | , |  |  | λ ex 355 nm; λ em ~430 nm in methanol,BioReagent,≥96.0% (TLC),λ ex 355 nm; λ em ~430 nm in methanol,DMF: soluble,suitable for fluorescence,237 °C (dec.)(lit.)
Trioxsalen,suitable for fluorescence, ≥97.0% (HPLC),C,221723,223-459-0,MFCD00005010,24889644 | 92895 | 3902-71-4 | Fluka | 三甲沙林 | (PDF) | ≥97.0% (HPLC),,,2-8°C, | Detection , Fluorescent Stains , Nucleic Acid Stains , Nucleic Acid Stains For Flow Cytometry , Nucleic Acid Stains For Microscopy , 生化试剂 , 荧光探针，标记，粒子和染色剂 |  | methanol: soluble,suitable for fluorescence,DMSO: soluble,λ ex 321 nm; λ em 445 nm in 10 mM Tris; 1 mM EDTA; pH 8.0; DNA | , |  |  | methanol: soluble,≥97.0% (HPLC),λ ex 321 nm; λ em 445 nm in 10 mM Tris; 1 mM EDTA; pH 8.0; DNA,DMSO: soluble,2-8°C,suitable for fluorescence,229-231 °C(lit.)
Tris(4,7- diphenyl- 1,10- phenanthroline) ruthenium(II) dichloride complex,for fluorescence,C,,,MFCD03095387,24887072 | 76886 | 36309-88-3 | Fluka | 三(4,7- 联苯- 1,10- 菲咯啉) 二氯化钌(II) 复合物 | (PDF) | ≥95% (HPCE),,,, | Chelators and Ion Probes , Chelators and Ion Probes for Microscopy , Chelators and Ion Probes for Sensor Dyes , Chelators and Ion Probes for Spectroscopy , Chemiluminescent Dyes , Detection , Fluorescent Indicators and Probes , Nitric Oxide and Oxygen Probes , Organic and Printed Electronics , Oxygen Probes , Photonic and Optical Materials , Wavelength Index , 发光化合物及其检测 , 材料科学 , 生化试剂 , 荧光探针，标记，粒子和染色剂 |  | for fluorescence,methanol: soluble,DMF: soluble,λ ex 455 nm; λ em 610-630 nm in 0.1 M phosphate pH 7.0 | , |  |  | for fluorescence,methanol: soluble,≥95% (HPCE),DMF: soluble,λ ex 455 nm; λ em 610-630 nm in 0.1 M phosphate pH 7.0
Umbelliferone,suitable for fluorescence indicator, ≥98.0% (HPLC),C,127683,202-240-3,MFCD00006878,24889947 | 93979 | 93-35-6 | Sigma | 伞形酮 |  | ≥98.0% (HPLC),,,230 °C (dec.)(lit.), | Artemisia vulgaris , Chamaemelum nobile (Chamomile tea) , Cichorium intybus (Chicory) , Citrus aurantium (Seville orange) , Detection , Hordeum vulgare (Barley) , Hypericum perforatum (St John′s wort) , Lavandula angustifolia (Lavendar tea) , Phytochemicals by Plant (Food/Spice/Herb) , Wavelength Index , 发光化合物及其检测 , 生化试剂 , 细胞生物学 , 荧光探针，标记，粒子和染色剂 , 营养研究 |  | 230-233 °C,human ... STS (412),suitable for fluorescence indicator,dioxane: soluble,λ ex 325 nm; λ em 452 nm in 0.1 M citrate pH 3.0 | , |  |  | 230-233 °C,≥98.0% (HPLC),λ ex 325 nm; λ em 452 nm in 0.1 M citrate pH 3.0,dioxane: soluble,suitable for fluorescence indicator,230 °C (dec.)(lit.),human ... STS (412)
,GE Healthcare, 27-4577-01,,,,, | GE27-4577-01 |  | Sigma | Anti-GST Antibody |  | ,,,2-8°C, | Antibodies to Fluorescent Labels , GR-GZ , 一抗 , 字母顺序索引 , 抗体 , 生化试剂 , 荧光探针，标记，粒子和染色剂 |  | GE Healthcare, 27-4577-01,pkg of 0.5 mL, 50 detections,unconjugated,Please be aware this product may be shipped 90 days before the expiration date. For more information on the batch specific expiration date, please contact technical service.,affinity isolated antibody,wet ice | , |  |  | GE Healthcare, 27-4577-01,pkg of 0.5 mL, 50 detections,2-8°C,unconjugated,Please be aware this product may be shipped 90 days before the expiration date. For more information on the batch specific expiration date, please contact technical service.,affinity isolated antibody,wet ice
Monoclonal Anti-Cy3/Cy5 antibody produced in mouse,~1.5 mg/mL, clone CY-96, purified immunoglobulin, buffered aqueous solution,,,,, | C0992 |  | Sigma | Monoclonal Anti-Cy3/Cy5 小鼠抗 | (PDF) | ,,,−20°C, | Antibodies to Fluorescent Labels , CT-CZ , 一抗 , 字母顺序索引 , 抗体 , 生化试剂 , 荧光探针，标记，粒子和染色剂 |  | microarray: suitable,direct ELISA: suitable,buffered aqueous solution,IgG2a,CY-96, monoclonal,unconjugated,~1.5 mg/mL,purified immunoglobulin,dry ice | , |  |  | microarray: suitable,direct ELISA: suitable,buffered aqueous solution,IgG2a,CY-96, monoclonal,−20°C,unconjugated,~1.5 mg/mL,purified immunoglobulin,dry ice
,~1 mg/mL, clone CY-96, purified immunoglobulin, buffered aqueous solution,,,,, | C3117 |  | Sigma | Monoclonal Anti-Cy3/Cy5−Biotin antibody produced in mouse | (PDF) | ,,,−20°C, | Antibodies to Fluorescent Labels , CT-CZ , 一抗 , 字母顺序索引 , 抗体 , 生化试剂 , 荧光探针，标记，粒子和染色剂 |  | microarray: suitable,direct ELISA: suitable,buffered aqueous solution,IgG2a,CY-96, monoclonal,biotin conjugate,~1 mg/mL,purified immunoglobulin,dry ice | , |  |  | microarray: suitable,direct ELISA: suitable,buffered aqueous solution,IgG2a,CY-96, monoclonal,−20°C,biotin conjugate,~1 mg/mL,purified immunoglobulin,dry ice
,~1.5 mg/mL, clone CY5-15, purified immunoglobulin, buffered aqueous solution,,,,MFCD08705581, | C1117 |  | Sigma | Monoclonal Anti-Cy5 antibody produced in mouse | (PDF) | ,,,−20°C, | Antibodies to Fluorescent Labels , CT-CZ , 一抗 , 字母顺序索引 , 抗体 , 生化试剂 , 荧光探针，标记，粒子和染色剂 |  | microarray: suitable,direct ELISA: suitable,buffered aqueous solution,IgG1,CY5-15, monoclonal,unconjugated,~1.5 mg/mL,purified immunoglobulin,dry ice | , |  |  | microarray: suitable,direct ELISA: suitable,buffered aqueous solution,IgG1,CY5-15, monoclonal,−20°C,unconjugated,~1.5 mg/mL,purified immunoglobulin,dry ice
,clone FL-D6, ascites fluid,,,,, | F5636 |  | Sigma | Monoclonal Anti-FITC antibody produced in mouse | (PDF) | ,,,−20°C, | Antibodies to Fluorescent Labels , FB-FJ , Miscellaneous , Miscellaneous Antibodies for Molecular Biology , Molecular Biology , 一抗 , 字母顺序索引 , 抗体 , 生化试剂 , 荧光探针，标记，粒子和染色剂 |  | indirect immunofluorescence: suitable,indirect ELISA: 1:2,500 using FITC-conjugate,IgG1,FL-D6, monoclonal,15 mM sodium azide,unconjugated,ascites fluid,dry ice | , |  |  | indirect immunofluorescence: suitable,indirect ELISA: 1:2,500 using FITC-conjugate,IgG1,FL-D6, monoclonal,15 mM sodium azide,−20°C,unconjugated,ascites fluid,dry ice
,IgG fraction of antiserum, buffered aqueous glycerol solution,,,,MFCD00164592, | A4843 |  | Sigma | Anti-FITC−Alkaline Phosphatase antibody produced in rabbit | (PDF) | ,,,2-8°C, | Antibodies to Fluorescent Labels , FB-FJ , Miscellaneous , Miscellaneous Antibodies for Molecular Biology , Molecular Biology , 一抗 , 字母顺序索引 , 抗体 , 生化试剂 , 荧光探针，标记，粒子和染色剂 |  | indirect ELISA: 1:30,000,dot blot: 1:300,000,buffered aqueous glycerol solution,polyclonal,alkaline phosphatase conjugate,IgG fraction of antiserum,wet ice | , |  |  | indirect ELISA: 1:30,000,dot blot: 1:300,000,buffered aqueous glycerol solution,polyclonal,2-8°C,alkaline phosphatase conjugate,IgG fraction of antiserum,wet ice
,clone FL-D6, purified immunoglobulin, buffered aqueous solution,,,,, | A1812 |  | Sigma | Monoclonal Anti-FITC−Alkaline Phosphatase antibody produced in mouse | (PDF) | ,,,2-8°C, | Antibodies to Fluorescent Labels , FB-FJ , Miscellaneous , Miscellaneous Antibodies for Molecular Biology , Molecular Biology , 一抗 , 字母顺序索引 , 抗体 , 生化试剂 , 荧光探针，标记，粒子和染色剂 |  | indirect ELISA: 1:30,000,dot blot: 1:80,000 using human IgG/FITC monoclonal anti-human IgG,buffered aqueous solution,IgG1,FL-D6, monoclonal,alkaline phosphatase conjugate,expressed in mouse cell line,purified immunoglobulin,wet ice | , |  |  | indirect ELISA: 1:30,000,dot blot: 1:80,000 using human IgG/FITC monoclonal anti-human IgG,buffered aqueous solution,IgG1,FL-D6, monoclonal,2-8°C,alkaline phosphatase conjugate,expressed in mouse cell line,purified immunoglobulin,wet ice
,clone FL-D6, purified immunoglobulin, buffered aqueous solution,,,,, | B0287 |  | Sigma | Monoclonal Anti-FITC−Biotin antibody produced in mouse | (PDF) | ,,,−20°C, | Antibodies to Fluorescent Labels , FB-FJ , Miscellaneous , Miscellaneous Antibodies for Molecular Biology , Molecular Biology , 一抗 , 字母顺序索引 , 抗体 , 生化试剂 , 荧光探针，标记，粒子和染色剂 |  | immunohistochemistry (formalin-fixed, paraffin-embedded sections): 1:400 using human tonsil,buffered aqueous solution,IgG1,FL-D6, monoclonal,biotin conjugate,purified immunoglobulin,dry ice | , |  |  | immunohistochemistry (formalin-fixed, paraffin-embedded sections): 1:400 using human tonsil,buffered aqueous solution,IgG1,FL-D6, monoclonal,−20°C,biotin conjugate,purified immunoglobulin,dry ice
,~1.0 mg/mL, affinity isolated antibody, buffered aqueous solution,,,,MFCD05665217, | G1544 |  | Sigma | Anti-GFP, N-terminal antibody produced in rabbit | (PDF) | ,,,−20°C, | Antibodies against Proteins, Bioactives, Markers and Receptors , Antibodies for Cardiac Stem Cells , Antibodies for Cell Biology , Antibodies for Recombinant Protein Analysis , Antibodies for Stem Cell Biology , Antibodies to Fluorescent Labels , Functional Profiling of Stem Cells , GD-GL , General Stem Cell Biology , Green Fluorescent Protein (GFP) , 一抗 , 分子生物学 , 字母顺序索引 , 干细胞生物学 , 抗体 , 生化试剂 , 纯化和检测 , 细胞生物学 , 荧光探针，标记，粒子和染色剂 , 蛋白质相互作用 , 蛋白质组学 , 重组蛋白表达和分析 |  | western blot: 0.25-0.5 μg/mL using 3-6 ng of purified GFP fusion proteins expressed in mammalian cell extracts,immunoprecipitation: 1.0-2.5 μg using GFP fusion protein from transfected mammalian cell lysates,buffered aqueous solution,polyclonal,unconjugated,~1.0 mg/mL,affinity isolated antibody,dry ice | , |  |  | western blot: 0.25-0.5 μg/mL using 3-6 ng of purified GFP fusion proteins expressed in mammalian cell extracts,immunoprecipitation: 1.0-2.5 μg using GFP fusion protein from transfected mammalian cell lysates,buffered aqueous solution,polyclonal,−20°C,unconjugated,~1.0 mg/mL,affinity isolated antibody,dry ice
,clone GFP-20, ascites fluid,,,,MFCD01092266, | G6539 |  | Sigma | Monoclonal Anti-Green Fluorescent Protein (GFP) antibody produced in mouse | (PDF) | ,,,−20°C, | Antibodies for Recombinant Protein Analysis , Antibodies to Fluorescent Labels , Antibodies to Peptide and Protein Fusion Tags , Cloning , GR-GZ , Green Fluorescent Protein (GFP) , Molecular Biology , Plant Biotechnology , Substrates, Stains and Detection Kits , 一抗 , 分子生物学 , 字母顺序索引 , 抗体 , 植物分子生物学 , 生化试剂 , 纯化和检测 , 荧光探针，标记，粒子和染色剂 , 蛋白质相互作用 , 蛋白质组学 , 重组蛋白表达和分析 |  | western blot: 1:2,000 using purified recombinant GFP preparation,dot blot: suitable,antigen mol wt 27 kDa,GFP-20, monoclonal,15 mM sodium azide,IgG1,unconjugated,ascites fluid,dry ice | , |  |  | western blot: 1:2,000 using purified recombinant GFP preparation,dot blot: suitable,antigen mol wt 27 kDa,GFP-20, monoclonal,15 mM sodium azide,−20°C,IgG1,unconjugated,ascites fluid,dry ice
,~2 mg/mL, clone GSN24, purified immunoglobulin, buffered aqueous solution,,,,, | G6795 |  | Sigma | Monoclonal Anti-Green Fluorescent Protein (GFP), N-terminal antibody produced in mouse | (PDF) | ,,,−20°C, | Antibodies for Cardiac Stem Cells , Antibodies for Cell Biology , Antibodies for Recombinant Protein Analysis , Antibodies for Stem Cell Biology , Antibodies to Fluorescent Labels , GR-GZ , Green Fluorescent Protein (GFP) , 一抗 , 分子生物学 , 字母顺序索引 , 抗体 , 生化试剂 , 纯化和检测 , 荧光探针，标记，粒子和染色剂 , 蛋白质相互作用 , 蛋白质组学 , 重组蛋白表达和分析 |  | 2-8°C,western blot: 1-2 μg/mL using GFP fusion proteins expressed in extracts of transfected cells,buffered aqueous solution,antigen mol wt 27 kDa,GSN24, monoclonal,IgG1,unconjugated,~2 mg/mL,purified immunoglobulin,dry ice | , |  |  | 2-8°C,western blot: 1-2 μg/mL using GFP fusion proteins expressed in extracts of transfected cells,buffered aqueous solution,antigen mol wt 27 kDa,GSN24, monoclonal,−20°C,IgG1,unconjugated,~2 mg/mL,purified immunoglobulin,dry ice
,suitable for fluorescence,,,,, | 96235 |  | Sigma | Dragon Green Intensity Standard Kit |  | ,,,2-8°C, | Fluorescence Standards , 生化试剂 , 荧光探针，标记，粒子和染色剂 |  | suitable for fluorescence,λ ex 480 nm; λ em 520 nm (in DI water + 0.01% Tween ® 20 + 2 mM NaN 3 ) | , |  |  | 2-8°C,suitable for fluorescence,λ ex 480 nm; λ em 520 nm (in DI water + 0.01% Tween ® 20 + 2 mM NaN 3 )
,suitable for fluorescence,,,,, | 75194 |  | Sigma | Flash Red Intensity Standard Kit |  | ,,,2-8°C, | Fluorescence Standards , 生化试剂 , 荧光探针，标记，粒子和染色剂 |  | suitable for fluorescence,λ ex 660 nm; λ em 690 nm (in DI water + 0.01% Tween ® 20 + 2mM NaN3) | , |  |  | 2-8°C,suitable for fluorescence,λ ex 660 nm; λ em 690 nm (in DI water + 0.01% Tween ® 20 + 2mM NaN3)
Aldrich ® IR sample prep kit,,,,,, | Z281743 |  | Aldrich | Aldrich ® 红外样品制备套装 |  | ,,,, | Aldrich , Aldrich IR sample prep kit , Aldrich Spectroscopy , IR Accessories , Labware , Manufacturer Browser , Sample Preparation , Spectroscopy Supplies , Spectroscopy, IR |  |  | ,
Aldrich ® infrared correlation chart,,,,,, | Z407321 |  | Aldrich | Aldrich ® 红外相关图 |  | ,,,, | Aldrich , Aldrich Spectroscopy , Corrolation chart , IR Accessories , Labware , Manufacturer Browser , Sample Preparation , Spectroscopy Supplies , Spectroscopy, IR |  |  | ,
,,,,,, | Z804517 |  | Aldrich | Collars/KBr pellet mounts for E-Z ™ Quick Table Top KBr Pellet Press |  | ,,,, | E-Z Press , International Crystal Laboratories , Labware , Manufacturer Browser , Sample Preparation , Spectroscopy Supplies , Spectroscopy, IR |  |  | ,
,,,,,, | Z285889 |  | Aldrich | E-Z Press ™ |  | ,,,, | E-Z Press , International Crystal Laboratories , Labware , Manufacturer Browser , Sample Preparation , Spectroscopy Supplies , Spectroscopy, IR |  | 7 1/2 in. × 6 in. × 15 1/2 in.,4 in.,49.9 lb | , |  |  | 7 1/2 in. × 6 in. × 15 1/2 in.,4 in.,49.9 lb
,,,,,, | Z804401 |  | Aldrich | E-Z ™ Quick Table Top KBr Pellet Press w/2mm, 4mm and 7mm die set |  | ,,,, | E-Z Press , International Crystal Laboratories , Labware , Manufacturer Browser , Sample Preparation , Spectroscopy Supplies , Spectroscopy, IR |  |  | ,
Paper insert,hole round, diam. 1.5 mm,,,,, | Z123293 |  | Aldrich | 纸衬垫 |  | ,,,, | Econo-card and Paper inserts , Labware , Sample Preparation , Spectroscopy Supplies , Spectroscopy, IR |  | hole round,1.5 mm | , |  |  | hole round,1.5 mm
Paper insert,hole round, diam. 3.0 mm,,,,, | Z123323 |  | Aldrich | 纸衬垫 |  | ,,,, | Econo-card and Paper inserts , Labware , Sample Preparation , Spectroscopy Supplies , Spectroscopy, IR |  | hole round,3.0 mm | , |  |  | hole round,3.0 mm
Paper insert,hole round, diam. 5.0 mm,,,,, | Z123331 |  | Aldrich | 纸衬垫 |  | ,,,, | Econo-card and Paper inserts , Labware , Sample Preparation , Spectroscopy Supplies , Spectroscopy, IR |  | hole round,5.0 mm | , |  |  | hole round,5.0 mm
Paper insert,hole round, diam. 11.0 mm,,,,, | Z123315 |  | Aldrich | 纸衬垫 |  | ,,,, | Econo-card and Paper inserts , Labware , Sample Preparation , Spectroscopy Supplies , Spectroscopy, IR |  | hole round,11.0 mm | , |  |  | hole round,11.0 mm
Paper insert,hole rectangular, size 1.5 mm × 9 mm,,,,, | Z123307 |  | Aldrich | 纸衬垫 |  | ,,,, | Econo-card and Paper inserts , Labware , Sample Preparation , Spectroscopy Supplies , Spectroscopy, IR |  | hole rectangular,1.5 mm × 9 mm | , |  |  | hole rectangular,1.5 mm × 9 mm
Econo-Press kit,,,,,, | Z281883 |  | Aldrich | Econo 压具套件 |  | ,,,, | Econo-Press , Labware , Sample Preparation , Spectroscopy Supplies , Spectroscopy, IR |  |  | ,
Econo-Press only,,,,,, | Z281891 |  | Aldrich | 仅 Econo 压具 |  | ,,,, | Econo-Press , Labware , Sample Preparation , Spectroscopy Supplies , Spectroscopy, IR |  |  | ,
EZ-Squeeze compression cell,,,,,, | Z506885 |  | Aldrich | EZ-Squeeze 压缩式吸收池 |  | ,,,, | EZ-Squeeze , Labware , Sample Preparation , Spectroscopy Supplies , Spectroscopy, IR |  |  | ,
,,C,,,, | AQ0077 |  | Sigma | AQUA ™ Peptide AADIAEALYSVP[R] |  | ,,,−20°C, | AQUA Peptides , 分子生物学 , 蛋白质组学 , 质谱 |  | monoisotopic mol wt 1384.72 Da,African clawed frog ... Xebf-3(399125), ebf2-A(373695), ebf2-B(373696) chicken ... EBF1(395512), EBF2(395176), EBF3(395175) cow ... EBF2(519342), LOC537712(537712) dog ... EBF1(479312), EBF2(477375), EBF3(611743) human ... EBF1 (1879), EBF2 (64641), EBF3 (253738) mouse ... Ebf1 (13591), Ebf2 (13592), Ebf3 (13593) rat ... Ebf1 (116543), Ebf2 (361060), Ebf3 (361668),wet ice | , |  |  | monoisotopic mol wt 1384.72 Da,−20°C,African clawed frog ... Xebf-3(399125), ebf2-A(373695), ebf2-B(373696) chicken ... EBF1(395512), EBF2(395176), EBF3(395175) cow ... EBF2(519342), LOC537712(537712) dog ... EBF1(479312), EBF2(477375), EBF3(611743) human ... EBF1 (1879), EBF2 (64641), EBF3 (253738) mouse ... Ebf1 (13591), Ebf2 (13592), Ebf3 (13593) rat ... Ebf1 (116543), Ebf2 (361060), Ebf3 (361668),wet ice
,,C,,,, | AQ0182 |  | Sigma | AQUA ™ Peptide AADYTSSLNLPD[K] |  | ,,,−20°C, | AQUA Peptides , 分子生物学 , 蛋白质组学 , 质谱 |  | monoisotopic mol wt 1401.69 Da,wet ice | , |  |  | monoisotopic mol wt 1401.69 Da,−20°C,wet ice
,,,,,, | AQ0791 |  | Sigma | AQUA ™ Peptide AAEDFTLLV[K] |  | ,,,−20°C, | AQUA Peptides , 分子生物学 , 蛋白质组学 , 质谱 |  | monoisotopic mol wt 1113.62 Da,wet ice | , |  |  | monoisotopic mol wt 1113.62 Da,−20°C,wet ice
,,C,,,, | AQ0047 |  | Sigma | AQUA ™ Peptide AAFAITS[R] |  | ,,,−20°C, | AQUA Peptides , 分子生物学 , 蛋白质组学 , 质谱 |  | monoisotopic mol wt 845.463 Da,chicken ... BTAF1(423817) cow ... LOC523664(523664) dog ... BTAF1(486800) human ... BTAF1 (9044) mouse ... Btaf1 (107182) rat ... Btaf1 (368042),wet ice | , |  |  | monoisotopic mol wt 845.463 Da,−20°C,chicken ... BTAF1(423817) cow ... LOC523664(523664) dog ... BTAF1(486800) human ... BTAF1 (9044) mouse ... Btaf1 (107182) rat ... Btaf1 (368042),wet ice
,,,,,, | AQ0844 |  | Sigma | AQUA ™ Peptide AAFLETSA[K] |  | ,,,−20°C, | AQUA Peptides , 分子生物学 , 蛋白质组学 , 质谱 |  | monoisotopic mol wt 944.51 Da,wet ice | , |  |  | monoisotopic mol wt 944.51 Da,−20°C,wet ice
,,,,,, | AQ0858 |  | Sigma | AQUA ™ Peptide AAFTE(CM- Cys) (CM- Cys) QAAD[K] |  | ,,,−20°C, | AQUA Peptides , 分子生物学 , 蛋白质组学 , 质谱 |  | monoisotopic mol wt 1380.54 Da,human ... ALB (213),wet ice | , |  |  | monoisotopic mol wt 1380.54 Da,−20°C,human ... ALB (213),wet ice
,,,,,, | AQ0865 |  | Sigma | AQUA ™ Peptide AALEELV[K] |  | ,,,−20°C, | AQUA Peptides , 分子生物学 , 蛋白质组学 , 质谱 |  | monoisotopic mol wt 879.52 Da,human ... HARS (3035),wet ice | , |  |  | monoisotopic mol wt 879.52 Da,−20°C,human ... HARS (3035),wet ice
,,,,,, | AQ0541 |  | Sigma | AQUA ™ Peptide AASAISVA[R] |  | ,,,−20°C, | AQUA Peptides , 分子生物学 , 蛋白质组学 , 质谱 |  | monoisotopic mol wt 854.49 Da,human ... SERPING1 (710),wet ice | , |  |  | monoisotopic mol wt 854.49 Da,−20°C,human ... SERPING1 (710),wet ice
,,C,,,, | AQ0072 |  | Sigma | AQUA ™ Peptide AAVELEEPEDA[R] |  | ,,,−20°C, | AQUA Peptides , 分子生物学 , 蛋白质组学 , 质谱 |  | monoisotopic mol wt 1337.63 Da,African clawed frog ... MGC80263(447198) chicken ... PRPF6(419254) cow ... MGC127162(534228) dog ... PRPF6(477289) honey bee ... LOC551493(551493) human ... PRPF6 (24148) mouse ... Prpf6 (68879) rat ... Prpf6 (366276),wet ice | , |  |  | monoisotopic mol wt 1337.63 Da,−20°C,African clawed frog ... MGC80263(447198) chicken ... PRPF6(419254) cow ... MGC127162(534228) dog ... PRPF6(477289) honey bee ... LOC551493(551493) human ... PRPF6 (24148) mouse ... Prpf6 (68879) rat ... Prpf6 (366276),wet ice
,,C,,,, | AQ0256 |  | Sigma | AQUA ™ Peptide ADALQAGASQFETSAA[K] |  | ,,,−20°C, | AQUA Peptides , 分子生物学 , 蛋白质组学 , 质谱 |  | monoisotopic mol wt 1672.81 Da,African clawed frog ... LOC495063(495063), vamp2-a(394286), vamp2-b(394287) chicken ... VAMP2(424827), VAMP3(419368) cow ... VAMP3(505379) dog ... VAMP2(479491) human ... VAMP2 (6844), VAMP3 (9341) mouse ... Vamp2 (22318), Vamp3 (22319) rat ... Vamp2 (24803), Vamp3 (29528),wet ice | , |  |  | monoisotopic mol wt 1672.81 Da,−20°C,African clawed frog ... LOC495063(495063), vamp2-a(394286), vamp2-b(394287) chicken ... VAMP2(424827), VAMP3(419368) cow ... VAMP3(505379) dog ... VAMP2(479491) human ... VAMP2 (6844), VAMP3 (9341) mouse ... Vamp2 (22318), Vamp3 (22319) rat ... Vamp2 (24803), Vamp3 (29528),wet ice
,,,,,, | AQ0883 |  | Sigma | AQUA ™ Peptide ADEGISF[R] |  | ,,,−20°C, | AQUA Peptides , 分子生物学 , 蛋白质组学 , 质谱 |  | monoisotopic mol wt 903.43 Da,human ... PRDX1 (5052) mouse ... Prdx1 (18477) rat ... Prdx1 (117254),wet ice | , |  |  | monoisotopic mol wt 903.43 Da,−20°C,human ... PRDX1 (5052) mouse ... Prdx1 (18477) rat ... Prdx1 (117254),wet ice
,,C,,,, | AQ0131 |  | Sigma | AQUA ™ Peptide ADIAIAPLTITLV[R] |  | ,,,−20°C, | AQUA Peptides , 分子生物学 , 蛋白质组学 , 质谱 |  | monoisotopic mol wt 1475.90 Da,chicken ... GRIA2(414894) cow ... MGC139795(614283) dog ... GRIA2(482667) human ... GRIA2 (2891) mouse ... Gria2 (14800) rat ... Gria2 (29627),wet ice | , |  |  | monoisotopic mol wt 1475.90 Da,−20°C,chicken ... GRIA2(414894) cow ... MGC139795(614283) dog ... GRIA2(482667) human ... GRIA2 (2891) mouse ... Gria2 (14800) rat ... Gria2 (29627),wet ice
,,C,,,, | AQ0224 |  | Sigma | AQUA ™ Peptide ADTLTAQELQQF[K] |  | ,,,−20°C, | AQUA Peptides , 分子生物学 , 蛋白质组学 , 质谱 |  | monoisotopic mol wt 1499.77 Da,bakers yeast ... CDC12(856507),wet ice | , |  |  | monoisotopic mol wt 1499.77 Da,−20°C,bakers yeast ... CDC12(856507),wet ice
,,C,,,, | AQ0272 |  | Sigma | AQUA ™ Peptide AEDGAAPSPSSETP[K] |  | ,,,−20°C, | AQUA Peptides , 分子生物学 , 蛋白质组学 , 质谱 |  | monoisotopic mol wt 1450.666716 Da,mouse ... Marcks (17118) rat ... LOC294446 (294446), LOC681252 (681252), Marcks (25603),wet ice | , |  |  | monoisotopic mol wt 1450.666716 Da,−20°C,mouse ... Marcks (17118) rat ... LOC294446 (294446), LOC681252 (681252), Marcks (25603),wet ice
,,,,,, | AQ0520 |  | Sigma | AQUA ™ Peptide AEDHFSVIDFNQNI[R] |  | ,,,−20°C, | AQUA Peptides , 分子生物学 , 蛋白质组学 , 质谱 |  | monoisotopic mol wt 1813.86 Da,human ... ITIH2 (3698),wet ice | , |  |  | monoisotopic mol wt 1813.86 Da,−20°C,human ... ITIH2 (3698),wet ice
,,,,,, | AQ0859 |  | Sigma | AQUA ™ Peptide AEFAEVS[K] |  | ,,,−20°C, | AQUA Peptides , 分子生物学 , 蛋白质组学 , 质谱 |  | monoisotopic mol wt 887.45 Da,human ... ALB (213),wet ice | , |  |  | monoisotopic mol wt 887.45 Da,−20°C,human ... ALB (213),wet ice
,,,,,, | AQ0590 |  | Sigma | AQUA ™ Peptide AEFDITLIHP[K] |  | ,,,−20°C, | AQUA Peptides , 分子生物学 , 蛋白质组学 , 质谱 |  | monoisotopic mol wt 1290.71 Da,wet ice | , |  |  | monoisotopic mol wt 1290.71 Da,−20°C,wet ice
,,C,,,, | AQ0324 |  | Sigma | AQUA ™ Peptide AESAVIVANP[R] |  | ,,,−20°C, | AQUA Peptides , 分子生物学 , 蛋白质组学 , 质谱 |  | monoisotopic mol wt 1135.62 Da,human ... RTN4 (57142),wet ice | , |  |  | monoisotopic mol wt 1135.62 Da,−20°C,human ... RTN4 (57142),wet ice
,,,,,, | AQ0755 |  | Sigma | AQUA ™ Peptide AEVVTPMGIPAEEIP[K] |  | ,,,−20°C, | AQUA Peptides , 分子生物学 , 蛋白质组学 , 质谱 |  | monoisotopic mol wt 1687.90 Da,wet ice | , |  |  | monoisotopic mol wt 1687.90 Da,−20°C,wet ice
,,,,,, | AQ0467 |  | Sigma | AQUA ™ Peptide AFLLTP[R] |  | ,,,−20°C, | AQUA Peptides , 分子生物学 , 蛋白质组学 , 质谱 |  | monoisotopic mol wt 826.49 Da,human ... APOM (55937),wet ice | , |  |  | monoisotopic mol wt 826.49 Da,−20°C,human ... APOM (55937),wet ice
,,C,,,, | AQ0212 |  | Sigma | AQUA ™ Peptide AFSQDISLVQHL[R] |  | ,,,−20°C, | AQUA Peptides , 分子生物学 , 蛋白质组学 , 质谱 |  | monoisotopic mol wt 1522.81 Da,wet ice | , |  |  | monoisotopic mol wt 1522.81 Da,−20°C,wet ice
,,C,,,, | AQ0048 |  | Sigma | AQUA ™ Peptide AFVAGLLLG[K] |  | ,,,−20°C, | AQUA Peptides , 分子生物学 , 蛋白质组学 , 质谱 |  | monoisotopic mol wt 995.626 Da,human ... TAF1A (9015),wet ice | , |  |  | monoisotopic mol wt 995.626 Da,−20°C,human ... TAF1A (9015),wet ice
,,,,,, | AQ0388 |  | Sigma | AQUA ™ Peptide AFVEDITVLENSLVF[K] |  | ,,,−20°C, | AQUA Peptides , 分子生物学 , 蛋白质组学 , 质谱 |  | monoisotopic mol wt 1830.99 Da,wet ice | , |  |  | monoisotopic mol wt 1830.99 Da,−20°C,wet ice
,,,,,, | AQ0687 |  | Sigma | AQUA ™ Peptide AFYVNVLNEEQ[R] |  | ,,,−20°C, | AQUA Peptides , 分子生物学 , 蛋白质组学 , 质谱 |  | monoisotopic mol wt 1490.74 Da,human ... CAT (847),wet ice | , |  |  | monoisotopic mol wt 1490.74 Da,−20°C,human ... CAT (847),wet ice
,,C,,,, | AQ0111 |  | Sigma | AQUA ™ Peptide AGEQLAPFLPQLVP[R] |  | ,,,−20°C, | AQUA Peptides , 分子生物学 , 蛋白质组学 , 质谱 |  | monoisotopic mol wt 1644.92 Da,cow ... LOC513555(513555) human ... KIAA0368 (23392) mouse ... AI314180 (230249) rat ... RGD1306148_predicted (313196),wet ice | , |  |  | monoisotopic mol wt 1644.92 Da,−20°C,cow ... LOC513555(513555) human ... KIAA0368 (23392) mouse ... AI314180 (230249) rat ... RGD1306148_predicted (313196),wet ice
,,C,,,, | AQ0148 |  | Sigma | AQUA ™ Peptide AGGPAGGGAPLLSDLSQRPAA[R] |  | ,,,−20°C, | AQUA Peptides , 分子生物学 , 蛋白质组学 , 质谱 |  | monoisotopic mol wt 2028.07 Da,wet ice | , |  |  | monoisotopic mol wt 2028.07 Da,−20°C,wet ice
,,,,,, | AQ0401 |  | Sigma | AQUA ™ Peptide AIAEEVP[K] |  | ,,,−20°C, | AQUA Peptides , 分子生物学 , 蛋白质组学 , 质谱 |  | monoisotopic mol wt 863.48 Da,wet ice | , |  |  | monoisotopic mol wt 863.48 Da,−20°C,wet ice
,,C,,,, | AQ0055 |  | Sigma | AQUA ™ Peptide AINAALAQ[R] |  | ,,,−20°C, | AQUA Peptides , 分子生物学 , 蛋白质组学 , 质谱 |  | monoisotopic mol wt 936.538 Da,human ... GTF2A2 (2958),wet ice | , |  |  | monoisotopic mol wt 936.538 Da,−20°C,human ... GTF2A2 (2958),wet ice
,,,,,, | AQ0440 |  | Sigma | AQUA ™ Peptide ALAAAGYDVE[K] |  | ,,,−20°C, | AQUA Peptides , 分子生物学 , 蛋白质组学 , 质谱 |  | monoisotopic mol wt 1114.57 Da,human ... HIST1H1A (3024), HIST1H1C (3006), HIST1H1D (3007), HIST1H1E (3008), HIST1H1T (3010) mouse ... Hist1h1c (50708), Hist1h1d (14957), Hist1h1e (50709), Hist1h1t (107970) rat ... H1f4 (201097), Hist1h1t (24438), LOC684681 (684681), LOC684828 (684828),wet ice | , |  |  | monoisotopic mol wt 1114.57 Da,−20°C,human ... HIST1H1A (3024), HIST1H1C (3006), HIST1H1D (3007), HIST1H1E (3008), HIST1H1T (3010) mouse ... Hist1h1c (50708), Hist1h1d (14957), Hist1h1e (50709), Hist1h1t (107970) rat ... H1f4 (201097), Hist1h1t (24438), LOC684681 (684681), LOC684828 (684828),wet ice
,,C,,,, | AQ0069 |  | Sigma | AQUA ™ Peptide ALDDISESI[K] |  | ,,,−20°C, | AQUA Peptides , 分子生物学 , 蛋白质组学 , 质谱 |  | monoisotopic mol wt 1097.57 Da,cow ... MGC148716(540139) dog ... REXO2(489395) human ... REXO2 (25996) mouse ... Rexo2 (104444) rat ... Rexo2 (300689),wet ice | , |  |  | monoisotopic mol wt 1097.57 Da,−20°C,cow ... MGC148716(540139) dog ... REXO2(489395) human ... REXO2 (25996) mouse ... Rexo2 (104444) rat ... Rexo2 (300689),wet ice
,,C,,,, | AQ0070 |  | Sigma | AQUA ™ Peptide ALDILLA[R] |  | ,,,−20°C, | AQUA Peptides , 分子生物学 , 蛋白质组学 , 质谱 |  | monoisotopic mol wt 893.557 Da,cow ... LOC531886(531886) human ... TRIM71 (131405) mouse ... LOC100046525(100046525), Trim71 (636931) rat ... Trim71 (301042),wet ice | , |  |  | monoisotopic mol wt 893.557 Da,−20°C,cow ... LOC531886(531886) human ... TRIM71 (131405) mouse ... LOC100046525(100046525), Trim71 (636931) rat ... Trim71 (301042),wet ice
,,C,,,, | AQ0186 |  | Sigma | AQUA ™ Peptide ALDQFVDFSEQ[K] |  | ,,,−20°C, | AQUA Peptides , 分子生物学 , 蛋白质组学 , 质谱 |  | monoisotopic mol wt 1433.69 Da,wet ice | , |  |  | monoisotopic mol wt 1433.69 Da,−20°C,wet ice
,,,,,, | AQ0506 |  | Sigma | AQUA ™ Peptide ALEQDLPVNI[K] |  | ,,,−20°C, | AQUA Peptides , 分子生物学 , 蛋白质组学 , 质谱 |  | monoisotopic mol wt 1246.70 Da,human ... CNDP1 (84735),wet ice | , |  |  | monoisotopic mol wt 1246.70 Da,−20°C,human ... CNDP1 (84735),wet ice
,,,,,, | AQ0640 |  | Sigma | AQUA ™ Peptide ALGFEDATQALG[R] |  | ,,,−20°C, | AQUA Peptides , 分子生物学 , 蛋白质组学 , 质谱 |  | monoisotopic mol wt 1357.69 Da,wet ice | , |  |  | monoisotopic mol wt 1357.69 Da,−20°C,wet ice
,,,,,, | AQ0529 |  | Sigma | AQUA ™ Peptide ALGHLDLSGN[R] |  | ,,,−20°C, | AQUA Peptides , 分子生物学 , 蛋白质组学 , 质谱 |  | monoisotopic mol wt 1161.61 Da,human ... LRG1 (116844),wet ice | , |  |  | monoisotopic mol wt 1161.61 Da,−20°C,human ... LRG1 (116844),wet ice
,,C,,,, | AQ0216 |  | Sigma | AQUA ™ Peptide ALGYEDATQALG[R] |  | ,,,−20°C, | AQUA Peptides , 分子生物学 , 蛋白质组学 , 质谱 |  | monoisotopic mol wt 1373.68 Da,wet ice | , |  |  | monoisotopic mol wt 1373.68 Da,−20°C,wet ice
,,,,,, | AQ0452 |  | Sigma | AQUA ™ Peptide ALQDQLVLVAA[K] |  | ,,,−20°C, | AQUA Peptides , 分子生物学 , 蛋白质组学 , 质谱 |  | monoisotopic mol wt 1275.76 Da,human ... AGT (183),wet ice | , |  |  | monoisotopic mol wt 1275.76 Da,−20°C,human ... AGT (183),wet ice
,,C,,,, | AQ0084 |  | Sigma | AQUA ™ Peptide ALSDSYELSTDLQD[K] |  | ,,,−20°C, | AQUA Peptides , 分子生物学 , 蛋白质组学 , 质谱 |  | monoisotopic mol wt 1691.80 Da,cow ... LOC517311(517311) dog ... IQSEC2(491895) human ... IQSEC2 (23096) mouse ... Iqsec2 (245666),wet ice | , |  |  | monoisotopic mol wt 1691.80 Da,−20°C,cow ... LOC517311(517311) dog ... IQSEC2(491895) human ... IQSEC2 (23096) mouse ... Iqsec2 (245666),wet ice
,,,,,, | AQ0918 |  | Sigma | AQUA ™ Peptide ALVAVDPGDHTAP[R] |  | ,,,−20°C, | AQUA Peptides , 分子生物学 , 蛋白质组学 , 质谱 |  | monoisotopic mol wt 1428.60 Da,wet ice | , |  |  | monoisotopic mol wt 1428.60 Da,−20°C,wet ice
,,,,,, | AQ0515 |  | Sigma | AQUA ™ Peptide ANVFVQLP[R] |  | ,,,−20°C, | AQUA Peptides , 分子生物学 , 蛋白质组学 , 质谱 |  | monoisotopic mol wt 1052.60 Da,human ... IGFALS (3483), PKDREJ (10343),wet ice | , |  |  | monoisotopic mol wt 1052.60 Da,−20°C,human ... IGFALS (3483), PKDREJ (10343),wet ice
,,C,,,, | AQ0328 |  | Sigma | AQUA ™ Peptide APGDAVH[K] |  | ,,,−20°C, | AQUA Peptides , 分子生物学 , 蛋白质组学 , 质谱 |  | monoisotopic mol wt 801.422 Da,African clawed frog ... Smad10(403398), Xsmad4b(403356) cow ... SMAD4(540248) dog ... SMAD4(476196) honey bee ... LOC409321(409321) human ... SMAD4 (4089) mouse ... LOC100048076(100048076), Smad4 (17128) pig ... SMAD4(397142) rat ... Smad4 (50554),wet ice | , |  |  | monoisotopic mol wt 801.422 Da,−20°C,African clawed frog ... Smad10(403398), Xsmad4b(403356) cow ... SMAD4(540248) dog ... SMAD4(476196) honey bee ... LOC409321(409321) human ... SMAD4 (4089) mouse ... LOC100048076(100048076), Smad4 (17128) pig ... SMAD4(397142) rat ... Smad4 (50554),wet ice
,,,,,, | AQ0707 |  | Sigma | AQUA ™ Peptide APQVSTPTLVEAA[R] |  | ,,,−20°C, | AQUA Peptides , 分子生物学 , 蛋白质组学 , 质谱 |  | monoisotopic mol wt 1448.79 Da,mouse ... Alb (11657) rat ... Alb (24186),wet ice | , |  |  | monoisotopic mol wt 1448.79 Da,−20°C,mouse ... Alb (11657) rat ... Alb (24186),wet ice
,,,,,, | AQ0907 |  | Sigma | AQUA ™ Peptide AQIIHDSFNLASA[K] |  | ,,,−20°C, | AQUA Peptides , 分子生物学 , 蛋白质组学 , 质谱 |  | monoisotopic mol wt 1386.54 Da,mouse ... Anpep (16790),wet ice | , |  |  | monoisotopic mol wt 1386.54 Da,−20°C,mouse ... Anpep (16790),wet ice
,,,,,, | AQ0866 |  | Sigma | AQUA ™ Peptide AQLGPDES[K] |  | ,,,−20°C, | AQUA Peptides , 分子生物学 , 蛋白质组学 , 质谱 |  | monoisotopic mol wt 951.48 Da,human ... HARS (3035),wet ice | , |  |  | monoisotopic mol wt 951.48 Da,−20°C,human ... HARS (3035),wet ice
,,,,,, | AQ0569 |  | Sigma | AQUA ™ Peptide AQVEAG[R] |  | ,,,−20°C, | AQUA Peptides , 分子生物学 , 蛋白质组学 , 质谱 |  | monoisotopic mol wt 739.39 Da,human ... ARHGAP30 (257106) rat ... Vgf (29461),wet ice | , |  |  | monoisotopic mol wt 739.39 Da,−20°C,human ... ARHGAP30 (257106) rat ... Vgf (29461),wet ice
,,,,,, | AQ0595 |  | Sigma | AQUA ™ Peptide AQVIIDITDVDEPPIFQQPFYHFQL[K] |  | ,,,−20°C, | AQUA Peptides , 分子生物学 , 蛋白质组学 , 质谱 |  | monoisotopic mol wt 3108.61 Da,wet ice | , |  |  | monoisotopic mol wt 3108.61 Da,−20°C,wet ice
,,,,,, | AQ0696 |  | Sigma | AQUA ™ Peptide ASAELIEEEVA[K] |  | ,,,−20°C, | AQUA Peptides , 分子生物学 , 蛋白质组学 , 质谱 |  | monoisotopic mol wt 1295.67 Da,human ... HARS (3035),wet ice | , |  |  | monoisotopic mol wt 1295.67 Da,−20°C,human ... HARS (3035),wet ice
,,,,,, | AQ0566 |  | Sigma | AQUA ™ Peptide ASEEEPEYGEEI[K] |  | ,,,−20°C, | AQUA Peptides , 分子生物学 , 蛋白质组学 , 质谱 |  | monoisotopic mol wt 1516.67 Da,human ... CHGB (1114) mouse ... Chgb (12653),wet ice | , |  |  | monoisotopic mol wt 1516.67 Da,−20°C,human ... CHGB (1114) mouse ... Chgb (12653),wet ice
,,C,,,, | AQ0301 |  | Sigma | AQUA ™ Peptide ASGIIDTLFQD[R] |  | ,,,−20°C, | AQUA Peptides , 分子生物学 , 蛋白质组学 , 质谱 |  | monoisotopic mol wt 1344.69 Da,mouse ... Clu (12759), LOC100046120(100046120) rat ... Clu (24854),wet ice | , |  |  | monoisotopic mol wt 1344.69 Da,−20°C,mouse ... Clu (12759), LOC100046120(100046120) rat ... Clu (24854),wet ice
,,,,,, | AQ0480 |  | Sigma | AQUA ™ Peptide ASSIIDELFQD[R] |  | ,,,−20°C, | AQUA Peptides , 分子生物学 , 蛋白质组学 , 质谱 |  | monoisotopic mol wt 1402.70 Da,human ... CLU (1191),wet ice | , |  |  | monoisotopic mol wt 1402.70 Da,−20°C,human ... CLU (1191),wet ice
,,,,,, | AQ0908 |  | Sigma | AQUA ™ Peptide ATVDDSGEY[R] |  | ,,,−20°C, | AQUA Peptides , 分子生物学 , 蛋白质组学 , 质谱 |  | monoisotopic mol wt 1122.14 Da,human ... FCGR3A (2214), LOC100292420(100292420),wet ice | , |  |  | monoisotopic mol wt 1122.14 Da,−20°C,human ... FCGR3A (2214), LOC100292420(100292420),wet ice
,,,,,, | AQ0472 |  | Sigma | AQUA ™ Peptide ATVVYQGE[R] |  | ,,,−20°C, | AQUA Peptides , 分子生物学 , 蛋白质组学 , 质谱 |  | monoisotopic mol wt 1031.53 Da,human ... APOH (350),wet ice | , |  |  | monoisotopic mol wt 1031.53 Da,−20°C,human ... APOH (350),wet ice
,,C,,,, | AQ0158 |  | Sigma | AQUA ™ Peptide AVDHIDSTIAPALISSGLSVVEQE[K] |  | ,,,−20°C, | AQUA Peptides , 分子生物学 , 蛋白质组学 , 质谱 |  | monoisotopic mol wt 2586.36 Da,wet ice | , |  |  | monoisotopic mol wt 2586.36 Da,−20°C,wet ice
,,,,,, | AQ0395 |  | Sigma | AQUA ™ Peptide AVDLIDEASS[K] |  | ,,,−20°C, | AQUA Peptides , 分子生物学 , 蛋白质组学 , 质谱 |  | monoisotopic mol wt 1154.59 Da,wet ice | , |  |  | monoisotopic mol wt 1154.59 Da,−20°C,wet ice
,,C,,,, | AQ0120 |  | Sigma | AQUA ™ Peptide AVFPSIVG[R] |  | ,,,−20°C, | AQUA Peptides , 分子生物学 , 蛋白质组学 , 质谱 |  | monoisotopic mol wt 954.553 Da,chicken ... ACTC1(426652) dog ... ACTB(403580), ACTG1(475923), LOC488984(488984) honey bee ... LOC551176(551176) human ... A26C1A (445582), A26C1B (728378), ACTA1 (58), ACTA2 (59), ACTB (60), ACTC1 (70), ACTG1 (71), ACTG2 (72), LOC653269 (653269), LOC728378 (728378), POTE2 (445582) mouse ... Acta1 (11459), Acta2 (11475), Actb (11461), Actc1 (11464), Actg1 (11465), Actg2 (11468) pig ... LOC414396(414396) rat ... Acta1 (29437), Acta2 (81633), Actb (81822), Actc1 (29275), Actg1 (287876), Actg2 (25365), LOC295810 (295810),wet ice | , |  |  | monoisotopic mol wt 954.553 Da,−20°C,chicken ... ACTC1(426652) dog ... ACTB(403580), ACTG1(475923), LOC488984(488984) honey bee ... LOC551176(551176) human ... A26C1A (445582), A26C1B (728378), ACTA1 (58), ACTA2 (59), ACTB (60), ACTC1 (70), ACTG1 (71), ACTG2 (72), LOC653269 (653269), LOC728378 (728378), POTE2 (445582) mouse ... Acta1 (11459), Acta2 (11475), Actb (11461), Actc1 (11464), Actg1 (11465), Actg2 (11468) pig ... LOC414396(414396) rat ... Acta1 (29437), Acta2 (81633), Actb (81822), Actc1 (29275), Actg1 (287876), Actg2 (25365), LOC295810 (295810),wet ice
,,,,,, | AQ0722 |  | Sigma | AQUA ™ Peptide AVLVNDITTGE[R] |  | ,,,−20°C, | AQUA Peptides , 分子生物学 , 蛋白质组学 , 质谱 |  | monoisotopic mol wt 1296.69 Da,wet ice | , |  |  | monoisotopic mol wt 1296.69 Da,−20°C,wet ice
,,,,,, | AQ0684 |  | Sigma | AQUA ™ Peptide AVQQPDGLAVLGIFL[K] |  | ,,,−20°C, | AQUA Peptides , 分子生物学 , 蛋白质组学 , 质谱 |  | monoisotopic mol wt 1675.98 Da,human ... CA2 (760) mouse ... Car2 (12349),wet ice | , |  |  | monoisotopic mol wt 1675.98 Da,−20°C,human ... CA2 (760) mouse ... Car2 (12349),wet ice
,,C,,,, | AQ0092 |  | Sigma | AQUA ™ Peptide AVSNEIV[R] |  | ,,,−20°C, | AQUA Peptides , 分子生物学 , 蛋白质组学 , 质谱 |  | monoisotopic mol wt 896.495 Da,African clawed frog ... PMR-1(398084) human ... MPO (4353),wet ice | , |  |  | monoisotopic mol wt 896.495 Da,−20°C,African clawed frog ... PMR-1(398084) human ... MPO (4353),wet ice
,,,,,, | AQ0612 |  | Sigma | AQUA ™ Peptide AVSPLLLTTTDSSEGLSMGNYMGLIN[R] |  | ,,,−20°C, | AQUA Peptides , 分子生物学 , 蛋白质组学 , 质谱 |  | monoisotopic mol wt 2849.42 Da,wet ice | , |  |  | monoisotopic mol wt 2849.42 Da,−20°C,wet ice
,,,,,, | AQ0404 |  | Sigma | AQUA ™ Peptide AVTAAVESIQ[K] |  | ,,,−20°C, | AQUA Peptides , 分子生物学 , 蛋白质组学 , 质谱 |  | monoisotopic mol wt 1123.63 Da,wet ice | , |  |  | monoisotopic mol wt 1123.63 Da,−20°C,wet ice
,,C,,,, | AQ0110 |  | Sigma | AQUA ™ Peptide AVVLAGFGGLN[K] |  | ,,,−20°C, | AQUA Peptides , 分子生物学 , 蛋白质组学 , 质谱 |  | monoisotopic mol wt 1152.68 Da,cow ... MGC137584(618809) human ... KIAA1576 (57687) mouse ... AI427515 (270097),wet ice | , |  |  | monoisotopic mol wt 1152.68 Da,−20°C,cow ... MGC137584(618809) human ... KIAA1576 (57687) mouse ... AI427515 (270097),wet ice
,,,,,, | AQ0812 |  | Sigma | AQUA ™ Peptide CDLEVESGG[R] |  | ,,,−20°C, | AQUA Peptides , 分子生物学 , 蛋白质组学 , 质谱 |  | monoisotopic mol wt 1073.47 Da,human ... CENPM (79019),wet ice | , |  |  | monoisotopic mol wt 1073.47 Da,−20°C,human ... CENPM (79019),wet ice
,,,,,, | AQ0434 |  | Sigma | AQUA ™ Peptide CFGTGAAGN[R] |  | ,,,−20°C, | AQUA Peptides , 分子生物学 , 蛋白质组学 , 质谱 |  | monoisotopic mol wt 962.43 Da,human ... LOC731751(731751), PRKDC (5591),wet ice | , |  |  | monoisotopic mol wt 962.43 Da,−20°C,human ... LOC731751(731751), PRKDC (5591),wet ice
,,,,,, | AQ0432 |  | Sigma | AQUA ™ Peptide CGAALAGHQLI[R] |  | ,,,−20°C, | AQUA Peptides , 分子生物学 , 蛋白质组学 , 质谱 |  | monoisotopic mol wt 1218.65 Da,human ... LOC731751(731751), PRKDC (5591), SLC35D3 (340146) mouse ... Slc35d3 (76157),wet ice | , |  |  | monoisotopic mol wt 1218.65 Da,−20°C,human ... LOC731751(731751), PRKDC (5591), SLC35D3 (340146) mouse ... Slc35d3 (76157),wet ice
,,,,,, | AQ0729 |  | Sigma | AQUA ™ Peptide CGLVPVLAENYD[K] |  | ,,,−20°C, | AQUA Peptides , 分子生物学 , 蛋白质组学 , 质谱 |  | monoisotopic mol wt 1427.721 Da,human ... LOC728320(728320), LTF (4057) mouse ... 1300017J02Rik (71775), Ltf (17002) rat ... Ltf_predicted (301034),wet ice | , |  |  | monoisotopic mol wt 1427.721 Da,−20°C,human ... LOC728320(728320), LTF (4057) mouse ... 1300017J02Rik (71775), Ltf (17002) rat ... Ltf_predicted (301034),wet ice
,,,,,, | AQ0530 |  | Sigma | AQUA ™ Peptide (CM-Cys)AGPEAV[K] |  | ,,,−20°C, | AQUA Peptides , 分子生物学 , 蛋白质组学 , 质谱 |  | monoisotopic mol wt 838.41 Da,human ... LRG1 (116844) mouse ... Hipk3 (15259),wet ice | , |  |  | monoisotopic mol wt 838.41 Da,−20°C,human ... LRG1 (116844) mouse ... Hipk3 (15259),wet ice
,,,,,, | AQ0559 |  | Sigma | AQUA ™ Peptide (CM-Cys)TEGFNVD[K] |  | ,,,−20°C, | AQUA Peptides , 分子生物学 , 蛋白质组学 , 质谱 |  | monoisotopic mol wt 1076.469 Da,human ... VTN (7448),wet ice | , |  |  | monoisotopic mol wt 1076.469 Da,−20°C,human ... VTN (7448),wet ice
,,,,,, | AQ0857 |  | Sigma | AQUA ™ Peptide L(CM-Cys)TVATL[R] |  | ,,,−20°C, | AQUA Peptides , 分子生物学 , 蛋白质组学 , 质谱 |  | monoisotopic mol wt 943.50 Da,human ... ALB (213),wet ice | , |  |  | monoisotopic mol wt 943.50 Da,−20°C,human ... ALB (213),wet ice
,,,,,, | AQ0376 |  | Sigma | AQUA ™ Peptide CNSVLTYDLTPVVQ[K] |  | ,,,−20°C, | AQUA Peptides , 分子生物学 , 蛋白质组学 , 质谱 |  | monoisotopic mol wt 1686.87 Da,wet ice | , |  |  | monoisotopic mol wt 1686.87 Da,−20°C,wet ice
,,,,,, | AQ0770 |  | Sigma | AQUA ™ Peptide CVLTFAHEGQQYDIT[R] |  | ,,,−20°C, | AQUA Peptides , 分子生物学 , 蛋白质组学 , 质谱 |  | monoisotopic mol wt 1889.90 Da,wet ice | , |  |  | monoisotopic mol wt 1889.90 Da,−20°C,wet ice
,,,,,, | AQ0761 |  | Sigma | AQUA ™ Peptide DADISQPETT[K] |  | ,,,−20°C, | AQUA Peptides , 分子生物学 , 蛋白质组学 , 质谱 |  | monoisotopic mol wt 1211.58 Da,wet ice | , |  |  | monoisotopic mol wt 1211.58 Da,−20°C,wet ice
,,,,,, | AQ0443 |  | Sigma | AQUA ™ Peptide DADPDTFFA[K] |  | ,,,−20°C, | AQUA Peptides , 分子生物学 , 蛋白质组学 , 质谱 |  | monoisotopic mol wt 1133.51 Da,human ... AFM (173),wet ice | , |  |  | monoisotopic mol wt 1133.51 Da,−20°C,human ... AFM (173),wet ice
,,,,,, | AQ0461 |  | Sigma | AQUA ™ Peptide DA[L]SSVQESQ |  | ,,,−20°C, | AQUA Peptides , 分子生物学 , 蛋白质组学 , 质谱 |  | monoisotopic mol wt 1069.50 Da,human ... APOC3 (345) mouse ... Apoc3 (11814),wet ice | , |  |  | monoisotopic mol wt 1069.50 Da,−20°C,human ... APOC3 (345) mouse ... Apoc3 (11814),wet ice
,,,,,, | AQ0375 |  | Sigma | AQUA ™ Peptide DATLVNEAD[K] |  | ,,,−20°C, | AQUA Peptides , 分子生物学 , 蛋白质组学 , 质谱 |  | monoisotopic mol wt 1082.53 Da,wet ice | , |  |  | monoisotopic mol wt 1082.53 Da,−20°C,wet ice
,,,,,, | AQ0824 |  | Sigma | AQUA ™ Peptide DAVAAEEVAAE[K] |  | ,,,−20°C, | AQUA Peptides , 分子生物学 , 蛋白质组学 , 质谱 |  | monoisotopic mol wt 1209.60 Da,wet ice | , |  |  | monoisotopic mol wt 1209.60 Da,−20°C,wet ice
,,,,,, | AQ0782 |  | Sigma | AQUA ™ Peptide DCTAIWEAF[K] |  | ,,,−20°C, | AQUA Peptides , 分子生物学 , 蛋白质组学 , 质谱 |  | monoisotopic mol wt 1190.55 Da,wet ice | , |  |  | monoisotopic mol wt 1190.55 Da,−20°C,wet ice
,,,,,, | AQ0725 |  | Sigma | AQUA ™ Peptide DDATEEEILVYLE[K] |  | ,,,−20°C, | AQUA Peptides , 分子生物学 , 蛋白质组学 , 质谱 |  | monoisotopic mol wt 1673.813 Da,wet ice | , |  |  | monoisotopic mol wt 1673.813 Da,−20°C,wet ice
,,,,,, | AQ0373 |  | Sigma | AQUA ™ Peptide DDATQEEILHYLE[K] |  | ,,,−20°C, | AQUA Peptides , 分子生物学 , 蛋白质组学 , 质谱 |  | monoisotopic mol wt 1710.82 Da,wet ice | , |  |  | monoisotopic mol wt 1710.82 Da,−20°C,wet ice
,,C,,,, | AQ0173 |  | Sigma | AQUA ™ Peptide DDECPVVNAYATLIEDDSNPEV[R] |  | ,,,−20°C, | AQUA Peptides , 分子生物学 , 蛋白质组学 , 质谱 |  | monoisotopic mol wt 2573.15 Da,wet ice | , |  |  | monoisotopic mol wt 2573.15 Da,−20°C,wet ice
,,,,,, | AQ0792 |  | Sigma | AQUA ™ Peptide DDHTHSDIQV[K] |  | ,,,−20°C, | AQUA Peptides , 分子生物学 , 蛋白质组学 , 质谱 |  | monoisotopic mol wt 1301.61 Da,mouse ... Nrl (18185),wet ice | , |  |  | monoisotopic mol wt 1301.61 Da,−20°C,mouse ... Nrl (18185),wet ice
,,,,,, | AQ0912 |  | Sigma | AQUA ™ Peptide DDHTSCAECL[K] |  | ,,,−20°C, | AQUA Peptides , 分子生物学 , 蛋白质组学 , 质谱 |  | monoisotopic mol wt 1093.17 Da,wet ice | , |  |  | monoisotopic mol wt 1093.17 Da,−20°C,wet ice
,,,,,, | AQ0588 |  | Sigma | AQUA ™ Peptide DEHAQSNEIVVDDSGSDNV[K] |  | ,,,−20°C, | AQUA Peptides , 分子生物学 , 蛋白质组学 , 质谱 |  | monoisotopic mol wt 2164.96 Da,wet ice | , |  |  | monoisotopic mol wt 2164.96 Da,−20°C,wet ice
,,C,,,, | AQ0194 |  | Sigma | AQUA ™ Peptide DFEDLYTPVDGSIVIV[R] |  | ,,,−20°C, | AQUA Peptides , 分子生物学 , 蛋白质组学 , 质谱 |  | monoisotopic mol wt 1946.99 Da,wet ice | , |  |  | monoisotopic mol wt 1946.99 Da,−20°C,wet ice
,,C,,,, | AQ0149 |  | Sigma | AQUA ™ Peptide DFFLADAS[R] |  | ,,,−20°C, | AQUA Peptides , 分子生物学 , 蛋白质组学 , 质谱 |  | monoisotopic mol wt 1050.50 Da,wet ice | , |  |  | monoisotopic mol wt 1050.50 Da,−20°C,wet ice
,,C,,,, | AQ0102 |  | Sigma | AQUA ™ Peptide DFIDSFLI[R] |  | ,,,−20°C, | AQUA Peptides , 分子生物学 , 蛋白质组学 , 质谱 |  | monoisotopic mol wt 1134.59 Da,cow ... LOC540707(540707) dog ... CYP2A13(484494), CYP2A25(484493) human ... CYP2A13 (1553), CYP2A6 (1548), CYP2A7 (1549) mouse ... Cyp2a21-ps(330491), Cyp2a4 (13086), Cyp2a5 (13087), LOC100047711(100047711) pig ... CYP2A19(403149) rat ... Cyp2a3a (24299),wet ice | , |  |  | monoisotopic mol wt 1134.59 Da,−20°C,cow ... LOC540707(540707) dog ... CYP2A13(484494), CYP2A25(484493) human ... CYP2A13 (1553), CYP2A6 (1548), CYP2A7 (1549) mouse ... Cyp2a21-ps(330491), Cyp2a4 (13086), Cyp2a5 (13087), LOC100047711(100047711) pig ... CYP2A19(403149) rat ... Cyp2a3a (24299),wet ice
,,,,,, | AQ0633 |  | Sigma | AQUA ™ Peptide DGDSSLIAAVAEV[R] |  | ,,,−20°C, | AQUA Peptides , 分子生物学 , 蛋白质组学 , 质谱 |  | monoisotopic mol wt 1411.72 Da,wet ice | , |  |  | monoisotopic mol wt 1411.72 Da,−20°C,wet ice
,,,,,, | AQ0468 |  | Sigma | AQUA ™ Peptide DGL(CM-Cys)VP[R] |  | ,,,−20°C, | AQUA Peptides , 分子生物学 , 蛋白质组学 , 质谱 |  | monoisotopic mol wt 825.40 Da,human ... APOM (55937), SSPO (23145) mouse ... 1110008J03Rik (100764),wet ice | , |  |  | monoisotopic mol wt 825.40 Da,−20°C,human ... APOM (55937), SSPO (23145) mouse ... 1110008J03Rik (100764),wet ice
,,C,,,, | AQ0129 |  | Sigma | AQUA ™ Peptide DGLLPLHIAS[K] |  | ,,,−20°C, | AQUA Peptides , 分子生物学 , 蛋白质组学 , 质谱 |  | monoisotopic mol wt 1170.69 Da,dog ... ASB2(490836) human ... ASB2 (51676),wet ice | , |  |  | monoisotopic mol wt 1170.69 Da,−20°C,dog ... ASB2(490836) human ... ASB2 (51676),wet ice
,,C,,,, | AQ0109 |  | Sigma | AQUA ™ Peptide DGQILPVPNVVV[R] |  | ,,,−20°C, | AQUA Peptides , 分子生物学 , 蛋白质组学 , 质谱 |  | monoisotopic mol wt 1414.82 Da,African clawed frog ... MGC115292(734455) chicken ... RCC2(419361) cow ... MGC159589(509120) dog ... RCC2(487412) human ... RCC2 (55920) mouse ... LOC100047340(100047340), Rcc2 (108911) rat ... Rcc2 (298594),wet ice | , |  |  | monoisotopic mol wt 1414.82 Da,−20°C,African clawed frog ... MGC115292(734455) chicken ... RCC2(419361) cow ... MGC159589(509120) dog ... RCC2(487412) human ... RCC2 (55920) mouse ... LOC100047340(100047340), Rcc2 (108911) rat ... Rcc2 (298594),wet ice
,,C,,,, | AQ0315 |  | Sigma | AQUA ™ Peptide DGSYAWEI[K] |  | ,,,−20°C, | AQUA Peptides , 分子生物学 , 蛋白质组学 , 质谱 |  | monoisotopic mol wt 1075.51 Da,dog ... MESDC2(488765) human ... MESDC2 (23184) mouse ... Mesdc2 (67943) rat ... Mesdc2 (308796),wet ice | , |  |  | monoisotopic mol wt 1075.51 Da,−20°C,dog ... MESDC2(488765) human ... MESDC2 (23184) mouse ... Mesdc2 (67943) rat ... Mesdc2 (308796),wet ice
,,C,,,, | AQ0027 |  | Sigma | AQUA ™ Peptide DIKPENLLLGF[R] |  | ,,,−20°C, | AQUA Peptides , 分子生物学 , 蛋白质组学 , 质谱 |  | monoisotopic mol wt 1423.81 Da,human ... AURKC (6795),wet ice | , |  |  | monoisotopic mol wt 1423.81 Da,−20°C,human ... AURKC (6795),wet ice
,,C,,,, | AQ0025 |  | Sigma | AQUA ™ Peptide DIKPENLLLGL[K] |  | ,,,−20°C, | AQUA Peptides , 分子生物学 , 蛋白质组学 , 质谱 |  | monoisotopic mol wt 1359.82 Da,human ... AURKB (9212),wet ice | , |  |  | monoisotopic mol wt 1359.82 Da,−20°C,human ... AURKB (9212),wet ice
,,C,,,, | AQ0060 |  | Sigma | AQUA ™ Peptide DINAVAASL[R] |  | ,,,−20°C, | AQUA Peptides , 分子生物学 , 蛋白质组学 , 质谱 |  | monoisotopic mol wt 1038.57 Da,cow ... BZW1(506562), LOC506562(506562) dog ... LOC478865(478865), LOC609149(609149) human ... BZW1 (9689), BZW1L1(151579) mouse ... Bzw1 (66882),wet ice | , |  |  | monoisotopic mol wt 1038.57 Da,−20°C,cow ... BZW1(506562), LOC506562(506562) dog ... LOC478865(478865), LOC609149(609149) human ... BZW1 (9689), BZW1L1(151579) mouse ... Bzw1 (66882),wet ice
,,,,,, | AQ0882 |  | Sigma | AQUA ™ Peptide DISLSDY[K] |  | ,,,−20°C, | AQUA Peptides , 分子生物学 , 蛋白质组学 , 质谱 |  | monoisotopic mol wt 947.47 Da,human ... PRDX1 (5052) rat ... Prdx1 (117254),wet ice | , |  |  | monoisotopic mol wt 947.47 Da,−20°C,human ... PRDX1 (5052) rat ... Prdx1 (117254),wet ice
,,C,,,, | AQ0082 |  | Sigma | AQUA ™ Peptide DKVNDIVDQVITIG[K] |  | ,,,−20°C, | AQUA Peptides , 分子生物学 , 蛋白质组学 , 质谱 |  | monoisotopic mol wt 1663.92 Da,chicken ... GRIA2(414894) cow ... MGC139795(614283) dog ... GRIA2(482667) human ... GRIA2 (2891) mouse ... Gria2 (14800) rat ... Gria2 (29627),wet ice | , |  |  | monoisotopic mol wt 1663.92 Da,−20°C,chicken ... GRIA2(414894) cow ... MGC139795(614283) dog ... GRIA2(482667) human ... GRIA2 (2891) mouse ... Gria2 (14800) rat ... Gria2 (29627),wet ice
,,,,,, | AQ0886 |  | Sigma | AQUA ™ Peptide DLATALEQLLQAYP[R] |  | ,,,−20°C, | AQUA Peptides , 分子生物学 , 蛋白质组学 , 质谱 |  | monoisotopic mol wt 1710.92 Da,human ... BID (637),wet ice | , |  |  | monoisotopic mol wt 1710.92 Da,−20°C,human ... BID (637),wet ice
,,C,,,, | AQ0198 |  | Sigma | AQUA ™ Peptide DLDVSVTHLIAGEVGS[K] |  | ,,,−20°C, | AQUA Peptides , 分子生物学 , 蛋白质组学 , 质谱 |  | monoisotopic mol wt 1746.92 Da,wet ice | , |  |  | monoisotopic mol wt 1746.92 Da,−20°C,wet ice
,,,,,, | AQ0632 |  | Sigma | AQUA ™ Peptide DLESVPPGFPADVTTLSLSAN[R] |  | ,,,−20°C, | AQUA Peptides , 分子生物学 , 蛋白质组学 , 质谱 |  | monoisotopic mol wt 2295.16 Da,wet ice | , |  |  | monoisotopic mol wt 2295.16 Da,−20°C,wet ice
,,C,,,, | AQ0281 |  | Sigma | AQUA ™ Peptide DLFQVAFN[R] |  | ,,,−20°C, | AQUA Peptides , 分子生物学 , 蛋白质组学 , 质谱 |  | monoisotopic mol wt 1118.57 Da,cow ... LOC537748(537748) dog ... LOC480437(480437) human ... DYNC1H1 (1778) mouse ... Dync1h1 (13424) rat ... Dync1h1 (29489),wet ice | , |  |  | monoisotopic mol wt 1118.57 Da,−20°C,cow ... LOC537748(537748) dog ... LOC480437(480437) human ... DYNC1H1 (1778) mouse ... Dync1h1 (13424) rat ... Dync1h1 (29489),wet ice
,,C,,,, | AQ0181 |  | Sigma | AQUA ™ Peptide DLGDLTHLFLHGN[R] |  | ,,,−20°C, | AQUA Peptides , 分子生物学 , 蛋白质组学 , 质谱 |  | monoisotopic mol wt 1616.83 Da,wet ice | , |  |  | monoisotopic mol wt 1616.83 Da,−20°C,wet ice
,,,,,, | AQ0854 |  | Sigma | AQUA ™ Peptide DLGEENF[K] |  | ,,,−20°C, | AQUA Peptides , 分子生物学 , 蛋白质组学 , 质谱 |  | monoisotopic mol wt 958.45 Da,human ... ALB (213) mouse ... Dnahc17 (69926),wet ice | , |  |  | monoisotopic mol wt 958.45 Da,−20°C,human ... ALB (213) mouse ... Dnahc17 (69926),wet ice
,,,,,, | AQ0488 |  | Sigma | AQUA ™ Peptide DLHLSDVFL[K] |  | ,,,−20°C, | AQUA Peptides , 分子生物学 , 蛋白质组学 , 质谱 |  | monoisotopic mol wt 1193.65 Da,human ... C6 (729),wet ice | , |  |  | monoisotopic mol wt 1193.65 Da,−20°C,human ... C6 (729),wet ice
,,C,,,, | AQ0248 |  | Sigma | AQUA ™ Peptide DLILSVLQ[R] |  | ,,,−20°C, | AQUA Peptides , 分子生物学 , 蛋白质组学 , 质谱 |  | monoisotopic mol wt 1065.64 Da,cow ... LOC515978(515978) human ... SYTL4 (94121) rat ... Sytl4 (140594),wet ice | , |  |  | monoisotopic mol wt 1065.64 Da,−20°C,cow ... LOC515978(515978) human ... SYTL4 (94121) rat ... Sytl4 (140594),wet ice
,,C,,,, | AQ0087 |  | Sigma | AQUA ™ Peptide DLKPENLLLAS[K] |  | ,,,−20°C, | AQUA Peptides , 分子生物学 , 蛋白质组学 , 质谱 |  | monoisotopic mol wt 1347.79 Da,Drosophila melanogaster ... CaMKII(43828) African clawed frog ... Camk2b(399284), Camk2d(399160), LOC397789(397789), camk2g(380508) chicken ... CAMK2A(374175), CAMK2B(374174), CAMK2G(423737), RCJMB04_10k21(422688) cow ... MGC128545(525416) dog ... CAMK2A(612941), CAMK2D(610764), CAMK2G(489050) honey bee ... CamkII(406107), LOC551691(551691) human ... CAMK2A (815), CAMK2B (816), CAMK2D (817), CAMK2G (818) mouse ... Camk2a (12322), Camk2b (12323), Camk2d (108058), Camk2g (12325), LOC100045547(100045547) pig ... CAMK2D(397674), CAMK2G(397394) rat ... Camk2a (25400), Camk2b (24245), Camk2d (24246), Camk2g (171140),wet ice | , |  |  | monoisotopic mol wt 1347.79 Da,−20°C,Drosophila melanogaster ... CaMKII(43828) African clawed frog ... Camk2b(399284), Camk2d(399160), LOC397789(397789), camk2g(380508) chicken ... CAMK2A(374175), CAMK2B(374174), CAMK2G(423737), RCJMB04_10k21(422688) cow ... MGC128545(525416) dog ... CAMK2A(612941), CAMK2D(610764), CAMK2G(489050) honey bee ... CamkII(406107), LOC551691(551691) human ... CAMK2A (815), CAMK2B (816), CAMK2D (817), CAMK2G (818) mouse ... Camk2a (12322), Camk2b (12323), Camk2d (108058), Camk2g (12325), LOC100045547(100045547) pig ... CAMK2D(397674), CAMK2G(397394) rat ... Camk2a (25400), Camk2b (24245), Camk2d (24246), Camk2g (171140),wet ice
,,C,,,, | AQ0088 |  | Sigma | AQUA ™ Peptide DLLGEEDIP[R] |  | ,,,−20°C, | AQUA Peptides , 分子生物学 , 蛋白质组学 , 质谱 |  | monoisotopic mol wt 1165.59 Da,human ... DLG4 (1742) mouse ... Dlg4 (13385) rat ... Dlg4 (29495),wet ice | , |  |  | monoisotopic mol wt 1165.59 Da,−20°C,human ... DLG4 (1742) mouse ... Dlg4 (13385) rat ... Dlg4 (29495),wet ice
,,,,,, | AQ0880 |  | Sigma | AQUA ™ Peptide DLLHVLAFS[K] |  | ,,,−20°C, | AQUA Peptides , 分子生物学 , 蛋白质组学 , 质谱 |  | monoisotopic mol wt 1149.66 Da,human ... LEP (3952),wet ice | , |  |  | monoisotopic mol wt 1149.66 Da,−20°C,human ... LEP (3952),wet ice
,,C,,,, | AQ0259 |  | Sigma | AQUA ™ Peptide DLPDGPDAPID[R] |  | ,,,−20°C, | AQUA Peptides , 分子生物学 , 蛋白质组学 , 质谱 |  | monoisotopic mol wt 1289.61 Da,mouse ... Snap29 (67474) rat ... Snap29 (116500),wet ice | , |  |  | monoisotopic mol wt 1289.61 Da,−20°C,mouse ... Snap29 (67474) rat ... Snap29 (116500),wet ice
,,C,,,, | AQ0293 |  | Sigma | AQUA ™ Peptide DLQNVNITL[R] |  | ,,,−20°C, | AQUA Peptides , 分子生物学 , 蛋白质组学 , 质谱 |  | monoisotopic mol wt 1194.66 Da,Drosophila melanogaster ... l(2)37Cc(49168) African clawed frog ... MGC53103(379173), MGC64447(379509) chicken ... PHB(419980) dog ... LOC480547(480547) honey bee ... LOC408412(408412) human ... PHB (5245) mouse ... 1700071K01Rik (237880), EG665511(665511), Phb (18673) rat ... LOC688815 (688815), Phb (25344), RGD1560058_predicted (287559) wheat ... l(2)37Cc(543500),wet ice | , |  |  | monoisotopic mol wt 1194.66 Da,−20°C,Drosophila melanogaster ... l(2)37Cc(49168) African clawed frog ... MGC53103(379173), MGC64447(379509) chicken ... PHB(419980) dog ... LOC480547(480547) honey bee ... LOC408412(408412) human ... PHB (5245) mouse ... 1700071K01Rik (237880), EG665511(665511), Phb (18673) rat ... LOC688815 (688815), Phb (25344), RGD1560058_predicted (287559) wheat ... l(2)37Cc(543500),wet ice
,,,,,, | AQ0636 |  | Sigma | AQUA ™ Peptide DLTEVVPQLLDQL[R] |  | ,,,−20°C, | AQUA Peptides , 分子生物学 , 蛋白质组学 , 质谱 |  | monoisotopic mol wt 1647.91 Da,wet ice | , |  |  | monoisotopic mol wt 1647.91 Da,−20°C,wet ice
,,,,,, | AQ0842 |  | Sigma | AQUA ™ Peptide DLTSVADAEQFL[K] |  | ,,,−20°C, | AQUA Peptides , 分子生物学 , 蛋白质组学 , 质谱 |  | monoisotopic mol wt 1443.73 Da,wet ice | , |  |  | monoisotopic mol wt 1443.73 Da,−20°C,wet ice
,,C,,,, | AQ0015 |  | Sigma | AQUA ™ Peptide DLVVPE[K] |  | ,,,−20°C, | AQUA Peptides , 分子生物学 , 蛋白质组学 , 质谱 |  | monoisotopic mol wt 806.463 Da,chicken ... MAD2L1(422675) dog ... MAD2L1(476070) human ... MAD2L1 (4085) mouse ... LOC100045924 (100045924), Mad2l1 (56150) rat ... Mad2l1 (297176),wet ice | , |  |  | monoisotopic mol wt 806.463 Da,−20°C,chicken ... MAD2L1(422675) dog ... MAD2L1(476070) human ... MAD2L1 (4085) mouse ... LOC100045924 (100045924), Mad2l1 (56150) rat ... Mad2l1 (297176),wet ice
,,,,,, | AQ0367 |  | Sigma | AQUA ™ Peptide DNCDVQFHPEDCTYSVVD[R] |  | ,,,−20°C, | AQUA Peptides , 分子生物学 , 蛋白质组学 , 质谱 |  | monoisotopic mol wt 2250.92 Da,wet ice | , |  |  | monoisotopic mol wt 2250.92 Da,−20°C,wet ice
,,,,,, | AQ0839 |  | Sigma | AQUA ™ Peptide DNEIAIIGFF[K] |  | ,,,−20°C, | AQUA Peptides , 分子生物学 , 蛋白质组学 , 质谱 |  | monoisotopic mol wt 1273.68 Da,wet ice | , |  |  | monoisotopic mol wt 1273.68 Da,−20°C,wet ice
,,,,,, | AQ0867 |  | Sigma | AQUA ™ Peptide DQGGELLSL[R] |  | ,,,−20°C, | AQUA Peptides , 分子生物学 , 蛋白质组学 , 质谱 |  | monoisotopic mol wt 1096.58 Da,human ... HARS (3035), HARS2 (23438) mouse ... Hars (15115), Hars2 (70791) rat ... Dnd1 (307492),wet ice | , |  |  | monoisotopic mol wt 1096.58 Da,−20°C,human ... HARS (3035), HARS2 (23438) mouse ... Hars (15115), Hars2 (70791) rat ... Dnd1 (307492),wet ice
,,,,,, | AQ0655 |  | Sigma | AQUA ™ Peptide DQPDQHGLLWDLSSND[K] |  | ,,,−20°C, | AQUA Peptides , 分子生物学 , 蛋白质组学 , 质谱 |  | monoisotopic mol wt 1974.92 Da,wet ice | , |  |  | monoisotopic mol wt 1974.92 Da,−20°C,wet ice
,,C,,,, | AQ0157 |  | Sigma | AQUA ™ Peptide DSLSIDATNI[K] |  | ,,,−20°C, | AQUA Peptides , 分子生物学 , 蛋白质组学 , 质谱 |  | monoisotopic mol wt 1183.62 Da,wet ice | , |  |  | monoisotopic mol wt 1183.62 Da,−20°C,wet ice
,,,,,, | AQ0708 |  | Sigma | AQUA ™ Peptide DT(CAM)FSTEGPNLVT[R] |  | ,,,−20°C, | AQUA Peptides , 分子生物学 , 蛋白质组学 , 质谱 |  | monoisotopic mol wt 1605.73 Da,human ... FANCL (55120) mouse ... Alb (11657),wet ice | , |  |  | monoisotopic mol wt 1605.73 Da,−20°C,human ... FANCL (55120) mouse ... Alb (11657),wet ice
,,,,,, | AQ0363 |  | Sigma | AQUA ™ Peptide DTCAQECSHFDLT[K] |  | ,,,−20°C, | AQUA Peptides , 分子生物学 , 蛋白质组学 , 质谱 |  | monoisotopic mol wt 1604.67 Da,wet ice | , |  |  | monoisotopic mol wt 1604.67 Da,−20°C,wet ice
,,,,,, | AQ0609 |  | Sigma | AQUA ™ Peptide DTGELDVTSILD[R] |  | ,,,−20°C, | AQUA Peptides , 分子生物学 , 蛋白质组学 , 质谱 |  | monoisotopic mol wt 1442.71 Da,wet ice | , |  |  | monoisotopic mol wt 1442.71 Da,−20°C,wet ice
,,C,,,, | AQ0183 |  | Sigma | AQUA ™ Peptide DVDYTQIVVD[R] |  | ,,,−20°C, | AQUA Peptides , 分子生物学 , 蛋白质组学 , 质谱 |  | monoisotopic mol wt 1331.66 Da,wet ice | , |  |  | monoisotopic mol wt 1331.66 Da,−20°C,wet ice
,,,,,, | AQ0887 |  | Sigma | AQUA ™ Peptide DVFHTTVNFINQNL[R] |  | ,,,−20°C, | AQUA Peptides , 分子生物学 , 蛋白质组学 , 质谱 |  | monoisotopic mol wt 1826.93 Da,human ... BID (637) mouse ... Bid (12122),wet ice | , |  |  | monoisotopic mol wt 1826.93 Da,−20°C,human ... BID (637) mouse ... Bid (12122),wet ice
,,,,,, | AQ0408 |  | Sigma | AQUA ™ Peptide DVQVQLE[K] |  | ,,,−20°C, | AQUA Peptides , 分子生物学 , 蛋白质组学 , 质谱 |  | monoisotopic mol wt 965.53 Da,wet ice | , |  |  | monoisotopic mol wt 965.53 Da,−20°C,wet ice
,,,,,, | AQ0802 |  | Sigma | AQUA ™ Peptide DVTYQ[K] |  | ,,,−20°C, | AQUA Peptides , 分子生物学 , 蛋白质组学 , 质谱 |  | monoisotopic mol wt 760.39 Da,wet ice | , |  |  | monoisotopic mol wt 760.39 Da,−20°C,wet ice
,,,,,, | AQ0875 |  | Sigma | AQUA ™ Peptide EADLVIFQFPLYWFSVPAIL[K] |  | ,,,−20°C, | AQUA Peptides , 分子生物学 , 蛋白质组学 , 质谱 |  | monoisotopic mol wt 2503.37 Da,human ... NQO2 (4835) mouse ... Nqo2 (18105) rat ... Nqo2 (291084),wet ice | , |  |  | monoisotopic mol wt 2503.37 Da,−20°C,human ... NQO2 (4835) mouse ... Nqo2 (18105) rat ... Nqo2 (291084),wet ice
,,,,,, | AQ0734 |  | Sigma | AQUA ™ Peptide EAFTIMDQN[R] |  | ,,,−20°C, | AQUA Peptides , 分子生物学 , 蛋白质组学 , 质谱 |  | monoisotopic mol wt 1233.569 Da,human ... MYL2 (4633), MYLC2PL (93408) mouse ... Myl2 (17906), Mylc2pl (59310) rat ... Myl2 (363925), RGD1561258_predicted (501831),wet ice | , |  |  | monoisotopic mol wt 1233.569 Da,−20°C,human ... MYL2 (4633), MYLC2PL (93408) mouse ... Myl2 (17906), Mylc2pl (59310) rat ... Myl2 (363925), RGD1561258_predicted (501831),wet ice
,,,,,, | AQ0716 |  | Sigma | AQUA ™ Peptide EAGDITTDGYEILG[K] |  | ,,,−20°C, | AQUA Peptides , 分子生物学 , 蛋白质组学 , 质谱 |  | monoisotopic mol wt 1588.77 Da,wet ice | , |  |  | monoisotopic mol wt 1588.77 Da,−20°C,wet ice
,,C,,,, | AQ0095 |  | Sigma | AQUA ™ Peptide EALAENNLNLP[K] |  | ,,,−20°C, | AQUA Peptides , 分子生物学 , 蛋白质组学 , 质谱 |  | monoisotopic mol wt 1332.71 Da,human ... IL6 (3569),wet ice | , |  |  | monoisotopic mol wt 1332.71 Da,−20°C,human ... IL6 (3569),wet ice
,,C,,,, | AQ0184 |  | Sigma | AQUA ™ Peptide EAVFAVNALDISE[K] |  | ,,,−20°C, | AQUA Peptides , 分子生物学 , 蛋白质组学 , 质谱 |  | monoisotopic mol wt 1512.79 Da,wet ice | , |  |  | monoisotopic mol wt 1512.79 Da,−20°C,wet ice
,,C,,,, | AQ0097 |  | Sigma | AQUA ™ Peptide EAVI[F]K |  | ,,,−20°C, | AQUA Peptides , 分子生物学 , 蛋白质组学 , 质谱 |  | monoisotopic mol wt 715.433 Da,cow ... CCL2(281043) dog ... CCL2(403981), CCL7(491148) human ... CCL2 (6347), CCL7 (6354), CCL8 (6355) pig ... MCP-1(397422),wet ice | , |  |  | monoisotopic mol wt 715.433 Da,−20°C,cow ... CCL2(281043) dog ... CCL2(403981), CCL7(491148) human ... CCL2 (6347), CCL7 (6354), CCL8 (6355) pig ... MCP-1(397422),wet ice
,,,,,, | AQ0714 |  | Sigma | AQUA ™ Peptide EDALDET[R] |  | ,,,−20°C, | AQUA Peptides , 分子生物学 , 蛋白质组学 , 质谱 |  | monoisotopic mol wt 957.43 Da,wet ice | , |  |  | monoisotopic mol wt 957.43 Da,−20°C,wet ice
,,C,,,, | AQ0326 |  | Sigma | AQUA ™ Peptide EDEVVSSE[K] |  | ,,,−20°C, | AQUA Peptides , 分子生物学 , 蛋白质组学 , 质谱 |  | monoisotopic mol wt 1028.48 Da,human ... RTN4 (57142),wet ice | , |  |  | monoisotopic mol wt 1028.48 Da,−20°C,human ... RTN4 (57142),wet ice
,,C,,,, | AQ0161 |  | Sigma | AQUA ™ Peptide EDGVFDISVDNTCSLF[R] |  | ,,,−20°C, | AQUA Peptides , 分子生物学 , 蛋白质组学 , 质谱 |  | monoisotopic mol wt 1925.87 Da,wet ice | , |  |  | monoisotopic mol wt 1925.87 Da,−20°C,wet ice
,,C,,,, | AQ0162 |  | Sigma | AQUA ™ Peptide EDLSAAFS[R] |  | ,,,−20°C, | AQUA Peptides , 分子生物学 , 蛋白质组学 , 质谱 |  | monoisotopic mol wt 1004.48 Da,wet ice | , |  |  | monoisotopic mol wt 1004.48 Da,−20°C,wet ice
,,,,,, | AQ0386 |  | Sigma | AQUA ™ Peptide EDVTVAAEISVGHT[K] |  | ,,,−20°C, | AQUA Peptides , 分子生物学 , 蛋白质组学 , 质谱 |  | monoisotopic mol wt 1562.80 Da,wet ice | , |  |  | monoisotopic mol wt 1562.80 Da,−20°C,wet ice
,,,,,, | AQ0660 |  | Sigma | AQUA ™ Peptide EEAMLYHDQTAEL[R] |  | ,,,−20°C, | AQUA Peptides , 分子生物学 , 蛋白质组学 , 质谱 |  | monoisotopic mol wt 1714.79 Da,wet ice | , |  |  | monoisotopic mol wt 1714.79 Da,−20°C,wet ice
,,C,,,, | AQ0165 |  | Sigma | AQUA ™ Peptide EEEAIQLDGLDASQI[R] |  | ,,,−20°C, | AQUA Peptides , 分子生物学 , 蛋白质组学 , 质谱 |  | monoisotopic mol wt 1795.88 Da,wet ice | , |  |  | monoisotopic mol wt 1795.88 Da,−20°C,wet ice
,,C,,,, | AQ0080 |  | Sigma | AQUA ™ Peptide EFAEYVTNHY[R] |  | ,,,−20°C, | AQUA Peptides , 分子生物学 , 蛋白质组学 , 质谱 |  | monoisotopic mol wt 1437.66 Da,dog ... LOC481742(481742) human ... SYNGAP1 (8831) mouse ... Syngap1 (240057) rat ... Syngap1 (192117),wet ice | , |  |  | monoisotopic mol wt 1437.66 Da,−20°C,dog ... LOC481742(481742) human ... SYNGAP1 (8831) mouse ... Syngap1 (240057) rat ... Syngap1 (192117),wet ice
,,,,,, | AQ0402 |  | Sigma | AQUA ™ Peptide EFFDTSF[K] |  | ,,,−20°C, | AQUA Peptides , 分子生物学 , 蛋白质组学 , 质谱 |  | monoisotopic mol wt 1027.47 Da,wet ice | , |  |  | monoisotopic mol wt 1027.47 Da,−20°C,wet ice
,,C,,,, | AQ0253 |  | Sigma | AQUA ™ Peptide EFGFLPTTPSEQ[R] |  | ,,,−20°C, | AQUA Peptides , 分子生物学 , 蛋白质组学 , 质谱 |  | monoisotopic mol wt 1517.74 Da,rat ... Stx7 (60466),wet ice | , |  |  | monoisotopic mol wt 1517.74 Da,−20°C,rat ... Stx7 (60466),wet ice
,,,,,, | AQ0414 |  | Sigma | AQUA ™ Peptide EFLINQNIL[R] |  | ,,,−20°C, | AQUA Peptides , 分子生物学 , 蛋白质组学 , 质谱 |  | monoisotopic mol wt 1268.71 Da,wet ice | , |  |  | monoisotopic mol wt 1268.71 Da,−20°C,wet ice
,,C,,,, | AQ0138 |  | Sigma | AQUA ™ Peptide EFLQSSL[R] |  | ,,,−20°C, | AQUA Peptides , 分子生物学 , 蛋白质组学 , 质谱 |  | monoisotopic mol wt 988.522 Da,human ... IL6 (3569),wet ice | , |  |  | monoisotopic mol wt 988.522 Da,−20°C,human ... IL6 (3569),wet ice
,,,,,, | AQ0785 |  | Sigma | AQUA ™ Peptide EGDTVTLSCNYDSSNPSVT[R] |  | ,,,−20°C, | AQUA Peptides , 分子生物学 , 蛋白质组学 , 质谱 |  | monoisotopic mol wt 2153.94 Da,wet ice | , |  |  | monoisotopic mol wt 2153.94 Da,−20°C,wet ice
,,C,,,, | AQ0122 |  | Sigma | AQUA ™ Peptide EGGGDEPLNFLDP[K] |  | ,,,−20°C, | AQUA Peptides , 分子生物学 , 蛋白质组学 , 质谱 |  | monoisotopic mol wt 1494.71 Da,cow ... LOC528990(528990) human ... RRP12 (23223) mouse ... Rrp12 (107094) rat ... LOC679127 (679127),wet ice | , |  |  | monoisotopic mol wt 1494.71 Da,−20°C,cow ... LOC528990(528990) human ... RRP12 (23223) mouse ... Rrp12 (107094) rat ... LOC679127 (679127),wet ice
,,,,,, | AQ0813 |  | Sigma | AQUA ™ Peptide EGQILLVPQNFAVG[K] |  | ,,,−20°C, | AQUA Peptides , 分子生物学 , 蛋白质组学 , 质谱 |  | monoisotopic mol wt 1619.91 Da,wet ice | , |  |  | monoisotopic mol wt 1619.91 Da,−20°C,wet ice
,,C,,,, | AQ0268 |  | Sigma | AQUA ™ Peptide EHALAQAELL[K] |  | ,,,−20°C, | AQUA Peptides , 分子生物学 , 蛋白质组学 , 质谱 |  | monoisotopic mol wt 1229.69 Da,chicken ... SCAMP1(416368) cow ... LOC535352(535352) dog ... SCAMP1(479172) human ... SCAMP1 (9522) mouse ... Scamp1 (107767) pig ... SCAMP1(397477) rat ... Scamp1 (29521),wet ice | , |  |  | monoisotopic mol wt 1229.69 Da,−20°C,chicken ... SCAMP1(416368) cow ... LOC535352(535352) dog ... SCAMP1(479172) human ... SCAMP1 (9522) mouse ... Scamp1 (107767) pig ... SCAMP1(397477) rat ... Scamp1 (29521),wet ice
,,C,,,, | AQ0153 |  | Sigma | AQUA ™ Peptide EHEGAIYPDDTTDFQ[R] |  | ,,,−20°C, | AQUA Peptides , 分子生物学 , 蛋白质组学 , 质谱 |  | monoisotopic mol wt 1902.83 Da,wet ice | , |  |  | monoisotopic mol wt 1902.83 Da,−20°C,wet ice
,,,,,, | AQ0647 |  | Sigma | AQUA ™ Peptide EIADATAKPED[R] |  | ,,,−20°C, | AQUA Peptides , 分子生物学 , 蛋白质组学 , 质谱 |  | monoisotopic mol wt 1324.65 Da,wet ice | , |  |  | monoisotopic mol wt 1324.65 Da,−20°C,wet ice
,,C,,,, | AQ0214 |  | Sigma | AQUA ™ Peptide EIADATTKPED[R] |  | ,,,−20°C, | AQUA Peptides , 分子生物学 , 蛋白质组学 , 质谱 |  | monoisotopic mol wt 1354.66 Da,wet ice | , |  |  | monoisotopic mol wt 1354.66 Da,−20°C,wet ice
,,,,,, | AQ0538 |  | Sigma | AQUA ™ Peptide EIIIHQNY[K] |  | ,,,−20°C, | AQUA Peptides , 分子生物学 , 蛋白质组学 , 质谱 |  | monoisotopic mol wt 1164.64 Da,human ... KLKB1 (3818),wet ice | , |  |  | monoisotopic mol wt 1164.64 Da,−20°C,human ... KLKB1 (3818),wet ice
,,,,,, | AQ0828 |  | Sigma | AQUA ™ Peptide EIVHIQAGQ(CAM) GNQIGA[K] |  | ,,,−20°C, | AQUA Peptides , 分子生物学 , 蛋白质组学 , 质谱 |  | monoisotopic mol wt 1829.93 Da,human ... TUBB (203068), TUBB2A (7280), TUBB2B (347733), TUBB3 (10381) mouse ... Tubb2a (22151), Tubb2b (73710), Tubb3 (22152), Tubb3-ps1(545887), Tubb5 (22154) rat ... LOC498736 (498736), Tubb2b (291081), Tubb3 (246118), Tubb5 (29214),wet ice | , |  |  | monoisotopic mol wt 1829.93 Da,−20°C,human ... TUBB (203068), TUBB2A (7280), TUBB2B (347733), TUBB3 (10381) mouse ... Tubb2a (22151), Tubb2b (73710), Tubb3 (22152), Tubb3-ps1(545887), Tubb5 (22154) rat ... LOC498736 (498736), Tubb2b (291081), Tubb3 (246118), Tubb5 (29214),wet ice
,,C,,,, | AQ0228 |  | Sigma | AQUA ™ Peptide ELASGLSFPVGF[K] |  | ,,,−20°C, | AQUA Peptides , 分子生物学 , 蛋白质组学 , 质谱 |  | monoisotopic mol wt 1358.73 Da,bakers yeast ... ARO4(852551),wet ice | , |  |  | monoisotopic mol wt 1358.73 Da,−20°C,bakers yeast ... ARO4(852551),wet ice
,,,,,, | AQ0807 |  | Sigma | AQUA ™ Peptide ELEEIVAQPIIS[K] |  | ,,,−20°C, | AQUA Peptides , 分子生物学 , 蛋白质组学 , 质谱 |  | monoisotopic mol wt 1475.83 Da,wet ice | , |  |  | monoisotopic mol wt 1475.83 Da,−20°C,wet ice
,,C,,,, | AQ0199 |  | Sigma | AQUA ™ Peptide ELLLTLDDSFNDVGSDNSDQSSP[R] |  | ,,,−20°C, | AQUA Peptides , 分子生物学 , 蛋白质组学 , 质谱 |  | monoisotopic mol wt 2633.20 Da,wet ice | , |  |  | monoisotopic mol wt 2633.20 Da,−20°C,wet ice
,,,,,, | AQ0838 |  | Sigma | AQUA ™ Peptide ELNAFLADNSYISGYTPS[K] |  | ,,,−20°C, | AQUA Peptides , 分子生物学 , 蛋白质组学 , 质谱 |  | monoisotopic mol wt 2097.02 Da,wet ice | , |  |  | monoisotopic mol wt 2097.02 Da,−20°C,wet ice
,,,,,, | AQ0930 |  | Sigma | AQUA ™ Peptide ELQETNAALQDV[R] |  | ,,,−20°C, | AQUA Peptides , 分子生物学 , 蛋白质组学 , 质谱 |  | monoisotopic mol wt 1496.63 Da,human ... COMP (12845) mouse ... Comp (1311) rat ... Comp (25304),wet ice | , |  |  | monoisotopic mol wt 1496.63 Da,−20°C,human ... COMP (12845) mouse ... Comp (1311) rat ... Comp (25304),wet ice
,,C,,,, | AQ0278 |  | Sigma | AQUA ™ Peptide ELQNTAANLHV[R] |  | ,,,−20°C, | AQUA Peptides , 分子生物学 , 蛋白质组学 , 质谱 |  | monoisotopic mol wt 1374.72 Da,mouse ... Scamp2 (24044) rat ... Scamp2 (65168),wet ice | , |  |  | monoisotopic mol wt 1374.72 Da,−20°C,mouse ... Scamp2 (24044) rat ... Scamp2 (65168),wet ice
,,,,,, | AQ0556 |  | Sigma | AQUA ™ Peptide ELSSFID[K] |  | ,,,−20°C, | AQUA Peptides , 分子生物学 , 蛋白质组学 , 质谱 |  | monoisotopic mol wt 945.49 Da,human ... GC (2638),wet ice | , |  |  | monoisotopic mol wt 945.49 Da,−20°C,human ... GC (2638),wet ice
,,,,,, | AQ0505 |  | Sigma | AQUA ™ Peptide EPGLQIW[R] |  | ,,,−20°C, | AQUA Peptides , 分子生物学 , 蛋白质组学 , 质谱 |  | monoisotopic mol wt 1007.54 Da,human ... GSN (2934) mouse ... Gsn (227753) rat ... Gsn (296654),wet ice | , |  |  | monoisotopic mol wt 1007.54 Da,−20°C,human ... GSN (2934) mouse ... Gsn (227753) rat ... Gsn (296654),wet ice
,,C,,,, | AQ0054 |  | Sigma | AQUA ™ Peptide EPIQASTA[R] |  | ,,,−20°C, | AQUA Peptides , 分子生物学 , 蛋白质组学 , 质谱 |  | monoisotopic mol wt 981.512 Da,human ... BRF1 (2972),wet ice | , |  |  | monoisotopic mol wt 981.512 Da,−20°C,human ... BRF1 (2972),wet ice
,,,,,, | AQ0683 |  | Sigma | AQUA ™ Peptide EPISVSSEQVL[K] |  | ,,,−20°C, | AQUA Peptides , 分子生物学 , 蛋白质组学 , 质谱 |  | monoisotopic mol wt 1322.72 Da,human ... CA2 (760),wet ice | , |  |  | monoisotopic mol wt 1322.72 Da,−20°C,human ... CA2 (760),wet ice
,,C,,,, | AQ0249 |  | Sigma | AQUA ™ Peptide EPLASNDFLGGV[R] |  | ,,,−20°C, | AQUA Peptides , 分子生物学 , 蛋白质组学 , 质谱 |  | monoisotopic mol wt 1383.70 Da,cow ... LOC515978(515978) human ... SYTL4 (94121) mouse ... Sytl4 (27359) rat ... Sytl4 (140594),wet ice | , |  |  | monoisotopic mol wt 1383.70 Da,−20°C,cow ... LOC515978(515978) human ... SYTL4 (94121) mouse ... Sytl4 (27359) rat ... Sytl4 (140594),wet ice
,,,,,, | AQ0439 |  | Sigma | AQUA ™ Peptide EPLNTIGLIYE[K] |  | ,,,−20°C, | AQUA Peptides , 分子生物学 , 蛋白质组学 , 质谱 |  | monoisotopic mol wt 1396.77 Da,human ... TBK1 (29110),wet ice | , |  |  | monoisotopic mol wt 1396.77 Da,−20°C,human ... TBK1 (29110),wet ice
,,,,,, | AQ0552 |  | Sigma | AQUA ™ Peptide EQQALQTV(CM-Cys)L[K] |  | ,,,−20°C, | AQUA Peptides , 分子生物学 , 蛋白质组学 , 质谱 |  | monoisotopic mol wt 1324.690 Da,human ... CLEC3B (7123), TMCC3 (57458),wet ice | , |  |  | monoisotopic mol wt 1324.690 Da,−20°C,human ... CLEC3B (7123), TMCC3 (57458),wet ice
,,C,,,, | AQ0264 |  | Sigma | AQUA ™ Peptide EQVVSVS[R] |  | ,,,−20°C, | AQUA Peptides , 分子生物学 , 蛋白质组学 , 质谱 |  | monoisotopic mol wt 912.490 Da,rat ... Lamp2 (24944),wet ice | , |  |  | monoisotopic mol wt 912.490 Da,−20°C,rat ... Lamp2 (24944),wet ice
,,C,,,, | AQ0057 |  | Sigma | AQUA ™ Peptide ERQRLF(pS)QGQDVSN[K] |  | ,,,−20°C, | AQUA Peptides , 分子生物学 , 蛋白质组学 , 质谱 |  | monoisotopic mol wt 1878.88 Da,chicken ... MLLT4(421564) dog ... MLLT4(431695) human ... MLLT4 (4301),wet ice | , |  |  | monoisotopic mol wt 1878.88 Da,−20°C,chicken ... MLLT4(421564) dog ... MLLT4(431695) human ... MLLT4 (4301),wet ice
,,,,,, | AQ0406 |  | Sigma | AQUA ™ Peptide ESDILAVV[K] |  | ,,,−20°C, | AQUA Peptides , 分子生物学 , 蛋白质组学 , 质谱 |  | monoisotopic mol wt 980.56 Da,wet ice | , |  |  | monoisotopic mol wt 980.56 Da,−20°C,wet ice
,,,,,, | AQ0915 |  | Sigma | AQUA ™ Peptide ESQLDLTVMA[K] |  | ,,,−20°C, | AQUA Peptides , 分子生物学 , 蛋白质组学 , 质谱 |  | monoisotopic mol wt 1106.27 Da,wet ice | , |  |  | monoisotopic mol wt 1106.27 Da,−20°C,wet ice
,,C,,,, | AQ0206 |  | Sigma | AQUA ™ Peptide ESSDQTGIDISGFEN[K] |  | ,,,−20°C, | AQUA Peptides , 分子生物学 , 蛋白质组学 , 质谱 |  | monoisotopic mol wt 1733.78 Da,wet ice | , |  |  | monoisotopic mol wt 1733.78 Da,−20°C,wet ice
,,,,,, | AQ0685 |  | Sigma | AQUA ™ Peptide ESTLHLVL[R] |  | ,,,−20°C, | AQUA Peptides , 分子生物学 , 蛋白质组学 , 质谱 |  | monoisotopic mol wt 1076.62 Da,human ... LOC728590(728590), UBB (7314), UBC (7316) mouse ... EG665964 (665964), LOC627312(627312), LOC629750 (629750), LOC677487(677487), Uba52 (22186), Ubc (22190) rat ... Rps27a (81777), Ubb (192255),wet ice | , |  |  | monoisotopic mol wt 1076.62 Da,−20°C,human ... LOC728590(728590), UBB (7314), UBC (7316) mouse ... EG665964 (665964), LOC627312(627312), LOC629750 (629750), LOC677487(677487), Uba52 (22186), Ubc (22190) rat ... Rps27a (81777), Ubb (192255),wet ice
,,C,,,, | AQ0118 |  | Sigma | AQUA ™ Peptide ESVLTATSILNNPIV[K] |  | ,,,−20°C, | AQUA Peptides , 分子生物学 , 蛋白质组学 , 质谱 |  | monoisotopic mol wt 1705.97 Da,chicken ... ZNF326(424512) cow ... LOC533643(533643) dog ... ZNF326(612406) human ... ZNF326 (284695) mouse ... Zfp326 (54367) rat ... LOC682914 (682914),wet ice | , |  |  | monoisotopic mol wt 1705.97 Da,−20°C,chicken ... ZNF326(424512) cow ... LOC533643(533643) dog ... ZNF326(612406) human ... ZNF326 (284695) mouse ... Zfp326 (54367) rat ... LOC682914 (682914),wet ice
,,C,,,, | AQ0263 |  | Sigma | AQUA ™ Peptide ETPAASEAPSSAA[K] |  | ,,,−20°C, | AQUA Peptides , 分子生物学 , 蛋白质组学 , 质谱 |  | monoisotopic mol wt 1323.64 Da,mouse ... Basp1 (70350) rat ... Basp1 (64160),wet ice | , |  |  | monoisotopic mol wt 1323.64 Da,−20°C,mouse ... Basp1 (70350) rat ... Basp1 (64160),wet ice
,,,,,, | AQ0799 |  | Sigma | AQUA ™ Peptide EVVDAT[K] |  | ,,,−20°C, | AQUA Peptides , 分子生物学 , 蛋白质组学 , 质谱 |  | monoisotopic mol wt 768.41 Da,wet ice | , |  |  | monoisotopic mol wt 768.41 Da,−20°C,wet ice
,,C,,,, | AQ0051 |  | Sigma | AQUA ™ Peptide EVVEAHVDQ[K] |  | ,,,−20°C, | AQUA Peptides , 分子生物学 , 蛋白质组学 , 质谱 |  | monoisotopic mol wt 1160.59 Da,human ... C21orf33 (8209),wet ice | , |  |  | monoisotopic mol wt 1160.59 Da,−20°C,human ... C21orf33 (8209),wet ice
,,,,,, | AQ0741 |  | Sigma | AQUA ™ Peptide EWGSGSDTL[R] |  | ,,,−20°C, | AQUA Peptides , 分子生物学 , 蛋白质组学 , 质谱 |  | monoisotopic mol wt 1116.508 Da,human ... ARHGEF17 (9828), ATP2A2 (488) mouse ... Atp2a2 (11938) rat ... Atp2a2 (29693),wet ice | , |  |  | monoisotopic mol wt 1116.508 Da,−20°C,human ... ARHGEF17 (9828), ATP2A2 (488) mouse ... Atp2a2 (11938) rat ... Atp2a2 (29693),wet ice
,,,,,, | AQ0568 |  | Sigma | AQUA ™ Peptide EYGEEI[K] |  | ,,,−20°C, | AQUA Peptides , 分子生物学 , 蛋白质组学 , 质谱 |  | monoisotopic mol wt 874.42 Da,human ... CHGB (1114),wet ice | , |  |  | monoisotopic mol wt 874.42 Da,−20°C,human ... CHGB (1114),wet ice
,,C,,,, | AQ0159 |  | Sigma | AQUA ™ Peptide EYNLDFSGSSTIQEV[K] |  | ,,,−20°C, | AQUA Peptides , 分子生物学 , 蛋白质组学 , 质谱 |  | monoisotopic mol wt 1823.87 Da,wet ice | , |  |  | monoisotopic mol wt 1823.87 Da,−20°C,wet ice
,,C,,,, | AQ0075 |  | Sigma | AQUA ™ Peptide EYPFILDAFQ[R] |  | ,,,−20°C, | AQUA Peptides , 分子生物学 , 蛋白质组学 , 质谱 |  | monoisotopic mol wt 1407.71 Da,cow ... MGC157091(520256) dog ... SKIV2L2(607950) human ... SKIV2L2 (23517) mouse ... Skiv2l2 (72198) rat ... Skiv2l2 (365668),wet ice | , |  |  | monoisotopic mol wt 1407.71 Da,−20°C,cow ... MGC157091(520256) dog ... SKIV2L2(607950) human ... SKIV2L2 (23517) mouse ... Skiv2l2 (72198) rat ... Skiv2l2 (365668),wet ice
,,,,,, | AQ0362 |  | Sigma | AQUA ™ Peptide FADNTSVEPQ[K] |  | ,,,−20°C, | AQUA Peptides , 分子生物学 , 蛋白质组学 , 质谱 |  | monoisotopic mol wt 1242.60 Da,wet ice | , |  |  | monoisotopic mol wt 1242.60 Da,−20°C,wet ice
,,,,,, | AQ0522 |  | Sigma | AQUA ™ Peptide FAHTVVTS[R] |  | ,,,−20°C, | AQUA Peptides , 分子生物学 , 蛋白质组学 , 质谱 |  | monoisotopic mol wt 1026.55 Da,human ... ITIH4 (3700) mouse ... Itih4 (16427) rat ... Itih4 (54404),wet ice | , |  |  | monoisotopic mol wt 1026.55 Da,−20°C,human ... ITIH4 (3700) mouse ... Itih4 (16427) rat ... Itih4 (54404),wet ice
,,,,,, | AQ0917 |  | Sigma | AQUA ™ Peptide FAISYQE[K] |  | ,,,−20°C, | AQUA Peptides , 分子生物学 , 蛋白质组学 , 质谱 |  | monoisotopic mol wt 856.94 Da,mouse ... Tnf (21926) rat ... Tnf (24835),wet ice | , |  |  | monoisotopic mol wt 856.94 Da,−20°C,mouse ... Tnf (21926) rat ... Tnf (24835),wet ice
,,,,,, | AQ0571 |  | Sigma | AQUA ™ Peptide FAPDNLDPIP[K] |  | ,,,−20°C, | AQUA Peptides , 分子生物学 , 蛋白质组学 , 质谱 |  | monoisotopic mol wt 1233.65 Da,human ... ITIH2 (3698),wet ice | , |  |  | monoisotopic mol wt 1233.65 Da,−20°C,human ... ITIH2 (3698),wet ice
,,,,,, | AQ0418 |  | Sigma | AQUA ™ Peptide FATSDLNDLY[R] |  | ,,,−20°C, | AQUA Peptides , 分子生物学 , 蛋白质组学 , 质谱 |  | monoisotopic mol wt 1323.63 Da,wet ice | , |  |  | monoisotopic mol wt 1323.63 Da,−20°C,wet ice
,,C,,,, | AQ0130 |  | Sigma | AQUA ™ Peptide FDVNTPLAPE[R] |  | ,,,−20°C, | AQUA Peptides , 分子生物学 , 蛋白质组学 , 质谱 |  | monoisotopic mol wt 1267.64 Da,human ... ASB2 (51676) rat ... Asb2 (299266),wet ice | , |  |  | monoisotopic mol wt 1267.64 Da,−20°C,human ... ASB2 (51676) rat ... Asb2 (299266),wet ice
,,C,,,, | AQ0049 |  | Sigma | AQUA ™ Peptide FEALQLSL[K] |  | ,,,−20°C, | AQUA Peptides , 分子生物学 , 蛋白质组学 , 质谱 |  | monoisotopic mol wt 1055.61 Da,mouse ... Pou5f1 (18999) rat ... Pou5f1 (294562),wet ice | , |  |  | monoisotopic mol wt 1055.61 Da,−20°C,mouse ... Pou5f1 (18999) rat ... Pou5f1 (294562),wet ice
,,,,,, | AQ0606 |  | Sigma | AQUA ™ Peptide FEDQTGFPPPDS[R] |  | ,,,−20°C, | AQUA Peptides , 分子生物学 , 蛋白质组学 , 质谱 |  | monoisotopic mol wt 1501.67 Da,wet ice | , |  |  | monoisotopic mol wt 1501.67 Da,−20°C,wet ice
,,,,,, | AQ0829 |  | Sigma | AQUA ™ Peptide FEELNADLF[R] |  | ,,,−20°C, | AQUA Peptides , 分子生物学 , 蛋白质组学 , 质谱 |  | monoisotopic mol wt 1262.62 Da,human ... HSPA2 (3306), HSPA8 (3312) mouse ... Hspa2 (15512), Hspa8 (15481) rat ... Hspa2 (60460), Hspa8 (24468), LOC680121 (680121), LOC689908(689908),wet ice | , |  |  | monoisotopic mol wt 1262.62 Da,−20°C,human ... HSPA2 (3306), HSPA8 (3312) mouse ... Hspa2 (15512), Hspa8 (15481) rat ... Hspa2 (60460), Hspa8 (24468), LOC680121 (680121), LOC689908(689908),wet ice
,,,,,, | AQ0742 |  | Sigma | AQUA ™ Peptide FFATFD[K] |  | ,,,−20°C, | AQUA Peptides , 分子生物学 , 蛋白质组学 , 质谱 |  | monoisotopic mol wt 882.437 Da,human ... CASQ1 (844), CASQ2 (845) mouse ... Casq1 (12372), Casq2 (12373) rat ... Casq2 (29209),wet ice | , |  |  | monoisotopic mol wt 882.437 Da,−20°C,human ... CASQ1 (844), CASQ2 (845) mouse ... Casq1 (12372), Casq2 (12373) rat ... Casq2 (29209),wet ice
,,,,,, | AQ0711 |  | Sigma | AQUA ™ Peptide FGCEIEND[R] |  | ,,,−20°C, | AQUA Peptides , 分子生物学 , 蛋白质组学 , 质谱 |  | monoisotopic mol wt 1091.46 Da,wet ice | , |  |  | monoisotopic mol wt 1091.46 Da,−20°C,wet ice
,,C,,,, | AQ0024 |  | Sigma | AQUA ™ Peptide FGNVYLA[R] |  | ,,,−20°C, | AQUA Peptides , 分子生物学 , 蛋白质组学 , 质谱 |  | monoisotopic mol wt 948.506 Da,Drosophila melanogaster ... aur(41446) African clawed frog ... LOC397925(397925), LOC398349(398349), LOC398457(398457), MGC83575(444083) chicken ... AURKA(428167) cow ... AURKB(360192), LOC618599(618599), MGC134472(504437) dog ... AURKA(485940), AURKB(479492) honey bee ... LOC412271(412271) human ... AURKB (9212), AURKC (6795) mouse ... Aurka (20878), Aurkb (20877) pig ... AURKA(574063), AURKB(396955) rat ... Aurka (261730), Aurkb (114592),wet ice | , |  |  | monoisotopic mol wt 948.506 Da,−20°C,Drosophila melanogaster ... aur(41446) African clawed frog ... LOC397925(397925), LOC398349(398349), LOC398457(398457), MGC83575(444083) chicken ... AURKA(428167) cow ... AURKB(360192), LOC618599(618599), MGC134472(504437) dog ... AURKA(485940), AURKB(479492) honey bee ... LOC412271(412271) human ... AURKB (9212), AURKC (6795) mouse ... Aurka (20878), Aurkb (20877) pig ... AURKA(574063), AURKB(396955) rat ... Aurka (261730), Aurkb (114592),wet ice
,,,,,, | AQ0759 |  | Sigma | AQUA ™ Peptide FHIPQEALV[R] |  | ,,,−20°C, | AQUA Peptides , 分子生物学 , 蛋白质组学 , 质谱 |  | monoisotopic mol wt 1218.68 Da,human ... PDE6A (5145) mouse ... Pde6a (225600) rat ... Pde6a_predicted (307401),wet ice | , |  |  | monoisotopic mol wt 1218.68 Da,−20°C,human ... PDE6A (5145) mouse ... Pde6a (225600) rat ... Pde6a_predicted (307401),wet ice
,,C,,,, | AQ0316 |  | Sigma | AQUA ™ Peptide FIVGSD[R] |  | ,,,−20°C, | AQUA Peptides , 分子生物学 , 蛋白质组学 , 质谱 |  | monoisotopic mol wt 802.421 Da,African clawed frog ... MGC115616(734603) cow ... MESDC2(514610) dog ... MESDC2(488765) human ... MESDC2 (23184) mouse ... Mesdc2 (67943) rat ... Mesdc2 (308796),wet ice | , |  |  | monoisotopic mol wt 802.421 Da,−20°C,African clawed frog ... MGC115616(734603) cow ... MESDC2(514610) dog ... MESDC2(488765) human ... MESDC2 (23184) mouse ... Mesdc2 (67943) rat ... Mesdc2 (308796),wet ice
,,C,,,, | AQ0107 |  | Sigma | AQUA ™ Peptide FLDF[K] |  | ,,,−20°C, | AQUA Peptides , 分子生物学 , 蛋白质组学 , 质谱 |  | monoisotopic mol wt 676.368 Da,Drosophila melanogaster ... CG32635(32303), Tbp(37476) African clawed frog ... LOC503680(503680), TFIIDtau(399465), trf3(387333) chicken ... TBP(395995) cow ... LOC506362(506362), LOC516578(516578), LOC538929(538929) dog ... TBP(611193), TBPL2(611011) honey bee ... LOC550692(550692) human ... TBP (6908), TBPL2 (387332) mouse ... Tbp (21374) rat ... Tbp (117526),wet ice | , |  |  | monoisotopic mol wt 676.368 Da,−20°C,Drosophila melanogaster ... CG32635(32303), Tbp(37476) African clawed frog ... LOC503680(503680), TFIIDtau(399465), trf3(387333) chicken ... TBP(395995) cow ... LOC506362(506362), LOC516578(516578), LOC538929(538929) dog ... TBP(611193), TBPL2(611011) honey bee ... LOC550692(550692) human ... TBP (6908), TBPL2 (387332) mouse ... Tbp (21374) rat ... Tbp (117526),wet ice
,,C,,,, | AQ0176 |  | Sigma | AQUA ™ Peptide FLGTSGQDVSDIF[R] |  | ,,,−20°C, | AQUA Peptides , 分子生物学 , 蛋白质组学 , 质谱 |  | monoisotopic mol wt 1550.760 Da,wet ice | , |  |  | monoisotopic mol wt 1550.760 Da,−20°C,wet ice
,,,,,, | AQ0852 |  | Sigma | AQUA ™ Peptide FLTP(CM- Cys) YHPNVDTQGNI(CM- Cys) LDIL[K] |  | ,,,−20°C, | AQUA Peptides , 分子生物学 , 蛋白质组学 , 质谱 |  | monoisotopic mol wt 2627.25 Da,human ... UBE2C (11065) mouse ... Ube2c (68612) rat ... Ube2c_predicted (296368),wet ice | , |  |  | monoisotopic mol wt 2627.25 Da,−20°C,human ... UBE2C (11065) mouse ... Ube2c (68612) rat ... Ube2c_predicted (296368),wet ice
,,,,,, | AQ0444 |  | Sigma | AQUA ™ Peptide FLVNLV[K] |  | ,,,−20°C, | AQUA Peptides , 分子生物学 , 蛋白质组学 , 质谱 |  | monoisotopic mol wt 839.54 Da,human ... AFM (173) mouse ... Afm (280662) rat ... Afm (282708),wet ice | , |  |  | monoisotopic mol wt 839.54 Da,−20°C,human ... AFM (173) mouse ... Afm (280662) rat ... Afm (282708),wet ice
,,,,,, | AQ0534 |  | Sigma | AQUA ™ Peptide FNALQYL[R] |  | ,,,−20°C, | AQUA Peptides , 分子生物学 , 蛋白质组学 , 质谱 |  | monoisotopic mol wt 1033.56 Da,human ... LUM (4060),wet ice | , |  |  | monoisotopic mol wt 1033.56 Da,−20°C,human ... LUM (4060),wet ice
,,C,,,, | AQ0185 |  | Sigma | AQUA ™ Peptide FNVATQDVSTLSS[K] |  | ,,,−20°C, | AQUA Peptides , 分子生物学 , 蛋白质组学 , 质谱 |  | monoisotopic mol wt 1503.77 Da,wet ice | , |  |  | monoisotopic mol wt 1503.77 Da,−20°C,wet ice
,,C,,,, | AQ0078 |  | Sigma | AQUA ™ Peptide FPGQLNADL[R] |  | ,,,−20°C, | AQUA Peptides , 分子生物学 , 蛋白质组学 , 质谱 |  | monoisotopic mol wt 1139.60 Da,African clawed frog ... LOC446922(446922), MGC69074(379566) cow ... TUBB(281555) honey bee ... LOC410559(410559) human ... LOC643224 (643224), RP11-631M21.2 (347688), TUBB (203068), TUBB1 (81027), TUBB2A (7280), TUBB2B (347733), TUBB2C (10383), TUBB3 (10381), TUBB4 (10382), TUBB4Q(56604), TUBB6 (84617) mouse ... LOC100042651(100042651), LOC100044717(100044717), LOC632223(632223), Tubb1 (545486), Tubb2a (22151), Tubb2b (73710), Tubb2c (227613), Tubb3 (22152), Tubb4 (22153), Tubb5 (22154), Tubb6 (67951) rat ... LOC498736 (498736), LOC679312 (679312), Tubb2b (291081), Tubb2c (296554), Tubb3 (246118), Tubb4 (29213), Tubb5 (29214), Tubb6 (307351),wet ice | , |  |  | monoisotopic mol wt 1139.60 Da,−20°C,African clawed frog ... LOC446922(446922), MGC69074(379566) cow ... TUBB(281555) honey bee ... LOC410559(410559) human ... LOC643224 (643224), RP11-631M21.2 (347688), TUBB (203068), TUBB1 (81027), TUBB2A (7280), TUBB2B (347733), TUBB2C (10383), TUBB3 (10381), TUBB4 (10382), TUBB4Q(56604), TUBB6 (84617) mouse ... LOC100042651(100042651), LOC100044717(100044717), LOC632223(632223), Tubb1 (545486), Tubb2a (22151), Tubb2b (73710), Tubb2c (227613), Tubb3 (22152), Tubb4 (22153), Tubb5 (22154), Tubb6 (67951) rat ... LOC498736 (498736), LOC679312 (679312), Tubb2b (291081), Tubb2c (296554), Tubb3 (246118), Tubb4 (29213), Tubb5 (29214), Tubb6 (307351),wet ice
,,C,,,, | AQ0115 |  | Sigma | AQUA ™ Peptide FPTPAS[R] |  | ,,,−20°C, | AQUA Peptides , 分子生物学 , 蛋白质组学 , 质谱 |  | monoisotopic mol wt 784.411 Da,chicken ... RCJMB04_23j21(428389) dog ... TAF2(475084) human ... TAF2 (6873) mouse ... Taf2 (319944) rat ... Taf2 (170844),wet ice | , |  |  | monoisotopic mol wt 784.411 Da,−20°C,chicken ... RCJMB04_23j21(428389) dog ... TAF2(475084) human ... TAF2 (6873) mouse ... Taf2 (319944) rat ... Taf2 (170844),wet ice
,,,,,, | AQ0776 |  | Sigma | AQUA ™ Peptide FQDISE[K] |  | ,,,−20°C, | AQUA Peptides , 分子生物学 , 蛋白质组学 , 质谱 |  | monoisotopic mol wt 873.43 Da,wet ice | , |  |  | monoisotopic mol wt 873.43 Da,−20°C,wet ice
,,,,,, | AQ0359 |  | Sigma | AQUA ™ Peptide FQLLDFSSSEL[K] |  | ,,,−20°C, | AQUA Peptides , 分子生物学 , 蛋白质组学 , 质谱 |  | monoisotopic mol wt 1420.73 Da,wet ice | , |  |  | monoisotopic mol wt 1420.73 Da,−20°C,wet ice
,,,,,, | AQ0454 |  | Sigma | AQUA ™ Peptide FQTVTDYG[K] |  | ,,,−20°C, | AQUA Peptides , 分子生物学 , 蛋白质组学 , 质谱 |  | monoisotopic mol wt 1065.52 Da,human ... APOA2 (336),wet ice | , |  |  | monoisotopic mol wt 1065.52 Da,−20°C,human ... APOA2 (336),wet ice
,,,,,, | AQ0415 |  | Sigma | AQUA ™ Peptide FSFNALSVVGDQ[R] |  | ,,,−20°C, | AQUA Peptides , 分子生物学 , 蛋白质组学 , 质谱 |  | monoisotopic mol wt 1448.73 Da,wet ice | , |  |  | monoisotopic mol wt 1448.73 Da,−20°C,wet ice
,,C,,,, | AQ0307 |  | Sigma | AQUA ™ Peptide FSHSGNQLDGPITAI[R] |  | ,,,−20°C, | AQUA Peptides , 分子生物学 , 蛋白质组学 , 质谱 |  | monoisotopic mol wt 1721.87 Da,rat ... Zg16 (171449),wet ice | , |  |  | monoisotopic mol wt 1721.87 Da,−20°C,rat ... Zg16 (171449),wet ice
,,,,,, | AQ0394 |  | Sigma | AQUA ™ Peptide FSQAGSEVSALLG[R] |  | ,,,−20°C, | AQUA Peptides , 分子生物学 , 蛋白质组学 , 质谱 |  | monoisotopic mol wt 1430.74 Da,wet ice | , |  |  | monoisotopic mol wt 1430.74 Da,−20°C,wet ice
,,C,,,, | AQ0282 |  | Sigma | AQUA ™ Peptide FSTGSYP[R] |  | ,,,−20°C, | AQUA Peptides , 分子生物学 , 蛋白质组学 , 质谱 |  | monoisotopic mol wt 923.438 Da,human ... GABRB2 (2561) mouse ... Gabrb2 (14401) rat ... Gabrb2 (25451), Sycn (245917),wet ice | , |  |  | monoisotopic mol wt 923.438 Da,−20°C,human ... GABRB2 (2561) mouse ... Gabrb2 (14401) rat ... Gabrb2 (25451), Sycn (245917),wet ice
,,C,,,, | AQ0201 |  | Sigma | AQUA ™ Peptide FTLTQSEADADILFDFSHF[K] |  | ,,,−20°C, | AQUA Peptides , 分子生物学 , 蛋白质组学 , 质谱 |  | monoisotopic mol wt 2339.12 Da,wet ice | , |  |  | monoisotopic mol wt 2339.12 Da,−20°C,wet ice
,,C,,,, | AQ0146 |  | Sigma | AQUA ™ Peptide FVEGSHDSTVSLTT[K] |  | ,,,−20°C, | AQUA Peptides , 分子生物学 , 蛋白质组学 , 质谱 |  | monoisotopic mol wt 1614.80 Da,wet ice | , |  |  | monoisotopic mol wt 1614.80 Da,−20°C,wet ice
,,,,,, | AQ0455 |  | Sigma | AQUA ™ Peptide FVE[L]GTQPATQ |  | ,,,−20°C, | AQUA Peptides , 分子生物学 , 蛋白质组学 , 质谱 |  | monoisotopic mol wt 1196.62 Da,human ... APOA2 (336),wet ice | , |  |  | monoisotopic mol wt 1196.62 Da,−20°C,human ... APOA2 (336),wet ice
,,,,,, | AQ0387 |  | Sigma | AQUA ™ Peptide FVFGTTPEDIL[R] |  | ,,,−20°C, | AQUA Peptides , 分子生物学 , 蛋白质组学 , 质谱 |  | monoisotopic mol wt 1403.73 Da,human ... THBS1 (7057) mouse ... LOC640441(640441), Thbs1 (21825) rat ... Thbs1 (445442),wet ice | , |  |  | monoisotopic mol wt 1403.73 Da,−20°C,human ... THBS1 (7057) mouse ... LOC640441(640441), Thbs1 (21825) rat ... Thbs1 (445442),wet ice
,,C,,,, | AQ0006 |  | Sigma | AQUA ™ Peptide FVGTPEVDQTTLYQ[R] |  | ,,,−20°C, | AQUA Peptides , 分子生物学 , 蛋白质组学 , 质谱 |  | monoisotopic mol wt 1762.88 Da,wet ice | , |  |  | monoisotopic mol wt 1762.88 Da,−20°C,wet ice
,,C,,,, | AQ0065 |  | Sigma | AQUA ™ Peptide FYEEVHDLE[R] |  | ,,,−20°C, | AQUA Peptides , 分子生物学 , 蛋白质组学 , 质谱 |  | monoisotopic mol wt 1345.62 Da,chicken ... NAP1L4(423087) cow ... LOC540136(540136), LOC613882(613882), LOC614124(614124), LOC615266(615266), MGC134260(513028) dog ... NAP1L1(475407), NAP1L4(483670) human ... NAP1L1 (4673), NAP1L4 (4676) mouse ... Nap1l1 (53605), Nap1l4 (17955) rat ... Nap1l1 (89825), Nap1l4 (361684),wet ice | , |  |  | monoisotopic mol wt 1345.62 Da,−20°C,chicken ... NAP1L4(423087) cow ... LOC540136(540136), LOC613882(613882), LOC614124(614124), LOC615266(615266), MGC134260(513028) dog ... NAP1L1(475407), NAP1L4(483670) human ... NAP1L1 (4673), NAP1L4 (4676) mouse ... Nap1l1 (53605), Nap1l4 (17955) rat ... Nap1l1 (89825), Nap1l4 (361684),wet ice
,,C,,,, | AQ0266 |  | Sigma | AQUA ™ Peptide GAAGALLVYDIT[R] |  | ,,,−20°C, | AQUA Peptides , 分子生物学 , 蛋白质组学 , 质谱 |  | monoisotopic mol wt 1328.73 Da,Drosophila melanogaster ... Rab2(35577) African clawed frog ... MGC131016(735215), MGC78967(443746) chicken ... RAB2A(396153) cow ... LOC528574(528574), RAB2A(508373) dog ... LOC480883(480883), RAB2B(475402) honey bee ... LOC409126(409126) human ... RAB2A (5862), RAB2B (84932), RAB4B (53916) mouse ... Rab2 (59021), Rab2a (59021), Rab2b (76338) rat ... Rab2 (65158), Rab2b (305853) soybean ... rab2(732635) wheat ... rab2(606344),wet ice | , |  |  | monoisotopic mol wt 1328.73 Da,−20°C,Drosophila melanogaster ... Rab2(35577) African clawed frog ... MGC131016(735215), MGC78967(443746) chicken ... RAB2A(396153) cow ... LOC528574(528574), RAB2A(508373) dog ... LOC480883(480883), RAB2B(475402) honey bee ... LOC409126(409126) human ... RAB2A (5862), RAB2B (84932), RAB4B (53916) mouse ... Rab2 (59021), Rab2a (59021), Rab2b (76338) rat ... Rab2 (65158), Rab2b (305853) soybean ... rab2(732635) wheat ... rab2(606344),wet ice
,,,,,, | AQ0574 |  | Sigma | AQUA ™ Peptide GAAPPG[V]TR |  | ,,,−20°C, | AQUA Peptides , 分子生物学 , 蛋白质组学 , 质谱 |  | monoisotopic mol wt 830.46 Da,human ... BACH2 (60468), BCL2 (596), FOXD2 (2306), MAPT (4137), MGC33846 (220382) mouse ... Foxd2 (17301), Rasip1 (69903), Shc2 (216148) rat ... Vgf (29461),wet ice | , |  |  | monoisotopic mol wt 830.46 Da,−20°C,human ... BACH2 (60468), BCL2 (596), FOXD2 (2306), MAPT (4137), MGC33846 (220382) mouse ... Foxd2 (17301), Rasip1 (69903), Shc2 (216148) rat ... Vgf (29461),wet ice
,,,,,, | AQ0827 |  | Sigma | AQUA ™ Peptide GAAQNIIPASTGAA[K] |  | ,,,−20°C, | AQUA Peptides , 分子生物学 , 蛋白质组学 , 质谱 |  | monoisotopic mol wt 1376.75 Da,mouse ... 3000002C10Rik (378954), EG215974(215974), EG433184(433184), EG622339(622339), EG624367 (624367), EG638833(638833), EG666342(666342), Gapdh (14433), LOC100039229(100039229), LOC100039762(100039762), LOC100039840(100039840), LOC100039875(100039875), LOC100040109(100040109), LOC100040634(100040634), LOC100040898(100040898), LOC100041204(100041204), LOC100041236(100041236), LOC100041245(100041245), LOC100041342(100041342), LOC100041399(100041399), LOC100041748(100041748), LOC100042025 (100042025), LOC100042427(100042427), LOC100043349(100043349), LOC100043724(100043724), LOC100044454(100044454), LOC100044981(100044981), LOC100047232(100047232), LOC100047352(100047352), LOC100048117 (100048117), LOC433845(433845), OTTMUSG00000005300 (654472) rat ... Gapdh (24383), LOC291543(291543), LOC366864(366864), LOC499896(499896), LOC500912 (500912), LOC680538 (680538), LOC689689(689689), RGD1560797_predicted (306115), RGD1560826_predicted (295423), RGD1564688_predicted (498099), RGD1564958_predicted (290604), RGD1565368_predicted (500983),wet ice | , |  |  | monoisotopic mol wt 1376.75 Da,−20°C,mouse ... 3000002C10Rik (378954), EG215974(215974), EG433184(433184), EG622339(622339), EG624367 (624367), EG638833(638833), EG666342(666342), Gapdh (14433), LOC100039229(100039229), LOC100039762(100039762), LOC100039840(100039840), LOC100039875(100039875), LOC100040109(100040109), LOC100040634(100040634), LOC100040898(100040898), LOC100041204(100041204), LOC100041236(100041236), LOC100041245(100041245), LOC100041342(100041342), LOC100041399(100041399), LOC100041748(100041748), LOC100042025 (100042025), LOC100042427(100042427), LOC100043349(100043349), LOC100043724(100043724), LOC100044454(100044454), LOC100044981(100044981), LOC100047232(100047232), LOC100047352(100047352), LOC100048117 (100048117), LOC433845(433845), OTTMUSG00000005300 (654472) rat ... Gapdh (24383), LOC291543(291543), LOC366864(366864), LOC499896(499896), LOC500912 (500912), LOC680538 (680538), LOC689689(689689), RGD1560797_predicted (306115), RGD1560826_predicted (295423), RGD1564688_predicted (498099), RGD1564958_predicted (290604), RGD1565368_predicted (500983),wet ice
,,,,,, | AQ0849 |  | Sigma | AQUA ™ Peptide GAEPSGGAA[R] |  | ,,,−20°C, | AQUA Peptides , 分子生物学 , 蛋白质组学 , 质谱 |  | monoisotopic mol wt 881.42 Da,human ... UBE2C (11065),wet ice | , |  |  | monoisotopic mol wt 881.42 Da,−20°C,human ... UBE2C (11065),wet ice
,,C,,,, | AQ0071 |  | Sigma | AQUA ™ Peptide GAEQLAEGG[R] |  | ,,,−20°C, | AQUA Peptides , 分子生物学 , 蛋白质组学 , 质谱 |  | monoisotopic mol wt 996.486 Da,human ... NSUN2 (54888) mouse ... Nsun2 (28114) rat ... Nsun2 (361191),wet ice | , |  |  | monoisotopic mol wt 996.486 Da,−20°C,human ... NSUN2 (54888) mouse ... Nsun2 (28114) rat ... Nsun2 (361191),wet ice
,,C,,,, | AQ0226 |  | Sigma | AQUA ™ Peptide GAIAAAHYI[R] |  | ,,,−20°C, | AQUA Peptides , 分子生物学 , 蛋白质组学 , 质谱 |  | monoisotopic mol wt 1051.58 Da,bakers yeast ... FBA1(853805),wet ice | , |  |  | monoisotopic mol wt 1051.58 Da,−20°C,bakers yeast ... FBA1(853805),wet ice
,,C,,,, | AQ0124 |  | Sigma | AQUA ™ Peptide GALQNIIPASTGAA[K] |  | ,,,−20°C, | AQUA Peptides , 分子生物学 , 蛋白质组学 , 质谱 |  | monoisotopic mol wt 1418.80 Da,human ... GAPDH (2597) pig ... GAPDH(396823),wet ice | , |  |  | monoisotopic mol wt 1418.80 Da,−20°C,human ... GAPDH (2597) pig ... GAPDH(396823),wet ice
,,,,,, | AQ0845 |  | Sigma | AQUA ™ Peptide GANPLAIDLLE[K] |  | ,,,−20°C, | AQUA Peptides , 分子生物学 , 蛋白质组学 , 质谱 |  | monoisotopic mol wt 1260.72 Da,human ... MAPK11 (5600) mouse ... Mapk11 (19094),wet ice | , |  |  | monoisotopic mol wt 1260.72 Da,−20°C,human ... MAPK11 (5600) mouse ... Mapk11 (19094),wet ice
,,C,,,, | AQ0150 |  | Sigma | AQUA ™ Peptide GDDSGATLLSADQTL[R] |  | ,,,−20°C, | AQUA Peptides , 分子生物学 , 蛋白质组学 , 质谱 |  | monoisotopic mol wt 1628.79 Da,wet ice | , |  |  | monoisotopic mol wt 1628.79 Da,−20°C,wet ice
,,C,,,, | AQ0041 |  | Sigma | AQUA ™ Peptide GDLPAFHAH[R] |  | ,,,−20°C, | AQUA Peptides , 分子生物学 , 蛋白质组学 , 质谱 |  | monoisotopic mol wt 1129.57 Da,human ... CYP2E1 (1571),wet ice | , |  |  | monoisotopic mol wt 1129.57 Da,−20°C,human ... CYP2E1 (1571),wet ice
,,C,,,, | AQ0273 |  | Sigma | AQUA ™ Peptide GEAAAERPGEAAVASSPS[K] |  | ,,,−20°C, | AQUA Peptides , 分子生物学 , 蛋白质组学 , 质谱 |  | monoisotopic mol wt 1791.88 Da,human ... MARCKS (4082) rat ... LOC294446 (294446), LOC681252 (681252), Marcks (25603),wet ice | , |  |  | monoisotopic mol wt 1791.88 Da,−20°C,human ... MARCKS (4082) rat ... LOC294446 (294446), LOC681252 (681252), Marcks (25603),wet ice
,,C,,,, | AQ0135 |  | Sigma | AQUA ™ Peptide GEILI[F]K |  | ,,,−20°C, | AQUA Peptides , 分子生物学 , 蛋白质组学 , 质谱 |  | monoisotopic mol wt 828.517 Da,human ... MMP3 (4314),wet ice | , |  |  | monoisotopic mol wt 828.517 Da,−20°C,human ... MMP3 (4314),wet ice
,,,,,, | AQ0539 |  | Sigma | AQUA ™ Peptide GEIQNILQ[K] |  | ,,,−20°C, | AQUA Peptides , 分子生物学 , 蛋白质组学 , 质谱 |  | monoisotopic mol wt 1049.60 Da,human ... KLKB1 (3818),wet ice | , |  |  | monoisotopic mol wt 1049.60 Da,−20°C,human ... KLKB1 (3818),wet ice
,,,,,, | AQ0815 |  | Sigma | AQUA ™ Peptide GENESDEQGAIVTV[R] |  | ,,,−20°C, | AQUA Peptides , 分子生物学 , 蛋白质组学 , 质谱 |  | monoisotopic mol wt 1612.76 Da,wet ice | , |  |  | monoisotopic mol wt 1612.76 Da,−20°C,wet ice
,,C,,,, | AQ0322 |  | Sigma | AQUA ™ Peptide GFGFV[K] |  | ,,,−20°C, | AQUA Peptides , 分子生物学 , 蛋白质组学 , 质谱 |  | monoisotopic mol wt 661.369 Da,African clawed frog ... LOC398218(398218) chicken ... RCJMB04_2n4(427266) cow ... LOC614783(614783) human ... DAZAP1 (26528) mouse ... Dazap1 (70248) rat ... Dazap1 (362836), RGD1310470 (305230),wet ice | , |  |  | monoisotopic mol wt 661.369 Da,−20°C,African clawed frog ... LOC398218(398218) chicken ... RCJMB04_2n4(427266) cow ... LOC614783(614783) human ... DAZAP1 (26528) mouse ... Dazap1 (70248) rat ... Dazap1 (362836), RGD1310470 (305230),wet ice
,,C,,,, | AQ0327 |  | Sigma | AQUA ™ Peptide GFPHVIYA[R] |  | ,,,−20°C, | AQUA Peptides , 分子生物学 , 蛋白质组学 , 质谱 |  | monoisotopic mol wt 1068.57 Da,monoisotopic mol wt 1068.574418 Da,Drosophila melanogaster ... Med(43725) African clawed frog ... Smad10(403398), Xsmad4b(403356) cow ... SMAD4(540248) dog ... SMAD4(476196) honey bee ... LOC409321(409321) human ... SMAD4 (4089) mouse ... LOC100048076(100048076), Smad4 (17128) pig ... SMAD4(397142) rat ... Smad4 (50554) sheep ... SMAD4(443171),wet ice | , |  |  | monoisotopic mol wt 1068.57 Da,monoisotopic mol wt 1068.574418 Da,−20°C,Drosophila melanogaster ... Med(43725) African clawed frog ... Smad10(403398), Xsmad4b(403356) cow ... SMAD4(540248) dog ... SMAD4(476196) honey bee ... LOC409321(409321) human ... SMAD4 (4089) mouse ... LOC100048076(100048076), Smad4 (17128) pig ... SMAD4(397142) rat ... Smad4 (50554) sheep ... SMAD4(443171),wet ice
,,,,,, | AQ0919 |  | Sigma | AQUA ™ Peptide GFPQILGAAGDVSAGSVLL[R] |  | ,,,−20°C, | AQUA Peptides , 分子生物学 , 蛋白质组学 , 质谱 |  | monoisotopic mol wt 1938.25 Da,wet ice | , |  |  | monoisotopic mol wt 1938.25 Da,−20°C,wet ice
,,,,,, | AQ0693 |  | Sigma | AQUA ™ Peptide GGDDLDPNYVLSS[R] |  | ,,,−20°C, | AQUA Peptides , 分子生物学 , 蛋白质组学 , 质谱 |  | monoisotopic mol wt 1516.70 Da,human ... CKB (1152), CKM (1158) mouse ... Ckb (12709), Ckm (12715), Psmf1 (228769) rat ... Ckb (24264), Ckm (24265),wet ice | , |  |  | monoisotopic mol wt 1516.70 Da,−20°C,human ... CKB (1152), CKM (1158) mouse ... Ckb (12709), Ckm (12715), Psmf1 (228769) rat ... Ckb (24264), Ckm (24265),wet ice
,,C,,,, | AQ0275 |  | Sigma | AQUA ™ Peptide GGSQGEEVGELP[R] |  | ,,,−20°C, | AQUA Peptides , 分子生物学 , 蛋白质组学 , 质谱 |  | monoisotopic mol wt 1323.63 Da,rat ... Cnp (25275),wet ice | , |  |  | monoisotopic mol wt 1323.63 Da,−20°C,rat ... Cnp (25275),wet ice
,,C,,,, | AQ0037 |  | Sigma | AQUA ™ Peptide GHFPLAE[R] |  | ,,,−20°C, | AQUA Peptides , 分子生物学 , 蛋白质组学 , 质谱 |  | monoisotopic mol wt 935.485 Da,human ... CYP2C19 (1557),wet ice | , |  |  | monoisotopic mol wt 935.485 Da,−20°C,human ... CYP2C19 (1557),wet ice
,,C,,,, | AQ0004 |  | Sigma | AQUA ™ Peptide GHTLTLDFT[R] |  | ,,,−20°C, | AQUA Peptides , 分子生物学 , 蛋白质组学 , 质谱 |  | monoisotopic mol wt 1169.61 Da,wet ice | , |  |  | monoisotopic mol wt 1169.61 Da,−20°C,wet ice
,,C,,,, | AQ0283 |  | Sigma | AQUA ™ Peptide GIFGTWA[K] |  | ,,,−20°C, | AQUA Peptides , 分子生物学 , 蛋白质组学 , 质谱 |  | monoisotopic mol wt 886.479 Da,rat ... Sycn (245917),wet ice | , |  |  | monoisotopic mol wt 886.479 Da,−20°C,rat ... Sycn (245917),wet ice
,,C,,,, | AQ0035 |  | Sigma | AQUA ™ Peptide GIFPLAE[R] |  | ,,,−20°C, | AQUA Peptides , 分子生物学 , 蛋白质组学 , 质谱 |  | monoisotopic mol wt 911.510 Da,human ... CYP2C9 (1559),wet ice | , |  |  | monoisotopic mol wt 911.510 Da,−20°C,human ... CYP2C9 (1559),wet ice
,,C,,,, | AQ0230 |  | Sigma | AQUA ™ Peptide GILFVGSGVSGGEEGA[R] |  | ,,,−20°C, | AQUA Peptides , 分子生物学 , 蛋白质组学 , 质谱 |  | monoisotopic mol wt 1600.81 Da,bakers yeast ... GND1(856589) dog ... PGD(478236) human ... PGD (5226) mouse ... Pgd (110208) rat ... Pgd (362660),wet ice | , |  |  | monoisotopic mol wt 1600.81 Da,−20°C,bakers yeast ... GND1(856589) dog ... PGD(478236) human ... PGD (5226) mouse ... Pgd (110208) rat ... Pgd (362660),wet ice
,,C,,,, | AQ0013 |  | Sigma | AQUA ™ Peptide GIQNQAEP[R] |  | ,,,−20°C, | AQUA Peptides , 分子生物学 , 蛋白质组学 , 质谱 |  | monoisotopic mol wt 1021.51 Da,cow ... MGC148432(514777) human ... BUB1 (699),wet ice | , |  |  | monoisotopic mol wt 1021.51 Da,−20°C,cow ... MGC148432(514777) human ... BUB1 (699),wet ice
,,,,,, | AQ0758 |  | Sigma | AQUA ™ Peptide GITVEEAAPTA[K] |  | ,,,−20°C, | AQUA Peptides , 分子生物学 , 蛋白质组学 , 质谱 |  | monoisotopic mol wt 1193.64 Da,rat ... Grk1 (81760),wet ice | , |  |  | monoisotopic mol wt 1193.64 Da,−20°C,rat ... Grk1 (81760),wet ice
,,,,,, | AQ0409 |  | Sigma | AQUA ™ Peptide GIVLTGGGCLL[R] |  | ,,,−20°C, | AQUA Peptides , 分子生物学 , 蛋白质组学 , 质谱 |  | monoisotopic mol wt 1167.67 Da,wet ice | , |  |  | monoisotopic mol wt 1167.67 Da,−20°C,wet ice
,,,,,, | AQ0869 |  | Sigma | AQUA ™ Peptide GLAPEVAD[R] |  | ,,,−20°C, | AQUA Peptides , 分子生物学 , 蛋白质组学 , 质谱 |  | monoisotopic mol wt 936.49 Da,human ... HARS (3035), HARS2 (23438) mouse ... Hars (15115), Hars2 (70791) rat ... Dnd1 (307492),wet ice | , |  |  | monoisotopic mol wt 936.49 Da,−20°C,human ... HARS (3035), HARS2 (23438) mouse ... Hars (15115), Hars2 (70791) rat ... Dnd1 (307492),wet ice
,,C,,,, | AQ0217 |  | Sigma | AQUA ™ Peptide GLDLTEDTYKP[R] |  | ,,,−20°C, | AQUA Peptides , 分子生物学 , 蛋白质组学 , 质谱 |  | monoisotopic mol wt 1416.71 Da,wet ice | , |  |  | monoisotopic mol wt 1416.71 Da,−20°C,wet ice
,,,,,, | AQ0884 |  | Sigma | AQUA ™ Peptide GLFIIDD[K] |  | ,,,−20°C, | AQUA Peptides , 分子生物学 , 蛋白质组学 , 质谱 |  | monoisotopic mol wt 927.52 Da,human ... PRDX1 (5052), PRDX4 (10549) mouse ... Prdx1 (18477), Prdx4 (53381) rat ... Prdx1 (117254),wet ice | , |  |  | monoisotopic mol wt 927.52 Da,−20°C,human ... PRDX1 (5052), PRDX4 (10549) mouse ... Prdx1 (18477), Prdx4 (53381) rat ... Prdx1 (117254),wet ice
,,,,,, | AQ0810 |  | Sigma | AQUA ™ Peptide GLGTDEESILTLLTS[R] |  | ,,,−20°C, | AQUA Peptides , 分子生物学 , 蛋白质组学 , 质谱 |  | monoisotopic mol wt 1713.90 Da,human ... ANXA5 (308),wet ice | , |  |  | monoisotopic mol wt 1713.90 Da,−20°C,human ... ANXA5 (308),wet ice
,,C,,,, | AQ0232 |  | Sigma | AQUA ™ Peptide GL[P]LAISLLLK |  | ,,,−20°C, | AQUA Peptides , 分子生物学 , 蛋白质组学 , 质谱 |  | monoisotopic mol wt 1142.77 Da,wet ice | , |  |  | monoisotopic mol wt 1142.77 Da,−20°C,wet ice
,,,,,, | AQ0567 |  | Sigma | AQUA ™ Peptide GLQEAAEE[R] |  | ,,,−20°C, | AQUA Peptides , 分子生物学 , 蛋白质组学 , 质谱 |  | monoisotopic mol wt 1011.49 Da,human ... VGF (7425),wet ice | , |  |  | monoisotopic mol wt 1011.49 Da,−20°C,human ... VGF (7425),wet ice
,,,,,, | AQ0702 |  | Sigma | AQUA ™ Peptide GLVLIAFSQYLQ[K] |  | ,,,−20°C, | AQUA Peptides , 分子生物学 , 蛋白质组学 , 质谱 |  | monoisotopic mol wt 1486.86 Da,mouse ... Alb (11657) rat ... Alb (24186),wet ice | , |  |  | monoisotopic mol wt 1486.86 Da,−20°C,mouse ... Alb (11657) rat ... Alb (24186),wet ice
,,,,,, | AQ0598 |  | Sigma | AQUA ™ Peptide GNELSLVLLDASTGEL[K] |  | ,,,−20°C, | AQUA Peptides , 分子生物学 , 蛋白质组学 , 质谱 |  | monoisotopic mol wt 1765.96 Da,wet ice | , |  |  | monoisotopic mol wt 1765.96 Da,−20°C,wet ice
,,C,,,, | AQ0325 |  | Sigma | AQUA ™ Peptide GPLPAAPPVAPE[R] |  | ,,,−20°C, | AQUA Peptides , 分子生物学 , 蛋白质组学 , 质谱 |  | monoisotopic mol wt 1280.71 Da,human ... RTN4 (57142),wet ice | , |  |  | monoisotopic mol wt 1280.71 Da,−20°C,human ... RTN4 (57142),wet ice
,,,,,, | AQ0769 |  | Sigma | AQUA ™ Peptide GPYTLQGLLGCELGPDDTSVPTA[K] |  | ,,,−20°C, | AQUA Peptides , 分子生物学 , 蛋白质组学 , 质谱 |  | monoisotopic mol wt 2439.21 Da,wet ice | , |  |  | monoisotopic mol wt 2439.21 Da,−20°C,wet ice
,,C,,,, | AQ0081 |  | Sigma | AQUA ™ Peptide GQEDLILSYEPVT[R] |  | ,,,−20°C, | AQUA Peptides , 分子生物学 , 蛋白质组学 , 质谱 |  | monoisotopic mol wt 1628.83 Da,human ... DLG2 (1740) mouse ... Dlg2 (23859) rat ... Dlg2 (64053),wet ice | , |  |  | monoisotopic mol wt 1628.83 Da,−20°C,human ... DLG2 (1740) mouse ... Dlg2 (23859) rat ... Dlg2 (64053),wet ice
,,C,,,, | AQ0321 |  | Sigma | AQUA ™ Peptide GQNHNVQGFHPY[R] |  | ,,,−20°C, | AQUA Peptides , 分子生物学 , 蛋白质组学 , 质谱 |  | monoisotopic mol wt 1562.74 Da,African clawed frog ... LOC398218(398218) chicken ... RCJMB04_2n4(427266) cow ... LOC614783(614783) human ... DAZAP1 (26528) mouse ... Dazap1 (70248) rat ... Dazap1 (362836),wet ice | , |  |  | monoisotopic mol wt 1562.74 Da,−20°C,African clawed frog ... LOC398218(398218) chicken ... RCJMB04_2n4(427266) cow ... LOC614783(614783) human ... DAZAP1 (26528) mouse ... Dazap1 (70248) rat ... Dazap1 (362836),wet ice
,,,,,, | AQ0768 |  | Sigma | AQUA ™ Peptide GQTAESLAVHDITVCEQ[K] |  | ,,,−20°C, | AQUA Peptides , 分子生物学 , 蛋白质组学 , 质谱 |  | monoisotopic mol wt 1935.95 Da,wet ice | , |  |  | monoisotopic mol wt 1935.95 Da,−20°C,wet ice
,,,,,, | AQ0629 |  | Sigma | AQUA ™ Peptide GRPDITHAVP[K] |  | ,,,−20°C, | AQUA Peptides , 分子生物学 , 蛋白质组学 , 质谱 |  | monoisotopic mol wt 1197.67 Da,wet ice | , |  |  | monoisotopic mol wt 1197.67 Da,−20°C,wet ice
,,,,,, | AQ0425 |  | Sigma | AQUA ™ Peptide GSLLDFL[K] |  | ,,,−20°C, | AQUA Peptides , 分子生物学 , 蛋白质组学 , 质谱 |  | monoisotopic mol wt 899.52 Da,human ... FGR (2268), FYN (2534), HCK (3055), LYN (4067), SRC (6714), YES1 (7525) mouse ... Fgr (14191), Fyn (14360), Hck (15162), Lyn (17096), Src (20779), Yes1 (22612) rat ... Fyn (25150), Hck (25734), Lyn (81515), Src (83805),wet ice | , |  |  | monoisotopic mol wt 899.52 Da,−20°C,human ... FGR (2268), FYN (2534), HCK (3055), LYN (4067), SRC (6714), YES1 (7525) mouse ... Fgr (14191), Fyn (14360), Hck (15162), Lyn (17096), Src (20779), Yes1 (22612) rat ... Fyn (25150), Hck (25734), Lyn (81515), Src (83805),wet ice
,,,,,, | AQ0718 |  | Sigma | AQUA ™ Peptide GSLSYLDVT[R] |  | ,,,−20°C, | AQUA Peptides , 分子生物学 , 蛋白质组学 , 质谱 |  | monoisotopic mol wt 1119.58 Da,wet ice | , |  |  | monoisotopic mol wt 1119.58 Da,−20°C,wet ice
,,C,,,, | AQ0319 |  | Sigma | AQUA ™ Peptide GSNYSEILD[K] |  | ,,,−20°C, | AQUA Peptides , 分子生物学 , 蛋白质组学 , 质谱 |  | monoisotopic mol wt 1132.55 Da,cow ... FSTL1(534482) dog ... FSTL1(608384) human ... FSTL1 (11167) mouse ... Fstl1 (14314) rat ... Fstl1 (79210),wet ice | , |  |  | monoisotopic mol wt 1132.55 Da,−20°C,cow ... FSTL1(534482) dog ... FSTL1(608384) human ... FSTL1 (11167) mouse ... Fstl1 (14314) rat ... Fstl1 (79210),wet ice
,,,,,, | AQ0553 |  | Sigma | AQUA ™ Peptide GSPAINVAVHVF[R] |  | ,,,−20°C, | AQUA Peptides , 分子生物学 , 蛋白质组学 , 质谱 |  | monoisotopic mol wt 1375.76 Da,human ... TTR (7276),wet ice | , |  |  | monoisotopic mol wt 1375.76 Da,−20°C,human ... TTR (7276),wet ice
,,C,,,, | AQ0094 |  | Sigma | AQUA ™ Peptide GSTAENAE(pY)L[R] |  | ,,,−20°C, | AQUA Peptides , 分子生物学 , 蛋白质组学 , 质谱 |  | monoisotopic mol wt 1299.54 Da,human ... EGFR (1956),wet ice | , |  |  | monoisotopic mol wt 1299.54 Da,−20°C,human ... EGFR (1956),wet ice
,,C,,,, | AQ0310 |  | Sigma | AQUA ™ Peptide GSTASQVLQ[R] |  | ,,,−20°C, | AQUA Peptides , 分子生物学 , 蛋白质组学 , 质谱 |  | monoisotopic mol wt 1055.56 Da,mouse ... LOC100046151 (100046151), Slc25a3 (18674) rat ... Slc25a3 (245959),wet ice | , |  |  | monoisotopic mol wt 1055.56 Da,−20°C,mouse ... LOC100046151 (100046151), Slc25a3 (18674) rat ... Slc25a3 (245959),wet ice
,,,,,, | AQ0649 |  | Sigma | AQUA ™ Peptide GTDPSLSPSPAALPPAPGTELSYLDGTF[R] |  | ,,,−20°C, | AQUA Peptides , 分子生物学 , 蛋白质组学 , 质谱 |  | monoisotopic mol wt 2923.45 Da,wet ice | , |  |  | monoisotopic mol wt 2923.45 Da,−20°C,wet ice
,,C,,,, | AQ0137 |  | Sigma | AQUA ™ Peptide GTDVNVFNTILTT[R] |  | ,,,−20°C, | AQUA Peptides , 分子生物学 , 蛋白质组学 , 质谱 |  | monoisotopic mol wt 1559.82 Da,human ... ANXA1 (301) rat ... Anxa1 (25380),wet ice | , |  |  | monoisotopic mol wt 1559.82 Da,−20°C,human ... ANXA1 (301) rat ... Anxa1 (25380),wet ice
,,,,,, | AQ0441 |  | Sigma | AQUA ™ Peptide GTGASGSF[K] |  | ,,,−20°C, | AQUA Peptides , 分子生物学 , 蛋白质组学 , 质谱 |  | monoisotopic mol wt 818.40 Da,human ... HIST1H1A (3024), HIST1H1B (3009), HIST1H1C (3006), HIST1H1D (3007), HIST1H1E (3008), HIST1H1T (3010) mouse ... Hist1h1b (56702), Hist1h1c (50708), Hist1h1d (14957), Hist1h1e (50709), Hist1h1t (107970) rat ... H1f4 (201097), Hist1h1t (24438), LOC680522 (680522), LOC684681 (684681), LOC684828 (684828),wet ice | , |  |  | monoisotopic mol wt 818.40 Da,−20°C,human ... HIST1H1A (3024), HIST1H1B (3009), HIST1H1C (3006), HIST1H1D (3007), HIST1H1E (3008), HIST1H1T (3010) mouse ... Hist1h1b (56702), Hist1h1c (50708), Hist1h1d (14957), Hist1h1e (50709), Hist1h1t (107970) rat ... H1f4 (201097), Hist1h1t (24438), LOC680522 (680522), LOC684681 (684681), LOC684828 (684828),wet ice
,,,,,, | AQ0834 |  | Sigma | AQUA ™ Peptide GTIEIINDVPIL[K] |  | ,,,−20°C, | AQUA Peptides , 分子生物学 , 蛋白质组学 , 质谱 |  | monoisotopic mol wt 1431.84 Da,wet ice | , |  |  | monoisotopic mol wt 1431.84 Da,−20°C,wet ice
,,,,,, | AQ0809 |  | Sigma | AQUA ™ Peptide GTVTDFPGFDE[R] |  | ,,,−20°C, | AQUA Peptides , 分子生物学 , 蛋白质组学 , 质谱 |  | monoisotopic mol wt 1349.61 Da,human ... ANXA5 (308),wet ice | , |  |  | monoisotopic mol wt 1349.61 Da,−20°C,human ... ANXA5 (308),wet ice
,,,,,, | AQ0368 |  | Sigma | AQUA ™ Peptide GVDETLLVNEL[K] |  | ,,,−20°C, | AQUA Peptides , 分子生物学 , 蛋白质组学 , 质谱 |  | monoisotopic mol wt 1336.73 Da,wet ice | , |  |  | monoisotopic mol wt 1336.73 Da,−20°C,wet ice
,,,,,, | AQ0723 |  | Sigma | AQUA ™ Peptide GVEDSSYLVALD[K] |  | ,,,−20°C, | AQUA Peptides , 分子生物学 , 蛋白质组学 , 质谱 |  | monoisotopic mol wt 1402.71 Da,wet ice | , |  |  | monoisotopic mol wt 1402.71 Da,−20°C,wet ice
,,C,,,, | AQ0166 |  | Sigma | AQUA ™ Peptide GVVDSDDLPLDVS[R] |  | ,,,−20°C, | AQUA Peptides , 分子生物学 , 蛋白质组学 , 质谱 |  | monoisotopic mol wt 1495.74 Da,wet ice | , |  |  | monoisotopic mol wt 1495.74 Da,−20°C,wet ice
,,,,,, | AQ0498 |  | Sigma | AQUA ™ Peptide GYDNGIIWATW[K] |  | ,,,−20°C, | AQUA Peptides , 分子生物学 , 蛋白质组学 , 质谱 |  | monoisotopic mol wt 1430.71 Da,human ... FGG (2266) rat ... Fgg (24367),wet ice | , |  |  | monoisotopic mol wt 1430.71 Da,−20°C,human ... FGG (2266) rat ... Fgg (24367),wet ice
,,C,,,, | AQ0104 |  | Sigma | AQUA ™ Peptide GYGVIFANGN[R] |  | ,,,−20°C, | AQUA Peptides , 分子生物学 , 蛋白质组学 , 质谱 |  | monoisotopic mol wt 1176.59 Da,human ... CYP2B6 (1555),wet ice | , |  |  | monoisotopic mol wt 1176.59 Da,−20°C,human ... CYP2B6 (1555),wet ice
,,,,,, | AQ0502 |  | Sigma | AQUA ™ Peptide GYHLNEEGT[R] |  | ,,,−20°C, | AQUA Peptides , 分子生物学 , 蛋白质组学 , 质谱 |  | monoisotopic mol wt 1184.55 Da,human ... FBLN1 (2192) mouse ... Fbln1 (14114) rat ... Fbln1_predicted (315191),wet ice | , |  |  | monoisotopic mol wt 1184.55 Da,−20°C,human ... FBLN1 (2192) mouse ... Fbln1 (14114) rat ... Fbln1_predicted (315191),wet ice
,,C,,,, | AQ0043 |  | Sigma | AQUA ™ Peptide GYLIP[K] |  | ,,,−20°C, | AQUA Peptides , 分子生物学 , 蛋白质组学 , 质谱 |  | monoisotopic mol wt 697.425 Da,Escherichia coli O157:H7 EDL933 ... yeaG(961757) Pseudoalteromonas atlantica T6c ... Patl_1394(4173534) Yersinia pestis biovar Microtus str. 91001 ... prkA(2764644) human ... CYP27C1 (339761), CYP2E1 (1571) mouse ... Cyp2b19 (13090),wet ice | , |  |  | monoisotopic mol wt 697.425 Da,−20°C,Escherichia coli O157:H7 EDL933 ... yeaG(961757) Pseudoalteromonas atlantica T6c ... Patl_1394(4173534) Yersinia pestis biovar Microtus str. 91001 ... prkA(2764644) human ... CYP27C1 (339761), CYP2E1 (1571) mouse ... Cyp2b19 (13090),wet ice
,,,,,, | AQ0419 |  | Sigma | AQUA ™ Peptide GYLLTLDFT[K] |  | ,,,−20°C, | AQUA Peptides , 分子生物学 , 蛋白质组学 , 质谱 |  | monoisotopic mol wt 1177.65 Da,mouse ... Lamp1 (16783),wet ice | , |  |  | monoisotopic mol wt 1177.65 Da,−20°C,mouse ... Lamp1 (16783),wet ice
,,,,,, | AQ0600 |  | Sigma | AQUA ™ Peptide HADDSSSSTEIGS[K] |  | ,,,−20°C, | AQUA Peptides , 分子生物学 , 蛋白质组学 , 质谱 |  | monoisotopic mol wt 1427.63 Da,wet ice | , |  |  | monoisotopic mol wt 1427.63 Da,−20°C,wet ice
,,,,,, | AQ0487 |  | Sigma | AQUA ™ Peptide HEGSFIQGAE[K] |  | ,,,−20°C, | AQUA Peptides , 分子生物学 , 蛋白质组学 , 质谱 |  | monoisotopic mol wt 1209.59 Da,human ... C6 (729),wet ice | , |  |  | monoisotopic mol wt 1209.59 Da,−20°C,human ... C6 (729),wet ice
,,,,,, | AQ0835 |  | Sigma | AQUA ™ Peptide HEQNID(CAM)GGGYV[K] |  | ,,,−20°C, | AQUA Peptides , 分子生物学 , 蛋白质组学 , 质谱 |  | monoisotopic mol wt 1483.66 Da,human ... CALR (811) mouse ... Calr (12317) rat ... Calr (64202),wet ice | , |  |  | monoisotopic mol wt 1483.66 Da,−20°C,human ... CALR (811) mouse ... Calr (12317) rat ... Calr (64202),wet ice
,,C,,,, | AQ0172 |  | Sigma | AQUA ™ Peptide HFGEFFNLDQTVQSTIEDI[K] |  | ,,,−20°C, | AQUA Peptides , 分子生物学 , 蛋白质组学 , 质谱 |  | monoisotopic mol wt 2375.15 Da,wet ice | , |  |  | monoisotopic mol wt 2375.15 Da,−20°C,wet ice
,,,,,, | AQ0433 |  | Sigma | AQUA ™ Peptide HGDLPDIQI[K] |  | ,,,−20°C, | AQUA Peptides , 分子生物学 , 蛋白质组学 , 质谱 |  | monoisotopic mol wt 1142.62 Da,human ... LOC731751(731751), PRKDC (5591),wet ice | , |  |  | monoisotopic mol wt 1142.62 Da,−20°C,human ... LOC731751(731751), PRKDC (5591),wet ice
,,C,,,, | AQ0210 |  | Sigma | AQUA ™ Peptide HHLDPVPPAGDSSPTEAL[K] |  | ,,,−20°C, | AQUA Peptides , 分子生物学 , 蛋白质组学 , 质谱 |  | monoisotopic mol wt 1974.99 Da,wet ice | , |  |  | monoisotopic mol wt 1974.99 Da,−20°C,wet ice
,,C,,,, | AQ0029 |  | Sigma | AQUA ™ Peptide HINPVAASLIQ[K] |  | ,,,−20°C, | AQUA Peptides , 分子生物学 , 蛋白质组学 , 质谱 |  | monoisotopic mol wt 1297.76 Da,dog ... PLK1(489971) human ... PLK1 (5347) mouse ... Plk1 (18817) pig ... PLK1(396953) rat ... Plk1 (25515),wet ice | , |  |  | monoisotopic mol wt 1297.76 Da,−20°C,dog ... PLK1(489971) human ... PLK1 (5347) mouse ... Plk1 (18817) pig ... PLK1(396953) rat ... Plk1 (25515),wet ice
,,,,,, | AQ0935 |  | Sigma | AQUA ™ Peptide HLEINPDHSIIETL[R] |  | ,,,−20°C, | AQUA Peptides , 分子生物学 , 蛋白质组学 , 质谱 |  | monoisotopic mol wt 1797.04 Da,human ... HSP90AA1 (15519) mouse ... Hsp90aa1 (299331) rat ... Hsp90aa1 (3320),wet ice | , |  |  | monoisotopic mol wt 1797.04 Da,−20°C,human ... HSP90AA1 (15519) mouse ... Hsp90aa1 (299331) rat ... Hsp90aa1 (3320),wet ice
,,C,,,, | AQ0251 |  | Sigma | AQUA ™ Peptide HLGTLNFGGI[R] |  | ,,,−20°C, | AQUA Peptides , 分子生物学 , 蛋白质组学 , 质谱 |  | monoisotopic mol wt 1193.65 Da,cow ... ATP6V0A1(286768) dog ... ATP6V0A1(607705) human ... ATP6V0A1 (535) mouse ... Atp6v0a1 (11975) rat ... Atp6v0a1 (29757),wet ice | , |  |  | monoisotopic mol wt 1193.65 Da,−20°C,cow ... ATP6V0A1(286768) dog ... ATP6V0A1(607705) human ... ATP6V0A1 (535) mouse ... Atp6v0a1 (11975) rat ... Atp6v0a1 (29757),wet ice
,,C,,,, | AQ0242 |  | Sigma | AQUA ™ Peptide HLTYENVE[R] |  | ,,,−20°C, | AQUA Peptides , 分子生物学 , 蛋白质组学 , 质谱 |  | monoisotopic mol wt 1169.57 Da,Drosophila melanogaster ... Rab11(42501) African clawed frog ... LOC496163(496163), rab11b(379824) chicken ... RAB11A(415544), RAB11B(420063) cow ... MGC133992(534708) dog ... RAB11B(611619) honey bee ... LOC551603(551603) human ... RAB11A (8766), RAB11B (9230) mouse ... EG665419(665419), Rab11a (53869), Rab11b (19326) rat ... Rab11a (81830), Rab11b (79434),wet ice | , |  |  | monoisotopic mol wt 1169.57 Da,−20°C,Drosophila melanogaster ... Rab11(42501) African clawed frog ... LOC496163(496163), rab11b(379824) chicken ... RAB11A(415544), RAB11B(420063) cow ... MGC133992(534708) dog ... RAB11B(611619) honey bee ... LOC551603(551603) human ... RAB11A (8766), RAB11B (9230) mouse ... EG665419(665419), Rab11a (53869), Rab11b (19326) rat ... Rab11a (81830), Rab11b (79434),wet ice
,,C,,,, | AQ0039 |  | Sigma | AQUA ™ Peptide HPEVTA[K] |  | ,,,−20°C, | AQUA Peptides , 分子生物学 , 蛋白质组学 , 质谱 |  | monoisotopic mol wt 788.427 Da,cow ... MGC127491(616593) human ... CYP2C19 (1557), CYP2C8 (1558), CYP2C9 (1559),wet ice | , |  |  | monoisotopic mol wt 788.427 Da,−20°C,cow ... MGC127491(616593) human ... CYP2C19 (1557), CYP2C8 (1558), CYP2C9 (1559),wet ice
,,C,,,, | AQ0103 |  | Sigma | AQUA ™ Peptide HPNTHD[R] |  | ,,,−20°C, | AQUA Peptides , 分子生物学 , 蛋白质组学 , 质谱 |  | monoisotopic mol wt 885.408 Da,human ... CYP2B6 (1555),wet ice | , |  |  | monoisotopic mol wt 885.408 Da,−20°C,human ... CYP2B6 (1555),wet ice
,,,,,, | AQ0760 |  | Sigma | AQUA ™ Peptide HQDVSILYADIVGFTQLASDCSP[K] |  | ,,,−20°C, | AQUA Peptides , 分子生物学 , 蛋白质组学 , 质谱 |  | monoisotopic mol wt 2614.28 Da,wet ice | , |  |  | monoisotopic mol wt 2614.28 Da,−20°C,wet ice
,,C,,,, | AQ0318 |  | Sigma | AQUA ™ Peptide HQETAE[K] |  | ,,,−20°C, | AQUA Peptides , 分子生物学 , 蛋白质组学 , 质谱 |  | monoisotopic mol wt 849.407 Da,cow ... FSTL1(534482) dog ... FSTL1(608384) human ... FSTL1 (11167),wet ice | , |  |  | monoisotopic mol wt 849.407 Da,−20°C,cow ... FSTL1(534482) dog ... FSTL1(608384) human ... FSTL1 (11167),wet ice
,,C,,,, | AQ0191 |  | Sigma | AQUA ™ Peptide HRPTAGAFDHSDLDAEL[R] |  | ,,,−20°C, | AQUA Peptides , 分子生物学 , 蛋白质组学 , 质谱 |  | monoisotopic mol wt 2016.96 Da,wet ice | , |  |  | monoisotopic mol wt 2016.96 Da,−20°C,wet ice
,,C,,,, | AQ0200 |  | Sigma | AQUA ™ Peptide HSNVVILTTSDITE[K] |  | ,,,−20°C, | AQUA Peptides , 分子生物学 , 蛋白质组学 , 质谱 |  | monoisotopic mol wt 1663.89 Da,wet ice | , |  |  | monoisotopic mol wt 1663.89 Da,−20°C,wet ice
,,,,,, | AQ0615 |  | Sigma | AQUA ™ Peptide HTAEYAADIT[K] |  | ,,,−20°C, | AQUA Peptides , 分子生物学 , 蛋白质组学 , 质谱 |  | monoisotopic mol wt 1226.60 Da,wet ice | , |  |  | monoisotopic mol wt 1226.60 Da,−20°C,wet ice
,,,,,, | AQ0447 |  | Sigma | AQUA ™ Peptide HTLNQIDEV[K] |  | ,,,−20°C, | AQUA Peptides , 分子生物学 , 蛋白质组学 , 质谱 |  | monoisotopic mol wt 1203.63 Da,human ... AHSG (197),wet ice | , |  |  | monoisotopic mol wt 1203.63 Da,−20°C,human ... AHSG (197),wet ice
,,C,,,, | AQ0033 |  | Sigma | AQUA ™ Peptide HVGFATIP[R] |  | ,,,−20°C, | AQUA Peptides , 分子生物学 , 蛋白质组学 , 质谱 |  | monoisotopic mol wt 1006.56 Da,dog ... CYP2A13(484494) human ... CYP2A13 (1553), CYP2A6 (1548), CYP2A7 (1549),wet ice | , |  |  | monoisotopic mol wt 1006.56 Da,−20°C,dog ... CYP2A13(484494) human ... CYP2A13 (1553), CYP2A6 (1548), CYP2A7 (1549),wet ice
,,,,,, | AQ0841 |  | Sigma | AQUA ™ Peptide HVVFGEVVEGLDVV[K] |  | ,,,−20°C, | AQUA Peptides , 分子生物学 , 蛋白质组学 , 质谱 |  | monoisotopic mol wt 1632.90 Da,wet ice | , |  |  | monoisotopic mol wt 1632.90 Da,−20°C,wet ice
,,C,,,, | AQ0116 |  | Sigma | AQUA ™ Peptide IAAGQAVEAIV[K] |  | ,,,, | AQUA Peptides , 分子生物学 , 蛋白质组学 , 质谱 |  | monoisotopic mol wt 1176.70 Da,chicken ... BTAF1(423817) cow ... LOC523664(523664) dog ... BTAF1(486800) human ... BTAF1 (9044) mouse ... Btaf1 (107182) rat ... Btaf1 (368042),wet ice | , |  |  | monoisotopic mol wt 1176.70 Da,chicken ... BTAF1(423817) cow ... LOC523664(523664) dog ... BTAF1(486800) human ... BTAF1 (9044) mouse ... Btaf1 (107182) rat ... Btaf1 (368042),wet ice
,,,,,, | AQ0396 |  | Sigma | AQUA ™ Peptide IADIQLEGL[R] |  | ,,,−20°C, | AQUA Peptides , 分子生物学 , 蛋白质组学 , 质谱 |  | monoisotopic mol wt 1136.64 Da,wet ice | , |  |  | monoisotopic mol wt 1136.64 Da,−20°C,wet ice
,,,,,, | AQ0398 |  | Sigma | AQUA ™ Peptide IAEVFEELTGS[K] |  | ,,,−20°C, | AQUA Peptides , 分子生物学 , 蛋白质组学 , 质谱 |  | monoisotopic mol wt 1329.69 Da,wet ice | , |  |  | monoisotopic mol wt 1329.69 Da,−20°C,wet ice
,,,,,, | AQ0739 |  | Sigma | AQUA ™ Peptide IAFQYGVTDL[R] |  | ,,,−20°C, | AQUA Peptides , 分子生物学 , 蛋白质组学 , 质谱 |  | monoisotopic mol wt 1291.680 Da,human ... MYBPC3 (4607),wet ice | , |  |  | monoisotopic mol wt 1291.680 Da,−20°C,human ... MYBPC3 (4607),wet ice
,,,,,, | AQ0507 |  | Sigma | AQUA ™ Peptide IANIDDTQYLAA[K] |  | ,,,−20°C, | AQUA Peptides , 分子生物学 , 蛋白质组学 , 质谱 |  | monoisotopic mol wt 1442.75 Da,human ... CNDP1 (84735),wet ice | , |  |  | monoisotopic mol wt 1442.75 Da,−20°C,human ... CNDP1 (84735),wet ice
,,C,,,, | AQ0090 |  | Sigma | AQUA ™ Peptide IANVFTNA[F]R |  | ,,,−20°C, | AQUA Peptides , 分子生物学 , 蛋白质组学 , 质谱 |  | monoisotopic mol wt 1161.64 Da,human ... MPO (4353) mouse ... Mpo (17523) rat ... Mpo (303413),wet ice | , |  |  | monoisotopic mol wt 1161.64 Da,−20°C,human ... MPO (4353) mouse ... Mpo (17523) rat ... Mpo (303413),wet ice
,,C,,,, | AQ0123 |  | Sigma | AQUA ™ Peptide IASDSLSFLFI[K] |  | ,,,−20°C, | AQUA Peptides , 分子生物学 , 蛋白质组学 , 质谱 |  | monoisotopic mol wt 1347.75 Da,mouse ... L1td1 (381591),wet ice | , |  |  | monoisotopic mol wt 1347.75 Da,−20°C,mouse ... L1td1 (381591),wet ice
,,,,,, | AQ0389 |  | Sigma | AQUA ™ Peptide ICQDLS[K] |  | ,,,−20°C, | AQUA Peptides , 分子生物学 , 蛋白质组学 , 质谱 |  | monoisotopic mol wt 813.41 Da,human ... DNAH10 (196385),wet ice | , |  |  | monoisotopic mol wt 813.41 Da,−20°C,human ... DNAH10 (196385),wet ice
,,,,,, | AQ0610 |  | Sigma | AQUA ™ Peptide IDATDADEPNTLNS[K] |  | ,,,−20°C, | AQUA Peptides , 分子生物学 , 蛋白质组学 , 质谱 |  | monoisotopic mol wt 1610.75 Da,wet ice | , |  |  | monoisotopic mol wt 1610.75 Da,−20°C,wet ice
,,,,,, | AQ0576 |  | Sigma | AQUA ™ Peptide IDATTH[I]GGVQIK |  | ,,,−20°C, | AQUA Peptides , 分子生物学 , 蛋白质组学 , 质谱 |  | monoisotopic mol wt 1358.76 Da,wet ice | , |  |  | monoisotopic mol wt 1358.76 Da,−20°C,wet ice
,,,,,, | AQ0458 |  | Sigma | AQUA ™ Peptide IDQTVEEL[R] |  | ,,,−20°C, | AQUA Peptides , 分子生物学 , 蛋白质组学 , 质谱 |  | monoisotopic mol wt 1111.57 Da,human ... APOA4 (337),wet ice | , |  |  | monoisotopic mol wt 1111.57 Da,−20°C,human ... APOA4 (337),wet ice
,,,,,, | AQ0481 |  | Sigma | AQUA ™ Peptide IDSLLEND[R] |  | ,,,−20°C, | AQUA Peptides , 分子生物学 , 蛋白质组学 , 质谱 |  | monoisotopic mol wt 1083.54 Da,human ... CLU (1191),wet ice | , |  |  | monoisotopic mol wt 1083.54 Da,−20°C,human ... CLU (1191),wet ice
,,,,,, | AQ0885 |  | Sigma | AQUA ™ Peptide IEADSESQEDII[R] |  | ,,,−20°C, | AQUA Peptides , 分子生物学 , 蛋白质组学 , 质谱 |  | monoisotopic mol wt 1513.71 Da,human ... BID (637),wet ice | , |  |  | monoisotopic mol wt 1513.71 Da,−20°C,human ... BID (637),wet ice
,,,,,, | AQ0733 |  | Sigma | AQUA ™ Peptide IEELEEELEAE[R] |  | ,,,−20°C, | AQUA Peptides , 分子生物学 , 蛋白质组学 , 质谱 |  | monoisotopic mol wt 1497.707 Da,wet ice | , |  |  | monoisotopic mol wt 1497.707 Da,−20°C,wet ice
,,,,,, | AQ0382 |  | Sigma | AQUA ™ Peptide IEGLTDETY[R] |  | ,,,−20°C, | AQUA Peptides , 分子生物学 , 蛋白质组学 , 质谱 |  | monoisotopic mol wt 1205.58 Da,mouse ... Anp32a (11737), Anp32b (67628), Anp32c(448829) rat ... Anp32a (25379), Anp32b (170724),wet ice | , |  |  | monoisotopic mol wt 1205.58 Da,−20°C,mouse ... Anp32a (11737), Anp32b (67628), Anp32c(448829) rat ... Anp32a (25379), Anp32b (170724),wet ice
,,,,,, | AQ0933 |  | Sigma | AQUA ™ Peptide IEPGVDPDDTYNETPYE[K] |  | ,,,−20°C, | AQUA Peptides , 分子生物学 , 蛋白质组学 , 质谱 |  | monoisotopic mol wt 1954.01 Da,human ... RNPEP (215615) mouse ... Rnpep (6051) rat ... Rnpep (81761),wet ice | , |  |  | monoisotopic mol wt 1954.01 Da,−20°C,human ... RNPEP (215615) mouse ... Rnpep (6051) rat ... Rnpep (81761),wet ice
,,,,,, | AQ0478 |  | Sigma | AQUA ™ Peptide IFFPGVSEFG[K] |  | ,,,−20°C, | AQUA Peptides , 分子生物学 , 蛋白质组学 , 质谱 |  | monoisotopic mol wt 1234.65 Da,human ... BCHE (590),wet ice | , |  |  | monoisotopic mol wt 1234.65 Da,−20°C,human ... BCHE (590),wet ice
,,,,,, | AQ0872 |  | Sigma | AQUA ™ Peptide IFSIVEQ[R] |  | ,,,−20°C, | AQUA Peptides , 分子生物学 , 蛋白质组学 , 质谱 |  | monoisotopic mol wt 1000.56 Da,human ... HARS (3035) mouse ... Hars (15115),wet ice | , |  |  | monoisotopic mol wt 1000.56 Da,−20°C,human ... HARS (3035) mouse ... Hars (15115),wet ice
,,C,,,, | AQ0219 |  | Sigma | AQUA ™ Peptide IFTDISGHF[K] |  | ,,,−20°C, | AQUA Peptides , 分子生物学 , 蛋白质组学 , 质谱 |  | monoisotopic mol wt 1171.61 Da,wet ice | , |  |  | monoisotopic mol wt 1171.61 Da,−20°C,wet ice
,,C,,,, | AQ0030 |  | Sigma | AQUA ™ Peptide IGDFGLAT[K] |  | ,,,−20°C, | AQUA Peptides , 分子生物学 , 蛋白质组学 , 质谱 |  | monoisotopic mol wt 928.511 Da,African clawed frog ... plk(380481) chicken ... RCJMB04_20p15(416575) cow ... PLK1(538238) dog ... PLK1(489971) human ... PLK1 (5347) mouse ... Plk1 (18817) pig ... PLK1(396953) rat ... Plk1 (25515),wet ice | , |  |  | monoisotopic mol wt 928.511 Da,−20°C,African clawed frog ... plk(380481) chicken ... RCJMB04_20p15(416575) cow ... PLK1(538238) dog ... PLK1(489971) human ... PLK1 (5347) mouse ... Plk1 (18817) pig ... PLK1(396953) rat ... Plk1 (25515),wet ice
,,C,,,, | AQ0287 |  | Sigma | AQUA ™ Peptide IGDLQAFVGPEA[R] |  | ,,,−20°C, | AQUA Peptides , 分子生物学 , 蛋白质组学 , 质谱 |  | monoisotopic mol wt 1381.72 Da,rat ... Slc3a2 (50567),wet ice | , |  |  | monoisotopic mol wt 1381.72 Da,−20°C,rat ... Slc3a2 (50567),wet ice
,,,,,, | AQ0881 |  | Sigma | AQUA ™ Peptide IGHPAPNF[K] |  | ,,,−20°C, | AQUA Peptides , 分子生物学 , 蛋白质组学 , 质谱 |  | monoisotopic mol wt 987.54 Da,human ... PRDX1 (5052),wet ice | , |  |  | monoisotopic mol wt 987.54 Da,−20°C,human ... PRDX1 (5052),wet ice
,,,,,, | AQ0926 |  | Sigma | AQUA ™ Peptide IGHPAPSF[K] |  | ,,,−20°C, | AQUA Peptides , 分子生物学 , 蛋白质组学 , 质谱 |  | monoisotopic mol wt 824.95 Da,rat ... Prdx1 (117254),wet ice | , |  |  | monoisotopic mol wt 824.95 Da,−20°C,rat ... Prdx1 (117254),wet ice
,,,,,, | AQ0904 |  | Sigma | AQUA ™ Peptide IGPAPAFAGDTISLTIT[K] |  | ,,,−20°C, | AQUA Peptides , 分子生物学 , 蛋白质组学 , 质谱 |  | monoisotopic mol wt 1644.90 Da,mouse ... Fbln2 (14115) rat ... Fbln2 (282583),wet ice | , |  |  | monoisotopic mol wt 1644.90 Da,−20°C,mouse ... Fbln2 (14115) rat ... Fbln2 (282583),wet ice
,,C,,,, | AQ0139 |  | Sigma | AQUA ™ Peptide IGP[L]GL(pS)PK |  | ,,,−20°C, | AQUA Peptides , 分子生物学 , 蛋白质组学 , 质谱 |  | monoisotopic mol wt 967.522 Da,Drosophila melanogaster ... RpL12(45329) African clawed frog ... rpl12(379814) bakers yeast ... RPL12B(852026) chicken ... RPL12(417264) cow ... LOC615482(615482), RPL12(404133) dog ... LOC480716(480716) honey bee ... LOC550715(550715) human ... RPL12 (6136), RPL12P1(729727), RPL12P8(645161) mouse ... EG241053(241053), EG622589(622589), EG668844(668844), LOC630855 (630855), LOC668706 (668706), Rpl12 (269261) pig ... RPL12(414416) rat ... LOC296165 (296165), LOC499782 (499782), LOC685320 (685320), LOC691510(691510), RGD1564883_predicted (312363), Rpl12_predicted (296644),wet ice | , |  |  | monoisotopic mol wt 967.522 Da,−20°C,Drosophila melanogaster ... RpL12(45329) African clawed frog ... rpl12(379814) bakers yeast ... RPL12B(852026) chicken ... RPL12(417264) cow ... LOC615482(615482), RPL12(404133) dog ... LOC480716(480716) honey bee ... LOC550715(550715) human ... RPL12 (6136), RPL12P1(729727), RPL12P8(645161) mouse ... EG241053(241053), EG622589(622589), EG668844(668844), LOC630855 (630855), LOC668706 (668706), Rpl12 (269261) pig ... RPL12(414416) rat ... LOC296165 (296165), LOC499782 (499782), LOC685320 (685320), LOC691510(691510), RGD1564883_predicted (312363), Rpl12_predicted (296644),wet ice
,,,,,, | AQ0862 |  | Sigma | AQUA ™ Peptide IGSTENL[K] |  | ,,,−20°C, | AQUA Peptides , 分子生物学 , 蛋白质组学 , 质谱 |  | monoisotopic mol wt 868.48 Da,human ... MAPT (4137) mouse ... Mapt (17762) rat ... Mapt (29477),wet ice | , |  |  | monoisotopic mol wt 868.48 Da,−20°C,human ... MAPT (4137) mouse ... Mapt (17762) rat ... Mapt (29477),wet ice
,,C,,,, | AQ0143 |  | Sigma | AQUA ™ Peptide IHDFTS[K] |  | ,,,−20°C, | AQUA Peptides , 分子生物学 , 蛋白质组学 , 质谱 |  | monoisotopic mol wt 854.438 Da,wet ice | , |  |  | monoisotopic mol wt 854.438 Da,−20°C,wet ice
,,,,,, | AQ0727 |  | Sigma | AQUA ™ Peptide ILCDNADDIT[R] |  | ,,,−20°C, | AQUA Peptides , 分子生物学 , 蛋白质组学 , 质谱 |  | monoisotopic mol wt 1257.590 Da,wet ice | , |  |  | monoisotopic mol wt 1257.590 Da,−20°C,wet ice
,,C,,,, | AQ0016 |  | Sigma | AQUA ™ Peptide ILDAPEI[R] |  | ,,,−20°C, | AQUA Peptides , 分子生物学 , 蛋白质组学 , 质谱 |  | monoisotopic mol wt 935.532 Da,chicken ... CDC20(424563) cow ... MGC140081(515376) dog ... CDC20(482534) human ... CDC20 (991) mouse ... Cdc20 (107995), EG668475(668475) pig ... CDC20(397379) rat ... Cdc20 (64515),wet ice | , |  |  | monoisotopic mol wt 935.532 Da,−20°C,chicken ... CDC20(424563) cow ... MGC140081(515376) dog ... CDC20(482534) human ... CDC20 (991) mouse ... Cdc20 (107995), EG668475(668475) pig ... CDC20(397379) rat ... Cdc20 (64515),wet ice
,,,,,, | AQ0623 |  | Sigma | AQUA ™ Peptide ILEIILALGNYMDSS[K] |  | ,,,−20°C, | AQUA Peptides , 分子生物学 , 蛋白质组学 , 质谱 |  | monoisotopic mol wt 1786.96 Da,wet ice | , |  |  | monoisotopic mol wt 1786.96 Da,−20°C,wet ice
,,,,,, | AQ0407 |  | Sigma | AQUA ™ Peptide ILELPTEVDSE[K] |  | ,,,−20°C, | AQUA Peptides , 分子生物学 , 蛋白质组学 , 质谱 |  | monoisotopic mol wt 1379.73 Da,wet ice | , |  |  | monoisotopic mol wt 1379.73 Da,−20°C,wet ice
,,,,,, | AQ0392 |  | Sigma | AQUA ™ Peptide ILEVPVGPELLG[R] |  | ,,,−20°C, | AQUA Peptides , 分子生物学 , 蛋白质组学 , 质谱 |  | monoisotopic mol wt 1400.83 Da,wet ice | , |  |  | monoisotopic mol wt 1400.83 Da,−20°C,wet ice
,,,,,, | AQ0509 |  | Sigma | AQUA ™ Peptide ILGGHLDA[K] |  | ,,,−20°C, | AQUA Peptides , 分子生物学 , 蛋白质组学 , 质谱 |  | monoisotopic mol wt 930.54 Da,human ... HP (3240), HPR (3250),wet ice | , |  |  | monoisotopic mol wt 930.54 Da,−20°C,human ... HP (3240), HPR (3250),wet ice
,,C,,,, | AQ0021 |  | Sigma | AQUA ™ Peptide ILNNSSIF[K] |  | ,,,−20°C, | AQUA Peptides , 分子生物学 , 蛋白质组学 , 质谱 |  | monoisotopic mol wt 1042.59 Da,dog ... SGOL2(478863) human ... SGOL2 (151246) mouse ... Sgol2 (68549) rat ... Sgol2 (316425),wet ice | , |  |  | monoisotopic mol wt 1042.59 Da,−20°C,dog ... SGOL2(478863) human ... SGOL2 (151246) mouse ... Sgol2 (68549) rat ... Sgol2 (316425),wet ice
,,C,,,, | AQ0056 |  | Sigma | AQUA ™ Peptide ILTFEQAVA[R] |  | ,,,−20°C, | AQUA Peptides , 分子生物学 , 蛋白质组学 , 质谱 |  | monoisotopic mol wt 1156.65 Da,cow ... MGC134293(505533) human ... TAF1D (79101),wet ice | , |  |  | monoisotopic mol wt 1156.65 Da,−20°C,cow ... MGC134293(505533) human ... TAF1D (79101),wet ice
,,C,,,, | AQ0246 |  | Sigma | AQUA ™ Peptide ILTGDWFQEA[R] |  | ,,,−20°C, | AQUA Peptides , 分子生物学 , 蛋白质组学 , 质谱 |  | monoisotopic mol wt 1344.67 Da,cow ... LOC527641(527641) dog ... SYTL1(487346) human ... SYTL1 (84958) mouse ... Sytl1 (269589) rat ... Sytl1 (297872),wet ice | , |  |  | monoisotopic mol wt 1344.67 Da,−20°C,cow ... LOC527641(527641) dog ... SYTL1(487346) human ... SYTL1 (84958) mouse ... Sytl1 (269589) rat ... Sytl1 (297872),wet ice
,,,,,, | AQ0497 |  | Sigma | AQUA ™ Peptide ILTHDSSI[R] |  | ,,,−20°C, | AQUA Peptides , 分子生物学 , 蛋白质组学 , 质谱 |  | monoisotopic mol wt 1050.57 Da,human ... FGG (2266),wet ice | , |  |  | monoisotopic mol wt 1050.57 Da,−20°C,human ... FGG (2266),wet ice
,,,,,, | AQ0877 |  | Sigma | AQUA ™ Peptide INDISHTQSVSS[K] |  | ,,,−20°C, | AQUA Peptides , 分子生物学 , 蛋白质组学 , 质谱 |  | monoisotopic mol wt 1422.72 Da,human ... LEP (3952),wet ice | , |  |  | monoisotopic mol wt 1422.72 Da,−20°C,human ... LEP (3952),wet ice
,,,,,, | AQ0492 |  | Sigma | AQUA ™ Peptide INHGILYDEE[K] |  | ,,,−20°C, | AQUA Peptides , 分子生物学 , 蛋白质组学 , 质谱 |  | monoisotopic mol wt 1337.67 Da,human ... CFHR1 (3078), CFHR2 (3080),wet ice | , |  |  | monoisotopic mol wt 1337.67 Da,−20°C,human ... CFHR1 (3078), CFHR2 (3080),wet ice
,,C,,,, | AQ0108 |  | Sigma | AQUA ™ Peptide INYSVL[R] |  | ,,,−20°C, | AQUA Peptides , 分子生物学 , 蛋白质组学 , 质谱 |  | monoisotopic mol wt 873.495 Da,cow ... LOC618161(618161) dog ... BRF1(490883) human ... BRF1 (2972) mouse ... Brf1 (72308) rat ... Brf1_predicted (299347),wet ice | , |  |  | monoisotopic mol wt 873.495 Da,−20°C,cow ... LOC618161(618161) dog ... BRF1(490883) human ... BRF1 (2972) mouse ... Brf1 (72308) rat ... Brf1_predicted (299347),wet ice
,,C,,,, | AQ0151 |  | Sigma | AQUA ™ Peptide IPCSQPPQIEHGTIDSS[R] |  | ,,,−20°C, | AQUA Peptides , 分子生物学 , 蛋白质组学 , 质谱 |  | monoisotopic mol wt 1973.95 Da,wet ice | , |  |  | monoisotopic mol wt 1973.95 Da,−20°C,wet ice
,,C,,,, | AQ0311 |  | Sigma | AQUA ™ Peptide IQTQPGYANTL[R] |  | ,,,−20°C, | AQUA Peptides , 分子生物学 , 蛋白质组学 , 质谱 |  | monoisotopic mol wt 1370.72 Da,African clawed frog ... slc25a3(379887) chicken ... SLC25A3(417924) cow ... SLC25A3(282477) dog ... SLC25A3(475436) human ... SLC25A3 (5250) mouse ... LOC100046151 (100046151), Slc25a3 (18674) rat ... Slc25a3 (245959),wet ice | , |  |  | monoisotopic mol wt 1370.72 Da,−20°C,African clawed frog ... slc25a3(379887) chicken ... SLC25A3(417924) cow ... SLC25A3(282477) dog ... SLC25A3(475436) human ... SLC25A3 (5250) mouse ... LOC100046151 (100046151), Slc25a3 (18674) rat ... Slc25a3 (245959),wet ice
,,,,,, | AQ0871 |  | Sigma | AQUA ™ Peptide ISFDLSLA[R] |  | ,,,−20°C, | AQUA Peptides , 分子生物学 , 蛋白质组学 , 质谱 |  | monoisotopic mol wt 1030.57 Da,human ... HARS (3035), HARS2 (23438) mouse ... Hars (15115),wet ice | , |  |  | monoisotopic mol wt 1030.57 Da,−20°C,human ... HARS (3035), HARS2 (23438) mouse ... Hars (15115),wet ice
,,,,,, | AQ0533 |  | Sigma | AQUA ™ Peptide ISNIPDEYF[K] |  | ,,,−20°C, | AQUA Peptides , 分子生物学 , 蛋白质组学 , 质谱 |  | monoisotopic mol wt 1232.62 Da,human ... LUM (4060) mouse ... Lum (17022),wet ice | , |  |  | monoisotopic mol wt 1232.62 Da,−20°C,human ... LUM (4060) mouse ... Lum (17022),wet ice
,,,,,, | AQ0937 |  | Sigma | AQUA ™ Peptide IS(pS)ADAMETWANSQ[K] |  | ,,,−20°C, | AQUA Peptides , 分子生物学 , 蛋白质组学 , 质谱 |  | monoisotopic mol wt 1590.59 Da,wet ice | , |  |  | monoisotopic mol wt 1590.59 Da,−20°C,wet ice
,,,,,, | AQ0938 |  | Sigma | AQUA ™ Peptide ISSADAMETWANSQ[K] |  | ,,,−20°C, | AQUA Peptides , 分子生物学 , 蛋白质组学 , 质谱 |  | monoisotopic mol wt 1510.61 Da,wet ice | , |  |  | monoisotopic mol wt 1510.61 Da,−20°C,wet ice
,,C,,,, | AQ0096 |  | Sigma | AQUA ™ Peptide ISVQ[R] |  | ,,,−20°C, | AQUA Peptides , 分子生物学 , 蛋白质组学 , 质谱 |  | monoisotopic mol wt 611.363 Da,Bordetella pertussis Tohama I ... argC(2665698), oplaH(2667446) Pseudoalteromonas atlantica T6c ... Patl_0786(4174120) human ... CCL2 (6347), ZNF417 (147687), ZNF587 (84914),wet ice | , |  |  | monoisotopic mol wt 611.363 Da,−20°C,Bordetella pertussis Tohama I ... argC(2665698), oplaH(2667446) Pseudoalteromonas atlantica T6c ... Patl_0786(4174120) human ... CCL2 (6347), ZNF417 (147687), ZNF587 (84914),wet ice
,,,,,, | AQ0710 |  | Sigma | AQUA ™ Peptide ITDIEDGSLANIP[R] |  | ,,,−20°C, | AQUA Peptides , 分子生物学 , 蛋白质组学 , 质谱 |  | monoisotopic mol wt 1522.79 Da,wet ice | , |  |  | monoisotopic mol wt 1522.79 Da,−20°C,wet ice
,,,,,, | AQ0361 |  | Sigma | AQUA ™ Peptide ITDIEDGTFANIP[R] |  | ,,,−20°C, | AQUA Peptides , 分子生物学 , 蛋白质组学 , 质谱 |  | monoisotopic mol wt 1570.79 Da,wet ice | , |  |  | monoisotopic mol wt 1570.79 Da,−20°C,wet ice
,,C,,,, | AQ0187 |  | Sigma | AQUA ™ Peptide ITNENFVDAYENSDSTEFVSLAS[K] |  | ,,,−20°C, | AQUA Peptides , 分子生物学 , 蛋白质组学 , 质谱 |  | monoisotopic mol wt 2687.23 Da,wet ice | , |  |  | monoisotopic mol wt 2687.23 Da,−20°C,wet ice
,,,,,, | AQ0417 |  | Sigma | AQUA ™ Peptide ITNLDYLPNLIQIQ[K] |  | ,,,−20°C, | AQUA Peptides , 分子生物学 , 蛋白质组学 , 质谱 |  | monoisotopic mol wt 1793.02 Da,wet ice | , |  |  | monoisotopic mol wt 1793.02 Da,−20°C,wet ice
,,,,,, | AQ0806 |  | Sigma | AQUA ™ Peptide ITPSYVAFTPEGE[R] |  | ,,,−20°C, | AQUA Peptides , 分子生物学 , 蛋白质组学 , 质谱 |  | monoisotopic mol wt 1575.78 Da,human ... HSPA5 (3309) mouse ... Hspa5 (14828) rat ... Hspa5 (25617),wet ice | , |  |  | monoisotopic mol wt 1575.78 Da,−20°C,human ... HSPA5 (3309) mouse ... Hspa5 (14828) rat ... Hspa5 (25617),wet ice
,,C,,,, | AQ0133 |  | Sigma | AQUA ™ Peptide ITQYLDAGGIP[R] |  | ,,,−20°C, | AQUA Peptides , 分子生物学 , 蛋白质组学 , 质谱 |  | monoisotopic mol wt 1312.70 Da,dog ... CAMK2A(612941) human ... CAMK2A (815) mouse ... Camk2a (12322) rat ... Camk2a (25400),wet ice | , |  |  | monoisotopic mol wt 1312.70 Da,−20°C,dog ... CAMK2A(612941) human ... CAMK2A (815) mouse ... Camk2a (12322) rat ... Camk2a (25400),wet ice
,,,,,, | AQ0411 |  | Sigma | AQUA ™ Peptide IVEIYGPESSG[K] |  | ,,,−20°C, | AQUA Peptides , 分子生物学 , 蛋白质组学 , 质谱 |  | monoisotopic mol wt 1285.66 Da,wet ice | , |  |  | monoisotopic mol wt 1285.66 Da,−20°C,wet ice
,,C,,,, | AQ0134 |  | Sigma | AQUA ™ Peptide IVNYTPDLP[K] |  | ,,,−20°C, | AQUA Peptides , 分子生物学 , 蛋白质组学 , 质谱 |  | monoisotopic mol wt 1166.64 Da,human ... MMP3 (4314),wet ice | , |  |  | monoisotopic mol wt 1166.64 Da,−20°C,human ... MMP3 (4314),wet ice
,,,,,, | AQ0836 |  | Sigma | AQUA ™ Peptide IVSGLTLSDFA[K] |  | ,,,−20°C, | AQUA Peptides , 分子生物学 , 蛋白质组学 , 质谱 |  | monoisotopic mol wt 1257.71 Da,wet ice | , |  |  | monoisotopic mol wt 1257.71 Da,−20°C,wet ice
,,,,,, | AQ0724 |  | Sigma | AQUA ™ Peptide IVVYNQPYIDYS[R] |  | ,,,−20°C, | AQUA Peptides , 分子生物学 , 蛋白质组学 , 质谱 |  | monoisotopic mol wt 1638.828 Da,wet ice | , |  |  | monoisotopic mol wt 1638.828 Da,−20°C,wet ice
,,,,,, | AQ0421 |  | Sigma | AQUA ™ Peptide IWHHTFYNEL[R] |  | ,,,−20°C, | AQUA Peptides , 分子生物学 , 蛋白质组学 , 质谱 |  | monoisotopic mol wt 1524.75 Da,human ... ACTA1 (58), ACTB (60), ACTC1 (70), FKSG30 (440915) mouse ... Acta1 (11459), Actb (11461), Actc1 (11464), Actg1 (11465) rat ... Actb (81822), Actc1 (29275), Actg1 (287876),wet ice | , |  |  | monoisotopic mol wt 1524.75 Da,−20°C,human ... ACTA1 (58), ACTB (60), ACTC1 (70), FKSG30 (440915) mouse ... Acta1 (11459), Actb (11461), Actc1 (11464), Actg1 (11465) rat ... Actb (81822), Actc1 (29275), Actg1 (287876),wet ice
,,C,,,, | AQ0218 |  | Sigma | AQUA ™ Peptide IYDASELPV[R] |  | ,,,−20°C, | AQUA Peptides , 分子生物学 , 蛋白质组学 , 质谱 |  | monoisotopic mol wt 1171.61 Da,wet ice | , |  |  | monoisotopic mol wt 1171.61 Da,−20°C,wet ice
,,C,,,, | AQ0292 |  | Sigma | AQUA ™ Peptide IYTSIGEDYDE[R] |  | ,,,−20°C, | AQUA Peptides , 分子生物学 , 蛋白质组学 , 质谱 |  | monoisotopic mol wt 1469.65 Da,mouse ... EG665511(665511), Phb (18673) rat ... LOC688815 (688815), Phb (25344),wet ice | , |  |  | monoisotopic mol wt 1469.65 Da,−20°C,mouse ... EG665511(665511), Phb (18673) rat ... LOC688815 (688815), Phb (25344),wet ice
,,,,,, | AQ0477 |  | Sigma | AQUA ™ Peptide KPAITYGT[R] |  | ,,,−20°C, | AQUA Peptides , 分子生物学 , 蛋白质组学 , 质谱 |  | monoisotopic mol wt 1015.57 Da,human ... CNDP1 (84735),wet ice | , |  |  | monoisotopic mol wt 1015.57 Da,−20°C,human ... CNDP1 (84735),wet ice
,,,,,, | AQ0634 |  | Sigma | AQUA ™ Peptide KPGSHTHSASEDDTTNNV[R] |  | ,,,−20°C, | AQUA Peptides , 分子生物学 , 蛋白质组学 , 质谱 |  | monoisotopic mol wt 2061.93 Da,wet ice | , |  |  | monoisotopic mol wt 2061.93 Da,−20°C,wet ice
,,C,,,, | AQ0086 |  | Sigma | AQUA ™ Peptide KVPTIILSVSY[K] |  | ,,,−20°C, | AQUA Peptides , 分子生物学 , 蛋白质组学 , 质谱 |  | monoisotopic mol wt 1354.83 Da,cow ... MGC151558(615777) dog ... ANKS1B(482621) human ... ANKS1B (56899) mouse ... Anks1b (77531), LOC544718 (544718) rat ... Anks1b (314721),wet ice | , |  |  | monoisotopic mol wt 1354.83 Da,−20°C,cow ... MGC151558(615777) dog ... ANKS1B(482621) human ... ANKS1B (56899) mouse ... Anks1b (77531), LOC544718 (544718) rat ... Anks1b (314721),wet ice
,,,,,, | AQ0929 |  | Sigma | AQUA ™ Peptide LASAYGATELQDYCG[R] |  | ,,,−20°C, | AQUA Peptides , 分子生物学 , 蛋白质组学 , 质谱 |  | monoisotopic mol wt 1727.90 Da,mouse ... Lgals3bp (19039),wet ice | , |  |  | monoisotopic mol wt 1727.90 Da,−20°C,mouse ... Lgals3bp (19039),wet ice
,,C,,,, | AQ0193 |  | Sigma | AQUA ™ Peptide LAVDEEENADDNT[K] |  | ,,,−20°C, | AQUA Peptides , 分子生物学 , 蛋白质组学 , 质谱 |  | monoisotopic mol wt 1569.69 Da,wet ice | , |  |  | monoisotopic mol wt 1569.69 Da,−20°C,wet ice
,,,,,, | AQ0518 |  | Sigma | AQUA ™ Peptide LDAQASFLP[K] |  | ,,,−20°C, | AQUA Peptides , 分子生物学 , 蛋白质组学 , 质谱 |  | monoisotopic mol wt 1096.60 Da,human ... ITIH1 (3697) mouse ... Itih1 (16424),wet ice | , |  |  | monoisotopic mol wt 1096.60 Da,−20°C,human ... ITIH1 (3697) mouse ... Itih1 (16424),wet ice
,,,,,, | AQ0589 |  | Sigma | AQUA ™ Peptide LDYTLSQGH[R] |  | ,,,−20°C, | AQUA Peptides , 分子生物学 , 蛋白质组学 , 质谱 |  | monoisotopic mol wt 1198.60 Da,wet ice | , |  |  | monoisotopic mol wt 1198.60 Da,−20°C,wet ice
,,,,,, | AQ0910 |  | Sigma | AQUA ™ Peptide LDYTLVGEPL[R] |  | ,,,−20°C, | AQUA Peptides , 分子生物学 , 蛋白质组学 , 质谱 |  | monoisotopic mol wt 1285.49 Da,wet ice | , |  |  | monoisotopic mol wt 1285.49 Da,−20°C,wet ice
,,C,,,, | AQ0117 |  | Sigma | AQUA ™ Peptide LEAPELPV[K] |  | ,,,−20°C, | AQUA Peptides , 分子生物学 , 蛋白质组学 , 质谱 |  | monoisotopic mol wt 1002.58 Da,human ... C11orf31 (280636),wet ice | , |  |  | monoisotopic mol wt 1002.58 Da,−20°C,human ... C11orf31 (280636),wet ice
,,,,,, | AQ0445 |  | Sigma | AQUA ™ Peptide LFGPDL[K] |  | ,,,−20°C, | AQUA Peptides , 分子生物学 , 蛋白质组学 , 质谱 |  | monoisotopic mol wt 796.46 Da,human ... SERPINF2 (5345) mouse ... Hspbap1 (66667),wet ice | , |  |  | monoisotopic mol wt 796.46 Da,−20°C,human ... SERPINF2 (5345) mouse ... Hspbap1 (66667),wet ice
,,,,,, | AQ0818 |  | Sigma | AQUA ™ Peptide LFTFHADICTLPDTE[K] |  | ,,,−20°C, | AQUA Peptides , 分子生物学 , 蛋白质组学 , 质谱 |  | monoisotopic mol wt 1857.91 Da,wet ice | , |  |  | monoisotopic mol wt 1857.91 Da,−20°C,wet ice
,,C,,,, | AQ0229 |  | Sigma | AQUA ™ Peptide LGDASCAAPFTS[K] |  | ,,,−20°C, | AQUA Peptides , 分子生物学 , 蛋白质组学 , 质谱 |  | monoisotopic mol wt 1274.61 Da,bakers yeast ... SPF1(856681),wet ice | , |  |  | monoisotopic mol wt 1274.61 Da,−20°C,bakers yeast ... SPF1(856681),wet ice
,,,,,, | AQ0524 |  | Sigma | AQUA ™ Peptide LGFTDLFS[K] |  | ,,,−20°C, | AQUA Peptides , 分子生物学 , 蛋白质组学 , 质谱 |  | monoisotopic mol wt 1034.55 Da,human ... SERPINA4 (5267),wet ice | , |  |  | monoisotopic mol wt 1034.55 Da,−20°C,human ... SERPINA4 (5267),wet ice
,,,,,, | AQ0817 |  | Sigma | AQUA ™ Peptide LGLSAEYGSIH[R] |  | ,,,−20°C, | AQUA Peptides , 分子生物学 , 蛋白质组学 , 质谱 |  | monoisotopic mol wt 1311.68 Da,wet ice | , |  |  | monoisotopic mol wt 1311.68 Da,−20°C,wet ice
,,C,,,, | AQ0245 |  | Sigma | AQUA ™ Peptide LGSAEEFNYT[R] |  | ,,,−20°C, | AQUA Peptides , 分子生物学 , 蛋白质组学 , 质谱 |  | monoisotopic mol wt 1295.60 Da,cow ... LOC532574(532574) dog ... MYO5C(487555) human ... MYO5C (55930) mouse ... Myo5c (208943) rat ... Myo5c_predicted (315820),wet ice | , |  |  | monoisotopic mol wt 1295.60 Da,−20°C,cow ... LOC532574(532574) dog ... MYO5C(487555) human ... MYO5C (55930) mouse ... Myo5c (208943) rat ... Myo5c_predicted (315820),wet ice
,,,,,, | AQ0847 |  | Sigma | AQUA ™ Peptide LGSGPEDAAAVQIHPFF[K] |  | ,,,−20°C, | AQUA Peptides , 分子生物学 , 蛋白质组学 , 质谱 |  | monoisotopic mol wt 1890.97 Da,wet ice | , |  |  | monoisotopic mol wt 1890.97 Da,−20°C,wet ice
,,,,,, | AQ0662 |  | Sigma | AQUA ™ Peptide LGVQDLFDSS[K] |  | ,,,−20°C, | AQUA Peptides , 分子生物学 , 蛋白质组学 , 质谱 |  | monoisotopic mol wt 1215.62 Da,wet ice | , |  |  | monoisotopic mol wt 1215.62 Da,−20°C,wet ice
,,C,,,, | AQ0220 |  | Sigma | AQUA ™ Peptide LHETHDDYSDQIFESLE[R] |  | ,,,−20°C, | AQUA Peptides , 分子生物学 , 蛋白质组学 , 质谱 |  | monoisotopic mol wt 2243.00 Da,bakers yeast ... ERG8(855260),wet ice | , |  |  | monoisotopic mol wt 2243.00 Da,−20°C,bakers yeast ... ERG8(855260),wet ice
,,,,,, | AQ0599 |  | Sigma | AQUA ™ Peptide LHGLHLSDITVGGIPGPAGGVA[R] |  | ,,,−20°C, | AQUA Peptides , 分子生物学 , 蛋白质组学 , 质谱 |  | monoisotopic mol wt 2203.21 Da,wet ice | , |  |  | monoisotopic mol wt 2203.21 Da,−20°C,wet ice
,,,,,, | AQ0626 |  | Sigma | AQUA ™ Peptide LHIEALLHGDIT[K] |  | ,,,−20°C, | AQUA Peptides , 分子生物学 , 蛋白质组学 , 质谱 |  | monoisotopic mol wt 1466.83 Da,wet ice | , |  |  | monoisotopic mol wt 1466.83 Da,−20°C,wet ice
,,,,,, | AQ0644 |  | Sigma | AQUA ™ Peptide LHINHNDLTESVGPLP[K] |  | ,,,−20°C, | AQUA Peptides , 分子生物学 , 蛋白质组学 , 质谱 |  | monoisotopic mol wt 1891.00 Da,wet ice | , |  |  | monoisotopic mol wt 1891.00 Da,−20°C,wet ice
,,,,,, | AQ0437 |  | Sigma | AQUA ™ Peptide LHNLAQFEGGES[K] |  | ,,,−20°C, | AQUA Peptides , 分子生物学 , 蛋白质组学 , 质谱 |  | monoisotopic mol wt 1436.71 Da,wet ice | , |  |  | monoisotopic mol wt 1436.71 Da,−20°C,wet ice
,,C,,,, | AQ0018 |  | Sigma | AQUA ™ Peptide LIQPGTFT[K] |  | ,,,−20°C, | AQUA Peptides , 分子生物学 , 蛋白质组学 , 质谱 |  | monoisotopic mol wt 1011.58 Da,human ... SGOL1 (151648),wet ice | , |  |  | monoisotopic mol wt 1011.58 Da,−20°C,human ... SGOL1 (151648),wet ice
,,C,,,, | AQ0040 |  | Sigma | AQUA ™ Peptide LLDLAQEGL[K] |  | ,,,−20°C, | AQUA Peptides , 分子生物学 , 蛋白质组学 , 质谱 |  | monoisotopic mol wt 1106.64 Da,human ... CYP2D6 (1565), CYP2D7P1 (1564),wet ice | , |  |  | monoisotopic mol wt 1106.64 Da,−20°C,human ... CYP2D6 (1565), CYP2D7P1 (1564),wet ice
,,,,,, | AQ0870 |  | Sigma | AQUA ™ Peptide LLFEYLTLFGIDD[K] |  | ,,,−20°C, | AQUA Peptides , 分子生物学 , 蛋白质组学 , 质谱 |  | monoisotopic mol wt 1693.91 Da,human ... HARS (3035) rat ... Dnd1 (307492),wet ice | , |  |  | monoisotopic mol wt 1693.91 Da,−20°C,human ... HARS (3035) rat ... Dnd1 (307492),wet ice
,,,,,, | AQ0627 |  | Sigma | AQUA ™ Peptide LLGDVSLSLLY[K] |  | ,,,−20°C, | AQUA Peptides , 分子生物学 , 蛋白质组学 , 质谱 |  | monoisotopic mol wt 1327.78 Da,wet ice | , |  |  | monoisotopic mol wt 1327.78 Da,−20°C,wet ice
,,C,,,, | AQ0240 |  | Sigma | AQUA ™ Peptide LLLIGNSSVG[K] |  | ,,,−20°C, | AQUA Peptides , 分子生物学 , 蛋白质组学 , 质谱 |  | monoisotopic mol wt 1107.67 Da,dog ... RAB3D(476708) human ... RAB3D (9545) mouse ... Rab3d (19340) rat ... Rab3d (140665),wet ice | , |  |  | monoisotopic mol wt 1107.67 Da,−20°C,dog ... RAB3D(476708) human ... RAB3D (9545) mouse ... Rab3d (19340) rat ... Rab3d (140665),wet ice
,,,,,, | AQ0365 |  | Sigma | AQUA ™ Peptide LLNLVDGAYQALDLTSPD[K] |  | ,,,−20°C, | AQUA Peptides , 分子生物学 , 蛋白质组学 , 质谱 |  | monoisotopic mol wt 2053.08 Da,wet ice | , |  |  | monoisotopic mol wt 2053.08 Da,−20°C,wet ice
,,C,,,, | AQ0009 |  | Sigma | AQUA ™ Peptide LLPEEDLDV[K] |  | ,,,−20°C, | AQUA Peptides , 分子生物学 , 蛋白质组学 , 质谱 |  | monoisotopic mol wt 1177.63 Da,human ... BUB1B (701),wet ice | , |  |  | monoisotopic mol wt 1177.63 Da,−20°C,human ... BUB1B (701),wet ice
,,C,,,, | AQ0196 |  | Sigma | AQUA ™ Peptide LLPNADGSNVQLQL[K] |  | ,,,−20°C, | AQUA Peptides , 分子生物学 , 蛋白质组学 , 质谱 |  | monoisotopic mol wt 1616.90 Da,wet ice | , |  |  | monoisotopic mol wt 1616.90 Da,−20°C,wet ice
,,,,,, | AQ0384 |  | Sigma | AQUA ™ Peptide LLQTAEHDISGAE[R] |  | ,,,−20°C, | AQUA Peptides , 分子生物学 , 蛋白质组学 , 质谱 |  | monoisotopic mol wt 1548.78 Da,wet ice | , |  |  | monoisotopic mol wt 1548.78 Da,−20°C,wet ice
,,,,,, | AQ0712 |  | Sigma | AQUA ™ Peptide LLQVVYLHSNDIT[K] |  | ,,,−20°C, | AQUA Peptides , 分子生物学 , 蛋白质组学 , 质谱 |  | monoisotopic mol wt 1649.92 Da,wet ice | , |  |  | monoisotopic mol wt 1649.92 Da,−20°C,wet ice
,,C,,,, | AQ0313 |  | Sigma | AQUA ™ Peptide LLTDAE[K] |  | ,,,−20°C, | AQUA Peptides , 分子生物学 , 蛋白质组学 , 质谱 |  | monoisotopic mol wt 796.442 Da,dog ... SOX3(492178) human ... SOX3 (6658) mouse ... Sox3 (20675) rat ... LOC679158 (679158),wet ice | , |  |  | monoisotopic mol wt 796.442 Da,−20°C,dog ... SOX3(492178) human ... SOX3 (6658) mouse ... Sox3 (20675) rat ... LOC679158 (679158),wet ice
,,C,,,, | AQ0020 |  | Sigma | AQUA ™ Peptide LNFENTFL[R] |  | ,,,−20°C, | AQUA Peptides , 分子生物学 , 蛋白质组学 , 质谱 |  | monoisotopic mol wt 1162.60 Da,human ... SGOL2 (151246) mouse ... EG244495 (244495), Sgol2 (68549) rat ... Sgol2 (316425),wet ice | , |  |  | monoisotopic mol wt 1162.60 Da,−20°C,human ... SGOL2 (151246) mouse ... EG244495 (244495), Sgol2 (68549) rat ... Sgol2 (316425),wet ice
,,,,,, | AQ0466 |  | Sigma | AQUA ™ Peptide LNILNNNY[K] |  | ,,,−20°C, | AQUA Peptides , 分子生物学 , 蛋白质组学 , 质谱 |  | monoisotopic mol wt 1112.61 Da,human ... APOL1 (8542),wet ice | , |  |  | monoisotopic mol wt 1112.61 Da,−20°C,human ... APOL1 (8542),wet ice
,,C,,,, | AQ0294 |  | Sigma | AQUA ™ Peptide LNIPVNQVNP[R] |  | ,,,−20°C, | AQUA Peptides , 分子生物学 , 蛋白质组学 , 质谱 |  | monoisotopic mol wt 1272.72 Da,African clawed frog ... MGC53886(398583), MGC68460(398752), atp1a1a.1(399285) mouse ... Atp1a1 (11928) rat ... Atp1a1 (24211),wet ice | , |  |  | monoisotopic mol wt 1272.72 Da,−20°C,African clawed frog ... MGC53886(398583), MGC68460(398752), atp1a1a.1(399285) mouse ... Atp1a1 (11928) rat ... Atp1a1 (24211),wet ice
,,,,,, | AQ0848 |  | Sigma | AQUA ™ Peptide LNLPAYLTPEA[R] |  | ,,,−20°C, | AQUA Peptides , 分子生物学 , 蛋白质组学 , 质谱 |  | monoisotopic mol wt 1366.75 Da,wet ice | , |  |  | monoisotopic mol wt 1366.75 Da,−20°C,wet ice
,,C,,,, | AQ0066 |  | Sigma | AQUA ™ Peptide LNLVGE[K] |  | ,,,−20°C, | AQUA Peptides , 分子生物学 , 蛋白质组学 , 质谱 |  | monoisotopic mol wt 779.463 Da,human ... C4orf43 (55319),wet ice | , |  |  | monoisotopic mol wt 779.463 Da,−20°C,human ... C4orf43 (55319),wet ice
,,,,,, | AQ0613 |  | Sigma | AQUA ™ Peptide LNPSQDATGTS[R] |  | ,,,−20°C, | AQUA Peptides , 分子生物学 , 蛋白质组学 , 质谱 |  | monoisotopic mol wt 1255.60 Da,wet ice | , |  |  | monoisotopic mol wt 1255.60 Da,−20°C,wet ice
,,,,,, | AQ0397 |  | Sigma | AQUA ™ Peptide LNQILADACGHPIS[K] |  | ,,,−20°C, | AQUA Peptides , 分子生物学 , 蛋白质组学 , 质谱 |  | monoisotopic mol wt 1586.83 Da,wet ice | , |  |  | monoisotopic mol wt 1586.83 Da,−20°C,wet ice
,,C,,,, | AQ0204 |  | Sigma | AQUA ™ Peptide LPDDS[R] |  | ,,,−20°C, | AQUA Peptides , 分子生物学 , 蛋白质组学 , 质谱 |  | monoisotopic mol wt 711.343 Da,mouse ... Sytl1 (269589) rat ... Sytl1 (297872),wet ice | , |  |  | monoisotopic mol wt 711.343 Da,−20°C,mouse ... Sytl1 (269589) rat ... Sytl1 (297872),wet ice
,,C,,,, | AQ0136 |  | Sigma | AQUA ™ Peptide LPGGYGLPYTTG[K] |  | ,,,−20°C, | AQUA Peptides , 分子生物学 , 蛋白质组学 , 质谱 |  | monoisotopic mol wt 1330.70 Da,human ... ELN (2006),wet ice | , |  |  | monoisotopic mol wt 1330.70 Da,−20°C,human ... ELN (2006),wet ice
,,C,,,, | AQ0028 |  | Sigma | AQUA ™ Peptide LPLAQIL[K] |  | ,,,−20°C, | AQUA Peptides , 分子生物学 , 蛋白质组学 , 质谱 |  | monoisotopic mol wt 902.604 Da,human ... AURKC (6795),wet ice | , |  |  | monoisotopic mol wt 902.604 Da,−20°C,human ... AURKC (6795),wet ice
,,C,,,, | AQ0140 |  | Sigma | AQUA ™ Peptide LPSSPV(pT)EDAASF[K] |  | ,,,−20°C, | AQUA Peptides , 分子生物学 , 蛋白质组学 , 质谱 |  | monoisotopic mol wt 1535.7 Da,wet ice | , |  |  | monoisotopic mol wt 1535.7 Da,−20°C,wet ice
,,C,,,, | AQ0012 |  | Sigma | AQUA ™ Peptide LPVESVHILED[K] |  | ,,,−20°C, | AQUA Peptides , 分子生物学 , 蛋白质组学 , 质谱 |  | monoisotopic mol wt 1385.76 Da,human ... BUB1 (699),wet ice | , |  |  | monoisotopic mol wt 1385.76 Da,−20°C,human ... BUB1 (699),wet ice
,,C,,,, | AQ0045 |  | Sigma | AQUA ™ Peptide LQEEIDAVLPN[K] |  | ,,,−20°C, | AQUA Peptides , 分子生物学 , 蛋白质组学 , 质谱 |  | monoisotopic mol wt 1375.74 Da,human ... CYP3A4 (1576), CYP3A43 (64816),wet ice | , |  |  | monoisotopic mol wt 1375.74 Da,−20°C,human ... CYP3A4 (1576), CYP3A43 (64816),wet ice
,,C,,,, | AQ0008 |  | Sigma | AQUA ™ Peptide LQIASESQ[K] |  | ,,,−20°C, | AQUA Peptides , 分子生物学 , 蛋白质组学 , 质谱 |  | monoisotopic mol wt 1010.55 Da,human ... BUB1B (701),wet ice | , |  |  | monoisotopic mol wt 1010.55 Da,−20°C,human ... BUB1B (701),wet ice
,,C,,,, | AQ0241 |  | Sigma | AQUA ™ Peptide LQIWDTAGQE[R] |  | ,,,−20°C, | AQUA Peptides , 分子生物学 , 蛋白质组学 , 质谱 |  | monoisotopic mol wt 1325.66 Da,wet ice | , |  |  | monoisotopic mol wt 1325.66 Da,−20°C,wet ice
,,C,,,, | AQ0267 |  | Sigma | AQUA ™ Peptide LQIWDTAGQESF[R] |  | ,,,−20°C, | AQUA Peptides , 分子生物学 , 蛋白质组学 , 质谱 |  | monoisotopic mol wt 1559.76 Da,African clawed frog ... MGC131016(735215), MGC78967(443746) chicken ... RAB2A(396153) cow ... LOC528574(528574), RAB2A(508373) dog ... LOC480883(480883), RAB2B(475402) human ... RAB2A (5862), RAB2B (84932) mouse ... Rab2 (59021), Rab2a (59021), Rab2b (76338) rat ... Rab2 (65158), Rab2b (305853) soybean ... rab2(732635) wheat ... rab2(606344),wet ice | , |  |  | monoisotopic mol wt 1559.76 Da,−20°C,African clawed frog ... MGC131016(735215), MGC78967(443746) chicken ... RAB2A(396153) cow ... LOC528574(528574), RAB2A(508373) dog ... LOC480883(480883), RAB2B(475402) human ... RAB2A (5862), RAB2B (84932) mouse ... Rab2 (59021), Rab2a (59021), Rab2b (76338) rat ... Rab2 (65158), Rab2b (305853) soybean ... rab2(732635) wheat ... rab2(606344),wet ice
,,,,,, | AQ0596 |  | Sigma | AQUA ™ Peptide LQLSNGDMTLTLLSV[K] |  | ,,,−20°C, | AQUA Peptides , 分子生物学 , 蛋白质组学 , 质谱 |  | monoisotopic mol wt 1739.96 Da,wet ice | , |  |  | monoisotopic mol wt 1739.96 Da,−20°C,wet ice
,,C,,,, | AQ0063 |  | Sigma | AQUA ™ Peptide LQSEVAEL[K] |  | ,,,−20°C, | AQUA Peptides , 分子生物学 , 蛋白质组学 , 质谱 |  | monoisotopic mol wt 1023.57 Da,chicken ... LOC415877(415877) cow ... MGC128433(508900) dog ... LOC479667(479667) human ... KIAA0174 (9798) mouse ... 2400003C14Rik (71955) rat ... RGD1307799 (307833),wet ice | , |  |  | monoisotopic mol wt 1023.57 Da,−20°C,chicken ... LOC415877(415877) cow ... MGC128433(508900) dog ... LOC479667(479667) human ... KIAA0174 (9798) mouse ... 2400003C14Rik (71955) rat ... RGD1307799 (307833),wet ice
,,,,,, | AQ0486 |  | Sigma | AQUA ™ Peptide LQVIF[K] |  | ,,,−20°C, | AQUA Peptides , 分子生物学 , 蛋白质组学 , 质谱 |  | monoisotopic mol wt 754.48 Da,wet ice | , |  |  | monoisotopic mol wt 754.48 Da,−20°C,wet ice
,,,,,, | AQ0528 |  | Sigma | AQUA ™ Peptide LQVLG[K] |  | ,,,−20°C, | AQUA Peptides , 分子生物学 , 蛋白质组学 , 质谱 |  | monoisotopic mol wt 664.44 Da,wet ice | , |  |  | monoisotopic mol wt 664.44 Da,−20°C,wet ice
,,C,,,, | AQ0005 |  | Sigma | AQUA ™ Peptide LSDTTSQSDSTA[K] |  | ,,,−20°C, | AQUA Peptides , 分子生物学 , 蛋白质组学 , 质谱 |  | monoisotopic mol wt 1347.62 Da,wet ice | , |  |  | monoisotopic mol wt 1347.62 Da,−20°C,wet ice
,,,,,, | AQ0482 |  | Sigma | AQUA ™ Peptide LSIQSSP[K] |  | ,,,−20°C, | AQUA Peptides , 分子生物学 , 蛋白质组学 , 质谱 |  | monoisotopic mol wt 886.50 Da,human ... F13A1 (2162),wet ice | , |  |  | monoisotopic mol wt 886.50 Da,−20°C,human ... F13A1 (2162),wet ice
,,,,,, | AQ0851 |  | Sigma | AQUA ™ Peptide LSLEFPSGYPYNAPTV[K] |  | ,,,−20°C, | AQUA Peptides , 分子生物学 , 蛋白质组学 , 质谱 |  | monoisotopic mol wt 1889.97 Da,human ... UBE2C (11065) mouse ... Ube2c (68612) rat ... RGD1565372_predicted(3663 07), Ube2c_predicted (296368),wet ice | , |  |  | monoisotopic mol wt 1889.97 Da,−20°C,human ... UBE2C (11065) mouse ... Ube2c (68612) rat ... RGD1565372_predicted(3663 07), Ube2c_predicted (296368),wet ice
,,,,,, | AQ0475 |  | Sigma | AQUA ™ Peptide LSLEIEQLELQ[R] |  | ,,,−20°C, | AQUA Peptides , 分子生物学 , 蛋白质组学 , 质谱 |  | monoisotopic mol wt 1479.82 Da,human ... C4BPA (722),wet ice | , |  |  | monoisotopic mol wt 1479.82 Da,−20°C,human ... C4BPA (722),wet ice
,,,,,, | AQ0653 |  | Sigma | AQUA ™ Peptide LSLLEEPGDGTFTVILNQLTS[R] |  | ,,,−20°C, | AQUA Peptides , 分子生物学 , 蛋白质组学 , 质谱 |  | monoisotopic mol wt 2412.28 Da,wet ice | , |  |  | monoisotopic mol wt 2412.28 Da,−20°C,wet ice
,,C,,,, | AQ0285 |  | Sigma | AQUA ™ Peptide LSLLGGDSVDIF[K] |  | ,,,−20°C, | AQUA Peptides , 分子生物学 , 蛋白质组学 , 质谱 |  | monoisotopic mol wt 1370.75 Da,mouse ... Cel (12613) rat ... Cel (24254),wet ice | , |  |  | monoisotopic mol wt 1370.75 Da,−20°C,mouse ... Cel (12613) rat ... Cel (24254),wet ice
,,,,,, | AQ0489 |  | Sigma | AQUA ™ Peptide LSPIYNLVPV[K] |  | ,,,−20°C, | AQUA Peptides , 分子生物学 , 蛋白质组学 , 质谱 |  | monoisotopic mol wt 1249.75 Da,human ... C9 (735),wet ice | , |  |  | monoisotopic mol wt 1249.75 Da,−20°C,human ... C9 (735),wet ice
,,,,,, | AQ0705 |  | Sigma | AQUA ™ Peptide LSQTFPNADFAEIT[K] |  | ,,,−20°C, | AQUA Peptides , 分子生物学 , 蛋白质组学 , 质谱 |  | monoisotopic mol wt 1688.85 Da,mouse ... Alb (11657),wet ice | , |  |  | monoisotopic mol wt 1688.85 Da,−20°C,mouse ... Alb (11657),wet ice
,,C,,,, | AQ0106 |  | Sigma | AQUA ™ Peptide LSQVSDSVSGQTVVDP[K] |  | ,,,−20°C, | AQUA Peptides , 分子生物学 , 蛋白质组学 , 质谱 |  | monoisotopic mol wt 1752.90 Da,African clawed frog ... MGC80263(447198) chicken ... PRPF6(419254) cow ... MGC127162(534228) dog ... PRPF6(477289) human ... PRPF6 (24148) mouse ... Prpf6 (68879) rat ... Prpf6 (366276),wet ice | , |  |  | monoisotopic mol wt 1752.90 Da,−20°C,African clawed frog ... MGC80263(447198) chicken ... PRPF6(419254) cow ... MGC127162(534228) dog ... PRPF6(477289) human ... PRPF6 (24148) mouse ... Prpf6 (68879) rat ... Prpf6 (366276),wet ice
,,,,,, | AQ0728 |  | Sigma | AQUA ™ Peptide LSTTECVDAGGESHADNT[K] |  | ,,,−20°C, | AQUA Peptides , 分子生物学 , 蛋白质组学 , 质谱 |  | monoisotopic mol wt 1941.847 Da,wet ice | , |  |  | monoisotopic mol wt 1941.847 Da,−20°C,wet ice
,,,,,, | AQ0536 |  | Sigma | AQUA ™ Peptide LSYEGEVT[K] |  | ,,,−20°C, | AQUA Peptides , 分子生物学 , 蛋白质组学 , 质谱 |  | monoisotopic mol wt 1032.52 Da,human ... SERPINF1 (5176),wet ice | , |  |  | monoisotopic mol wt 1032.52 Da,−20°C,human ... SERPINF1 (5176),wet ice
,,,,,, | AQ0913 |  | Sigma | AQUA ™ Peptide LTDNSNQFQTEVG[K] |  | ,,,−20°C, | AQUA Peptides , 分子生物学 , 蛋白质组学 , 质谱 |  | monoisotopic mol wt 1452.51 Da,mouse ... Itgb2 (16414) rat ... Itgb2 (309684),wet ice | , |  |  | monoisotopic mol wt 1452.51 Da,−20°C,mouse ... Itgb2 (16414) rat ... Itgb2 (309684),wet ice
,,C,,,, | AQ0074 |  | Sigma | AQUA ™ Peptide LTEQLAGPL[R] |  | ,,,−20°C, | AQUA Peptides , 分子生物学 , 蛋白质组学 , 质谱 |  | monoisotopic mol wt 1106.63 Da,chicken ... RCJMB04_1h14(427137) cow ... MGC157091(520256) dog ... SKIV2L2(607950) human ... SKIV2L2 (23517) mouse ... Skiv2l2 (72198) rat ... Skiv2l2 (365668),wet ice | , |  |  | monoisotopic mol wt 1106.63 Da,−20°C,chicken ... RCJMB04_1h14(427137) cow ... MGC157091(520256) dog ... SKIV2L2(607950) human ... SKIV2L2 (23517) mouse ... Skiv2l2 (72198) rat ... Skiv2l2 (365668),wet ice
,,C,,,, | AQ0296 |  | Sigma | AQUA ™ Peptide LTLSALVDG[K] |  | ,,,−20°C, | AQUA Peptides , 分子生物学 , 蛋白质组学 , 质谱 |  | monoisotopic mol wt 1023.61 Da,African clawed frog ... MGC114756(734449) cow ... VDAC2(282120) dog ... VDAC2(479255) human ... LOC647153(647153), LOC729317(729317), VDAC2 (7417) mouse ... Vdac2 (22334) pig ... VDAC2(397659) rat ... Vdac2 (83531), Vdac3 (83532),wet ice | , |  |  | monoisotopic mol wt 1023.61 Da,−20°C,African clawed frog ... MGC114756(734449) cow ... VDAC2(282120) dog ... VDAC2(479255) human ... LOC647153(647153), LOC729317(729317), VDAC2 (7417) mouse ... Vdac2 (22334) pig ... VDAC2(397659) rat ... Vdac2 (83531), Vdac3 (83532),wet ice
,,,,,, | AQ0413 |  | Sigma | AQUA ™ Peptide LTLVEAADLV[K] |  | ,,,−20°C, | AQUA Peptides , 分子生物学 , 蛋白质组学 , 质谱 |  | monoisotopic mol wt 1178.70 Da,wet ice | , |  |  | monoisotopic mol wt 1178.70 Da,−20°C,wet ice
,,C,,,, | AQ0053 |  | Sigma | AQUA ™ Peptide LTTSDIDYAL[K] |  | ,,,−20°C, | AQUA Peptides , 分子生物学 , 蛋白质组学 , 质谱 |  | monoisotopic mol wt 1246.65 Da,cow ... TAF6(505638) dog ... TAF6(489846) human ... TAF6 (6878) mouse ... Taf6 (21343) rat ... Taf6 (288533),wet ice | , |  |  | monoisotopic mol wt 1246.65 Da,−20°C,cow ... TAF6(505638) dog ... TAF6(489846) human ... TAF6 (6878) mouse ... Taf6 (21343) rat ... Taf6 (288533),wet ice
,,C,,,, | AQ0125 |  | Sigma | AQUA ™ Peptide LVINGNPITIFQE[R] |  | ,,,−20°C, | AQUA Peptides , 分子生物学 , 蛋白质组学 , 质谱 |  | monoisotopic mol wt 1622.90 Da,human ... GAPDH (2597) pig ... GAPDH(396823),wet ice | , |  |  | monoisotopic mol wt 1622.90 Da,−20°C,human ... GAPDH (2597) pig ... GAPDH(396823),wet ice
,,C,,,, | AQ0127 |  | Sigma | AQUA ™ Peptide LVLSAGPLRPTPAV[K] |  | ,,,−20°C, | AQUA Peptides , 分子生物学 , 蛋白质组学 , 质谱 |  | monoisotopic mol wt 1525.94 Da,human ... SRD5A2L2 (253017),wet ice | , |  |  | monoisotopic mol wt 1525.94 Da,−20°C,human ... SRD5A2L2 (253017),wet ice
,,,,,, | AQ0586 |  | Sigma | AQUA ™ Peptide LVTDQDISENWVIDSGAVSDWNVG[R] |  | ,,,−20°C, | AQUA Peptides , 分子生物学 , 蛋白质组学 , 质谱 |  | monoisotopic mol wt 2784.32 Da,wet ice | , |  |  | monoisotopic mol wt 2784.32 Da,−20°C,wet ice
,,C,,,, | AQ0022 |  | Sigma | AQUA ™ Peptide LYGYFHDAT[R] |  | ,,,−20°C, | AQUA Peptides , 分子生物学 , 蛋白质组学 , 质谱 |  | monoisotopic mol wt 1251.59 Da,cow ... MGC134472(504437) dog ... AURKA(485940) human ... AURKA (6790) mouse ... Aurka (20878) pig ... AURKA(574063) rat ... Aurka (261730),wet ice | , |  |  | monoisotopic mol wt 1251.59 Da,−20°C,cow ... MGC134472(504437) dog ... AURKA(485940) human ... AURKA (6790) mouse ... Aurka (20878) pig ... AURKA(574063) rat ... Aurka (261730),wet ice
,,,,,, | AQ0943 |  | Sigma | AQUA ™ Peptide MANHPLTHSH(pS)F[R] |  | ,,,−20°C, | AQUA Peptides , 分子生物学 , 蛋白质组学 , 质谱 |  | monoisotopic mol wt 1624.73 Da,wet ice | , |  |  | monoisotopic mol wt 1624.73 Da,−20°C,wet ice
,,,,,, | AQ0944 |  | Sigma | AQUA ™ Peptide MANHPLTHSHSF[R] |  | ,,,−20°C, | AQUA Peptides , 分子生物学 , 蛋白质组学 , 质谱 |  | monoisotopic mol wt 1544.75 Da,wet ice | , |  |  | monoisotopic mol wt 1544.75 Da,−20°C,wet ice
,,,,,, | AQ0947 |  | Sigma | AQUA ™ Peptide MA(pS)IDAQL[R] |  | ,,,−20°C, | AQUA Peptides , 分子生物学 , 蛋白质组学 , 质谱 |  | monoisotopic mol wt 1094.18 Da,wet ice | , |  |  | monoisotopic mol wt 1094.18 Da,−20°C,wet ice
,,,,,, | AQ0948 |  | Sigma | AQUA ™ Peptide MASIDAQL[R] |  | ,,,−20°C, | AQUA Peptides , 分子生物学 , 蛋白质组学 , 质谱 |  | monoisotopic mol wt 1014.20 Da,wet ice | , |  |  | monoisotopic mol wt 1014.20 Da,−20°C,wet ice
,,,,,, | AQ0939 |  | Sigma | AQUA ™ Peptide MATDRLTRVH(pS)L[R] |  | ,,,−20°C, | AQUA Peptides , 分子生物学 , 蛋白质组学 , 质谱 |  | monoisotopic mol wt 1645.83 Da,wet ice | , |  |  | monoisotopic mol wt 1645.83 Da,−20°C,wet ice
,,,,,, | AQ0940 |  | Sigma | AQUA ™ Peptide MATDRLTRVHSL[R] |  | ,,,−20°C, | AQUA Peptides , 分子生物学 , 蛋白质组学 , 质谱 |  | monoisotopic mol wt 1565.85 Da,wet ice | , |  |  | monoisotopic mol wt 1565.85 Da,−20°C,wet ice
,,,,,, | AQ0735 |  | Sigma | AQUA ™ Peptide NADGYIDLDEL[K] |  | ,,,−20°C, | AQUA Peptides , 分子生物学 , 蛋白质组学 , 质谱 |  | monoisotopic mol wt 1372.660 Da,human ... TNNC1 (7134) mouse ... Tnnc1 (21924) rat ... Tnnc1 (290561),wet ice | , |  |  | monoisotopic mol wt 1372.660 Da,−20°C,human ... TNNC1 (7134) mouse ... Tnnc1 (21924) rat ... Tnnc1 (290561),wet ice
,,C,,,, | AQ0237 |  | Sigma | AQUA ™ Peptide NAYEECLEHLETF[K] |  | ,,,−20°C, | AQUA Peptides , 分子生物学 , 蛋白质组学 , 质谱 |  | monoisotopic mol wt 1732.79 Da,wet ice | , |  |  | monoisotopic mol wt 1732.79 Da,−20°C,wet ice
,,C,,,, | AQ0236 |  | Sigma | AQUA ™ Peptide NAYEESLEHLETF[K] |  | ,,,−20°C, | AQUA Peptides , 分子生物学 , 蛋白质组学 , 质谱 |  | monoisotopic mol wt 1716.81 Da,African clawed frog ... LOC432141(432141) chicken ... MYH7(395350) cow ... MYH7(282714) dog ... MYH6(403807) human ... MYH6 (4624), MYH7 (4625) mouse ... LOC674761(674761), Myh6 (17888), Myh7 (140781) pig ... MYH7(396860) rat ... Myh6 (29556), Myh7 (29557),wet ice | , |  |  | monoisotopic mol wt 1716.81 Da,−20°C,African clawed frog ... LOC432141(432141) chicken ... MYH7(395350) cow ... MYH7(282714) dog ... MYH6(403807) human ... MYH6 (4624), MYH7 (4625) mouse ... LOC674761(674761), Myh6 (17888), Myh7 (140781) pig ... MYH7(396860) rat ... Myh6 (29556), Myh7 (29557),wet ice
,,C,,,, | AQ0233 |  | Sigma | AQUA ™ Peptide NFASLQELLSLGGE[R] |  | ,,,−20°C, | AQUA Peptides , 分子生物学 , 蛋白质组学 , 质谱 |  | monoisotopic mol wt 1642.86 Da,wet ice | , |  |  | monoisotopic mol wt 1642.86 Da,−20°C,wet ice
,,C,,,, | AQ0250 |  | Sigma | AQUA ™ Peptide NFLELTEL[K] |  | ,,,−20°C, | AQUA Peptides , 分子生物学 , 蛋白质组学 , 质谱 |  | monoisotopic mol wt 1113.62 Da,Drosophila melanogaster ... Vha100-1(43442) African clawed frog ... atp6v0a1(379986) chicken ... ATP6V0A1(395474) cow ... ATP6V0A1(286768) dog ... ATP6V0A1(607705) honey bee ... LOC412651(412651) human ... ATP6V0A1 (535) mouse ... Atp6v0a1 (11975) rat ... Atp6v0a1 (29757),wet ice | , |  |  | monoisotopic mol wt 1113.62 Da,−20°C,Drosophila melanogaster ... Vha100-1(43442) African clawed frog ... atp6v0a1(379986) chicken ... ATP6V0A1(395474) cow ... ATP6V0A1(286768) dog ... ATP6V0A1(607705) honey bee ... LOC412651(412651) human ... ATP6V0A1 (535) mouse ... Atp6v0a1 (11975) rat ... Atp6v0a1 (29757),wet ice
,,,,,, | AQ0377 |  | Sigma | AQUA ™ Peptide NFPDAFENNDVT[K] |  | ,,,−20°C, | AQUA Peptides , 分子生物学 , 蛋白质组学 , 质谱 |  | monoisotopic mol wt 1517.69 Da,wet ice | , |  |  | monoisotopic mol wt 1517.69 Da,−20°C,wet ice
,,,,,, | AQ0512 |  | Sigma | AQUA ™ Peptide NFPSPVDAAF[R] |  | ,,,−20°C, | AQUA Peptides , 分子生物学 , 蛋白质组学 , 质谱 |  | monoisotopic mol wt 1229.61 Da,human ... HPX (3263),wet ice | , |  |  | monoisotopic mol wt 1229.61 Da,−20°C,human ... HPX (3263),wet ice
,,,,,, | AQ0923 |  | Sigma | AQUA ™ Peptide NGDATLL[R] |  | ,,,−20°C, | AQUA Peptides , 分子生物学 , 蛋白质组学 , 质谱 |  | monoisotopic mol wt 868.97 Da,wet ice | , |  |  | monoisotopic mol wt 868.97 Da,−20°C,wet ice
,,,,,, | AQ0602 |  | Sigma | AQUA ™ Peptide NIETDYT[R] |  | ,,,−20°C, | AQUA Peptides , 分子生物学 , 蛋白质组学 , 质谱 |  | monoisotopic mol wt 1020.48 Da,wet ice | , |  |  | monoisotopic mol wt 1020.48 Da,−20°C,wet ice
,,,,,, | AQ0796 |  | Sigma | AQUA ™ Peptide NIETFTCDTQDITY[R] |  | ,,,−20°C, | AQUA Peptides , 分子生物学 , 蛋白质组学 , 质谱 |  | monoisotopic mol wt 1828.82 Da,wet ice | , |  |  | monoisotopic mol wt 1828.82 Da,−20°C,wet ice
,,C,,,, | AQ0231 |  | Sigma | AQUA ™ Peptide NIFAQAAA[R] |  | ,,,−20°C, | AQUA Peptides , 分子生物学 , 蛋白质组学 , 质谱 |  | monoisotopic mol wt 970.522 Da,wet ice | , |  |  | monoisotopic mol wt 970.522 Da,−20°C,wet ice
,,,,,, | AQ0821 |  | Sigma | AQUA ™ Peptide NIIHGSDAVESAE[K] |  | ,,,−20°C, | AQUA Peptides , 分子生物学 , 蛋白质组学 , 质谱 |  | monoisotopic mol wt 1476.73 Da,wet ice | , |  |  | monoisotopic mol wt 1476.73 Da,−20°C,wet ice
,,C,,,, | AQ0298 |  | Sigma | AQUA ™ Peptide NILLTNEQLENA[R] |  | ,,,−20°C, | AQUA Peptides , 分子生物学 , 蛋白质组学 , 质谱 |  | monoisotopic mol wt 1536.81 Da,mouse ... Sfxn1 (14057) rat ... Sfxn1 (364678),wet ice | , |  |  | monoisotopic mol wt 1536.81 Da,−20°C,mouse ... Sfxn1 (14057) rat ... Sfxn1 (364678),wet ice
,,,,,, | AQ0778 |  | Sigma | AQUA ™ Peptide NIQNDVSCYLEG[K] |  | ,,,−20°C, | AQUA Peptides , 分子生物学 , 蛋白质组学 , 质谱 |  | monoisotopic mol wt 1489.70 Da,wet ice | , |  |  | monoisotopic mol wt 1489.70 Da,−20°C,wet ice
,,,,,, | AQ0783 |  | Sigma | AQUA ™ Peptide NKDCTAIWEAF[K] |  | ,,,−20°C, | AQUA Peptides , 分子生物学 , 蛋白质组学 , 质谱 |  | monoisotopic mol wt 1432.69 Da,wet ice | , |  |  | monoisotopic mol wt 1432.69 Da,−20°C,wet ice
,,,,,, | AQ0617 |  | Sigma | AQUA ™ Peptide NLDVTSLGF[R] |  | ,,,−20°C, | AQUA Peptides , 分子生物学 , 蛋白质组学 , 质谱 |  | monoisotopic mol wt 1130.60 Da,wet ice | , |  |  | monoisotopic mol wt 1130.60 Da,−20°C,wet ice
,,C,,,, | AQ0254 |  | Sigma | AQUA ™ Peptide NLQSEVEGV[K] |  | ,,,−20°C, | AQUA Peptides , 分子生物学 , 蛋白质组学 , 质谱 |  | monoisotopic mol wt 1109.58 Da,dog ... VAMP8(609784) human ... VAMP8 (8673) mouse ... Vamp8 (22320) rat ... Vamp8 (83730),wet ice | , |  |  | monoisotopic mol wt 1109.58 Da,−20°C,dog ... VAMP8(609784) human ... VAMP8 (8673) mouse ... Vamp8 (22320) rat ... Vamp8 (83730),wet ice
,,,,,, | AQ0717 |  | Sigma | AQUA ™ Peptide NLQVYDATSNSLTV[K] |  | ,,,−20°C, | AQUA Peptides , 分子生物学 , 蛋白质组学 , 质谱 |  | monoisotopic mol wt 1659.86 Da,wet ice | , |  |  | monoisotopic mol wt 1659.86 Da,−20°C,wet ice
,,C,,,, | AQ0170 |  | Sigma | AQUA ™ Peptide NNLPFLTDVTLP[R] |  | ,,,−20°C, | AQUA Peptides , 分子生物学 , 蛋白质组学 , 质谱 |  | monoisotopic mol wt 1508.82 Da,wet ice | , |  |  | monoisotopic mol wt 1508.82 Da,−20°C,wet ice
,,,,,, | AQ0673 |  | Sigma | AQUA ™ Peptide NPQDSSQSADGL[R] |  | ,,,−20°C, | AQUA Peptides , 分子生物学 , 蛋白质组学 , 质谱 |  | monoisotopic mol wt 1383.63 Da,wet ice | , |  |  | monoisotopic mol wt 1383.63 Da,−20°C,wet ice
,,C,,,, | AQ0180 |  | Sigma | AQUA ™ Peptide NQDQTTSSELL[R] |  | ,,,−20°C, | AQUA Peptides , 分子生物学 , 蛋白质组学 , 质谱 |  | monoisotopic mol wt 1400.68 Da,wet ice | , |  |  | monoisotopic mol wt 1400.68 Da,−20°C,wet ice
,,,,,, | AQ0832 |  | Sigma | AQUA ™ Peptide NQFIAGIENFDA[K] |  | ,,,−20°C, | AQUA Peptides , 分子生物学 , 蛋白质组学 , 质谱 |  | monoisotopic mol wt 1473.73 Da,wet ice | , |  |  | monoisotopic mol wt 1473.73 Da,−20°C,wet ice
,,,,,, | AQ0823 |  | Sigma | AQUA ™ Peptide NQLTTNPENTVFDA[K] |  | ,,,−20°C, | AQUA Peptides , 分子生物学 , 蛋白质组学 , 质谱 |  | monoisotopic mol wt 1698.83 Da,wet ice | , |  |  | monoisotopic mol wt 1698.83 Da,−20°C,wet ice
,,,,,, | AQ0773 |  | Sigma | AQUA ™ Peptide NSLLDGSWGSEE[K] |  | ,,,−20°C, | AQUA Peptides , 分子生物学 , 蛋白质组学 , 质谱 |  | monoisotopic mol wt 1428.66 Da,wet ice | , |  |  | monoisotopic mol wt 1428.66 Da,−20°C,wet ice
,,,,,, | AQ0738 |  | Sigma | AQUA ™ Peptide NSPTDTILFI[R] |  | ,,,−20°C, | AQUA Peptides , 分子生物学 , 蛋白质组学 , 质谱 |  | monoisotopic mol wt 1285.691 Da,human ... MYBPC3 (4607) mouse ... Mybpc3 (17868) rat ... Mybpc3_predicted (295929),wet ice | , |  |  | monoisotopic mol wt 1285.691 Da,−20°C,human ... MYBPC3 (4607) mouse ... Mybpc3 (17868) rat ... Mybpc3_predicted (295929),wet ice
,,,,,, | AQ0924 |  | Sigma | AQUA ™ Peptide NTECAPGFGAQHPLQLN[K] |  | ,,,−20°C, | AQUA Peptides , 分子生物学 , 蛋白质组学 , 质谱 |  | monoisotopic mol wt 1797.00 Da,mouse ... Tnfrsf11a (21934),wet ice | , |  |  | monoisotopic mol wt 1797.00 Da,−20°C,mouse ... Tnfrsf11a (21934),wet ice
,,,,,, | AQ0873 |  | Sigma | AQUA ™ Peptide NVAVDELS[R] |  | ,,,−20°C, | AQUA Peptides , 分子生物学 , 蛋白质组学 , 质谱 |  | monoisotopic mol wt 1011.52 Da,human ... NQO2 (4835),wet ice | , |  |  | monoisotopic mol wt 1011.52 Da,−20°C,human ... NQO2 (4835),wet ice
,,,,,, | AQ0774 |  | Sigma | AQUA ™ Peptide NVIIWGDHSSTQYPDVNHA[K] |  | ,,,−20°C, | AQUA Peptides , 分子生物学 , 蛋白质组学 , 质谱 |  | monoisotopic mol wt 2288.11 Da,wet ice | , |  |  | monoisotopic mol wt 2288.11 Da,−20°C,wet ice
,,,,,, | AQ0879 |  | Sigma | AQUA ™ Peptide NVIQISNDLENL[R] |  | ,,,−20°C, | AQUA Peptides , 分子生物学 , 蛋白质组学 , 质谱 |  | monoisotopic mol wt 1536.81 Da,human ... LEP (3952),wet ice | , |  |  | monoisotopic mol wt 1536.81 Da,−20°C,human ... LEP (3952),wet ice
,,C,,,, | AQ0269 |  | Sigma | AQUA ™ Peptide NVPPGLDEYNPFSDS[R] |  | ,,,−20°C, | AQUA Peptides , 分子生物学 , 蛋白质组学 , 质谱 |  | monoisotopic mol wt 1815.83 Da,chicken ... SCAMP1(416368) cow ... LOC535352(535352) dog ... SCAMP1(479172) human ... SCAMP1 (9522) mouse ... Scamp1 (107767) pig ... SCAMP1(397477) rat ... Scamp1 (29521),wet ice | , |  |  | monoisotopic mol wt 1815.83 Da,−20°C,chicken ... SCAMP1(416368) cow ... LOC535352(535352) dog ... SCAMP1(479172) human ... SCAMP1 (9522) mouse ... Scamp1 (107767) pig ... SCAMP1(397477) rat ... Scamp1 (29521),wet ice
,,,,,, | AQ0757 |  | Sigma | AQUA ™ Peptide NYEDGTTCPGI[K] |  | ,,,−20°C, | AQUA Peptides , 分子生物学 , 蛋白质组学 , 质谱 |  | monoisotopic mol wt 1304.58 Da,wet ice | , |  |  | monoisotopic mol wt 1304.58 Da,−20°C,wet ice
,,,,,, | AQ0756 |  | Sigma | AQUA ™ Peptide NYEDGTTSPGL[K] |  | ,,,−20°C, | AQUA Peptides , 分子生物学 , 蛋白质组学 , 质谱 |  | monoisotopic mol wt 1288.60 Da,wet ice | , |  |  | monoisotopic mol wt 1288.60 Da,−20°C,wet ice
,,,,,, | AQ0513 |  | Sigma | AQUA ™ Peptide NYNLVESL[K] |  | ,,,−20°C, | AQUA Peptides , 分子生物学 , 蛋白质组学 , 质谱 |  | monoisotopic mol wt 1086.58 Da,human ... SERPIND1 (3053),wet ice | , |  |  | monoisotopic mol wt 1086.58 Da,−20°C,human ... SERPIND1 (3053),wet ice
,,,,,, | AQ0436 |  | Sigma | AQUA ™ Peptide NYSIAQ[K] |  | ,,,−20°C, | AQUA Peptides , 分子生物学 , 蛋白质组学 , 质谱 |  | monoisotopic mol wt 830.44 Da,human ... TRRAP (8295) mouse ... Trrap (100683),wet ice | , |  |  | monoisotopic mol wt 830.44 Da,−20°C,human ... TRRAP (8295) mouse ... Trrap (100683),wet ice
,,,,,, | AQ0731 |  | Sigma | AQUA ™ Peptide NYVVTDHGSCV[R] |  | ,,,−20°C, | AQUA Peptides , 分子生物学 , 蛋白质组学 , 质谱 |  | monoisotopic mol wt 1358.628 Da,human ... EGFR (1956) mouse ... Egfr (13649) rat ... Egfr (24329),wet ice | , |  |  | monoisotopic mol wt 1358.628 Da,−20°C,human ... EGFR (1956) mouse ... Egfr (13649) rat ... Egfr (24329),wet ice
,,C,,,, | AQ0058 |  | Sigma | AQUA ™ Peptide (pS)LDQPFLS[K] |  | ,,,−20°C, | AQUA Peptides , 分子生物学 , 蛋白质组学 , 质谱 |  | monoisotopic mol wt 1121.52 Da,human ... ARAP3 (64411),wet ice | , |  |  | monoisotopic mol wt 1121.52 Da,−20°C,human ... ARAP3 (64411),wet ice
,,C,,,, | AQ0100 |  | Sigma | AQUA ™ Peptide (pS)LLELH[K] |  | ,,,−20°C, | AQUA Peptides , 分子生物学 , 蛋白质组学 , 质谱 |  | monoisotopic mol wt 926.472 Da,African clawed frog ... plk(380481) chicken ... RCJMB04_20p15(416575) cow ... PLK1(538238) dog ... PLK1(489971) human ... FTH1 (2495), PLK1 (5347) mouse ... Fth1 (14319), Plk1 (18817) pig ... PLK1(396953) rat ... Fth1 (25319), Plk1 (25515),wet ice | , |  |  | monoisotopic mol wt 926.472 Da,−20°C,African clawed frog ... plk(380481) chicken ... RCJMB04_20p15(416575) cow ... PLK1(538238) dog ... PLK1(489971) human ... FTH1 (2495), PLK1 (5347) mouse ... Fth1 (14319), Plk1 (18817) pig ... PLK1(396953) rat ... Fth1 (25319), Plk1 (25515),wet ice
,,,,,, | AQ0730 |  | Sigma | AQUA ™ Peptide PTQCVNCSQFL[R] |  | ,,,−20°C, | AQUA Peptides , 分子生物学 , 蛋白质组学 , 质谱 |  | monoisotopic mol wt 1404.652 Da,human ... ERBB2 (2064) mouse ... Erbb2 (13866),wet ice | , |  |  | monoisotopic mol wt 1404.652 Da,−20°C,human ... ERBB2 (2064) mouse ... Erbb2 (13866),wet ice
,,,,,, | AQ0766 |  | Sigma | AQUA ™ Peptide QDESYLNFA[R] |  | ,,,−20°C, | AQUA Peptides , 分子生物学 , 蛋白质组学 , 质谱 |  | monoisotopic mol wt 1251.58 Da,wet ice | , |  |  | monoisotopic mol wt 1251.58 Da,−20°C,wet ice
,,,,,, | AQ0565 |  | Sigma | AQUA ™ Peptide QDGSVDFF[R] |  | ,,,−20°C, | AQUA Peptides , 分子生物学 , 蛋白质组学 , 质谱 |  | monoisotopic mol wt 1079.49 Da,human ... FCN3 (8547),wet ice | , |  |  | monoisotopic mol wt 1079.49 Da,−20°C,human ... FCN3 (8547),wet ice
,,,,,, | AQ0618 |  | Sigma | AQUA ™ Peptide QGQDDLSSV[K] |  | ,,,−20°C, | AQUA Peptides , 分子生物学 , 蛋白质组学 , 质谱 |  | monoisotopic mol wt 1083.53 Da,wet ice | , |  |  | monoisotopic mol wt 1083.53 Da,−20°C,wet ice
,,,,,, | AQ0654 |  | Sigma | AQUA ™ Peptide QIGLYPVLVIDSSGYVNPDYTG[R] |  | ,,,−20°C, | AQUA Peptides , 分子生物学 , 蛋白质组学 , 质谱 |  | monoisotopic mol wt 2535.29 Da,wet ice | , |  |  | monoisotopic mol wt 2535.29 Da,−20°C,wet ice
,,,,,, | AQ0561 |  | Sigma | AQUA ™ Peptide QITVNDLPVG[R] |  | ,,,−20°C, | AQUA Peptides , 分子生物学 , 蛋白质组学 , 质谱 |  | monoisotopic mol wt 1220.68 Da,human ... PRDX1 (5052) mouse ... Prdx2 (21672) rat ... Prdx2 (29338),wet ice | , |  |  | monoisotopic mol wt 1220.68 Da,−20°C,human ... PRDX1 (5052) mouse ... Prdx2 (21672) rat ... Prdx2 (29338),wet ice
,,,,,, | AQ0780 |  | Sigma | AQUA ™ Peptide QSSSEQCSDLSSV[R] |  | ,,,−20°C, | AQUA Peptides , 分子生物学 , 蛋白质组学 , 质谱 |  | monoisotopic mol wt 1521.66 Da,wet ice | , |  |  | monoisotopic mol wt 1521.66 Da,−20°C,wet ice
,,C,,,, | AQ0276 |  | Sigma | AQUA ™ Peptide QTLFITGLP[R] |  | ,,,−20°C, | AQUA Peptides , 分子生物学 , 蛋白质组学 , 质谱 |  | monoisotopic mol wt 1154.67 Da,mouse ... Tmem63a (208795) rat ... Tmem63a_predicted (289318),wet ice | , |  |  | monoisotopic mol wt 1154.67 Da,−20°C,mouse ... Tmem63a (208795) rat ... Tmem63a_predicted (289318),wet ice
,,,,,, | AQ0550 |  | Sigma | AQUA ™ Peptide QVSGPLTS[K] |  | ,,,−20°C, | AQUA Peptides , 分子生物学 , 蛋白质组学 , 质谱 |  | monoisotopic mol wt 923.52 Da,human ... SHBG (6462),wet ice | , |  |  | monoisotopic mol wt 923.52 Da,−20°C,human ... SHBG (6462),wet ice
,,,,,, | AQ0527 |  | Sigma | AQUA ™ Peptide QVVAGLNF[R] |  | ,,,−20°C, | AQUA Peptides , 分子生物学 , 蛋白质组学 , 质谱 |  | monoisotopic mol wt 1012.57 Da,human ... KNG1 (3827) mouse ... Kng1 (16644),wet ice | , |  |  | monoisotopic mol wt 1012.57 Da,−20°C,human ... KNG1 (3827) mouse ... Kng1 (16644),wet ice
,,C,,,, | AQ0314 |  | Sigma | AQUA ™ Peptide RPFIDEA[K] |  | ,,,−20°C, | AQUA Peptides , 分子生物学 , 蛋白质组学 , 质谱 |  | monoisotopic mol wt 982.533 Da,Drosophila melanogaster ... D(39570), Sox21a(39567), Sox21b(39569), SoxN(44275) African clawed frog ... Sox-2(398000), sox1(734174), sox3(399335), xsox-11(398329) chicken ... SOX1(374240), SOX2(396105), SOX3(374019) cow ... LOC618135(618135) dog ... SOX1(607464), SOX2(488092), SOX3(492178) honey bee ... LOC408411(408411), LOC726150(726150), LOC726202(726202) human ... SOX1 (6656), SOX2 (6657), SOX21 (11166), SOX3 (6658) mouse ... Sox1 (20664), Sox2 (20674), Sox21 (223227), Sox3 (20675) pig ... SOX2(407739) rat ... LOC679158 (679158), Sox2 (499593), Sox21_predicted (306168),wet ice | , |  |  | monoisotopic mol wt 982.533 Da,−20°C,Drosophila melanogaster ... D(39570), Sox21a(39567), Sox21b(39569), SoxN(44275) African clawed frog ... Sox-2(398000), sox1(734174), sox3(399335), xsox-11(398329) chicken ... SOX1(374240), SOX2(396105), SOX3(374019) cow ... LOC618135(618135) dog ... SOX1(607464), SOX2(488092), SOX3(492178) honey bee ... LOC408411(408411), LOC726150(726150), LOC726202(726202) human ... SOX1 (6656), SOX2 (6657), SOX21 (11166), SOX3 (6658) mouse ... Sox1 (20664), Sox2 (20674), Sox21 (223227), Sox3 (20675) pig ... SOX2(407739) rat ... LOC679158 (679158), Sox2 (499593), Sox21_predicted (306168),wet ice
,,C,,,, | AQ0317 |  | Sigma | AQUA ™ Peptide RPSAPVDFS[K] |  | ,,,−20°C, | AQUA Peptides , 分子生物学 , 蛋白质组学 , 质谱 |  | monoisotopic mol wt 1110.59 Da,human ... MESDC2 (23184),wet ice | , |  |  | monoisotopic mol wt 1110.59 Da,−20°C,human ... MESDC2 (23184),wet ice
,,,,,, | AQ0572 |  | Sigma | AQUA ™ Peptide SANILVGNGLIC[K] |  | ,,,−20°C, | AQUA Peptides , 分子生物学 , 蛋白质组学 , 质谱 |  | monoisotopic mol wt 1308.73 Da,human ... FYN (2534) mouse ... Fyn (14360) rat ... Fyn (25150),wet ice | , |  |  | monoisotopic mol wt 1308.73 Da,−20°C,human ... FYN (2534) mouse ... Fyn (14360) rat ... Fyn (25150),wet ice
,,C,,,, | AQ0215 |  | Sigma | AQUA ™ Peptide SCIDESAIDS[R] |  | ,,,−20°C, | AQUA Peptides , 分子生物学 , 蛋白质组学 , 质谱 |  | monoisotopic mol wt 1204.53 Da,wet ice | , |  |  | monoisotopic mol wt 1204.53 Da,−20°C,wet ice
,,C,,,, | AQ0262 |  | Sigma | AQUA ™ Peptide SDAAPAASDSKPSSAEPAPSS[K] |  | ,,,−20°C, | AQUA Peptides , 分子生物学 , 蛋白质组学 , 质谱 |  | monoisotopic mol wt 2056.95 Da,mouse ... Basp1 (70350),wet ice | , |  |  | monoisotopic mol wt 2056.95 Da,−20°C,mouse ... Basp1 (70350),wet ice
,,C,,,, | AQ0145 |  | Sigma | AQUA ™ Peptide SDATALCHI[R] |  | ,,,−20°C, | AQUA Peptides , 分子生物学 , 蛋白质组学 , 质谱 |  | monoisotopic mol wt 1095.54 Da,wet ice | , |  |  | monoisotopic mol wt 1095.54 Da,−20°C,wet ice
,,C,,,, | AQ0289 |  | Sigma | AQUA ™ Peptide SDLGVGVFTPTVEA[R] |  | ,,,−20°C, | AQUA Peptides , 分子生物学 , 蛋白质组学 , 质谱 |  | monoisotopic mol wt 1556.81 Da,mouse ... Ptprf (19268) rat ... Ptprf (360406),wet ice | , |  |  | monoisotopic mol wt 1556.81 Da,−20°C,mouse ... Ptprf (19268) rat ... Ptprf (360406),wet ice
,,,,,, | AQ0578 |  | Sigma | AQUA ™ Peptide SDRDKFV[I]FLDVKHF |  | ,,,−20°C, | AQUA Peptides , 分子生物学 , 蛋白质组学 , 质谱 |  | monoisotopic mol wt 1872.00 Da,human ... CRYAA (1409) mouse ... Cryaa (12954) rat ... Cryaa (24273),wet ice | , |  |  | monoisotopic mol wt 1872.00 Da,−20°C,human ... CRYAA (1409) mouse ... Cryaa (12954) rat ... Cryaa (24273),wet ice
,,,,,, | AQ0607 |  | Sigma | AQUA ™ Peptide SDTSLLQQNL[R] |  | ,,,−20°C, | AQUA Peptides , 分子生物学 , 蛋白质组学 , 质谱 |  | monoisotopic mol wt 1283.67 Da,wet ice | , |  |  | monoisotopic mol wt 1283.67 Da,−20°C,wet ice
,,,,,, | AQ0499 |  | Sigma | AQUA ™ Peptide SDTVPSP[R] |  | ,,,−20°C, | AQUA Peptides , 分子生物学 , 蛋白质组学 , 质谱 |  | monoisotopic mol wt 867.43 Da,wet ice | , |  |  | monoisotopic mol wt 867.43 Da,−20°C,wet ice
,,C,,,, | AQ0312 |  | Sigma | AQUA ™ Peptide SEPSSPPPAIASHSQ[R] |  | ,,,−20°C, | AQUA Peptides , 分子生物学 , 蛋白质组学 , 质谱 |  | monoisotopic mol wt 1656.81 Da,human ... SOX3 (6658) mouse ... Sox3 (20675) rat ... LOC679158 (679158),wet ice | , |  |  | monoisotopic mol wt 1656.81 Da,−20°C,human ... SOX3 (6658) mouse ... Sox3 (20675) rat ... LOC679158 (679158),wet ice
trans -Cinnamic acid,purum, ≥99.0% (T),C,1905952,205-398-1,MFCD00004369,24890291 | 96340 | 140-10-3 | Fluka | 反式肉桂酸 | (PDF) | ≥99.0% (T),,,133 °C(lit.), | Aloe Vera , Aspalathus linearis (Rooibos tea) , Building Blocks , C9 , Carbonyl Compounds , Carboxylic Acids , Chemical Synthesis , Citrus aurantium (Seville orange) , Curcuma longa (Turmeric) , Hypericum perforatum (St John′s wort) , Matrices for MALDI Analysis , Ocimum basilicum (Basil) , Organic Building Blocks , Panax ginseng , Phytochemicals by Plant (Food/Spice/Herb) , Piper methysticum (Kava) , Vaccinium myrtillus (Bilberry) , 分子生物学 , 细胞生物学 , 营养研究 , 蛋白质组学 , 质谱 |  | purum | , |  |  | purum,≥99.0% (T),133 °C(lit.)
,essentially salt-free, lyophilized powder,,,232-905-3,MFCD00130483, | C4879 | 9035-75-0 | Sigma | α-Chymotrypsinogen A from bovine pancreas | (PDF) | ,,,−20°C, | Application Index , Peptide and protein standards for mass spectrometry analysis , Proteases , Proteases & Protein Sequencing , 分子生物学 , 生化试剂 , 蛋白质组学 , 质谱 , 酶、抑制剂和底物 |  | α-chymotrypsin ≤1 unit/mg (prior to activation by trypsin),essentially salt-free, lyophilized powder,mol wt 25,656 Da by calculation,1 mM HCl: soluble10 mg/mL, clear, colorless,≥40 units/mg solid,cow ... CTRB1(618826),6× crystallization,Type II | , |  |  | α-chymotrypsin ≤1 unit/mg (prior to activation by trypsin),essentially salt-free, lyophilized powder,mol wt 25,656 Da by calculation,1 mM HCl: soluble10 mg/mL, clear, colorless,−20°C,≥40 units/mg solid,cow ... CTRB1(618826),6× crystallization,Type II
Cytochrome c from bovine heart,≥95% based on Mol. Wt. 12,327 basis,,,232-700-9,MFCD00130890, | C3131 | 9007-43-6 | Sigma | 细胞色素 C 来源于牛心脏 | (PDF) | ≥95% based on Mol. Wt. 12,327 basis,,,−20°C, | Apoptosis and Cell Cycle , Cytochrome c , Cytochromes , Electron Transport and Cellular Respiration , Metabolic Pathways , Mitochondrial Proteins , Mitochondrial Proteins, Antibodies, and Transport Inhibitors , Peptide and protein standards for mass spectrometry analysis , 代谢组学 , 分子生物学 , 细胞信号转导和神经科学 , 细胞生物学 , 蛋白质组学 , 质谱 |  | mol wt 12327 Da,cow ... CYC1(512500) | , |  |  | mol wt 12327 Da,−20°C,≥95% based on Mol. Wt. 12,327 basis,cow ... CYC1(512500)
,≥97% (HPLC),C,,,MFCD00076381,24894621 | E6136 | 59004-96-5 | Sigma | α-Endorphin human |  | ≥97% (HPLC),,,−20°C, | Endorphins , Neuropeptides , Opioid Peptides , Peptide and protein standards for mass spectrometry analysis , Peptides and Proteins , Peptides for Cell Biology , 分子生物学 , 细胞信号转导和神经科学 , 细胞生物学 , 蛋白质组学 , 质谱 |  | human ... POMC (5443) | , |  |  | −20°C,human ... POMC (5443),≥97% (HPLC)
Insulin from bovine pancreas,≥27 USP units/mg (HPLC), powder,C,,234-291-2,MFCD00131380, | I5500 | 11070-73-8 | Sigma-Aldrich | 胰岛素 来源于牛胰腺 | (PDF) | ,,,−20°C, | Cytokines, Growth Factors and Hormones , Hormones , Insulin and Insulin Receptors , Other Protein/Peptide Hormones , Peptide and protein standards for mass spectrometry analysis , 分子生物学 , 细胞信号转导和神经科学 , 细胞生物学 , 蛋白质组学 , 质谱 |  | cow ... INS(280829),Zn: ≤1.0%,powder | , |  |  | −20°C,cow ... INS(280829),Zn: ≤1.0%,powder
Insulin chain A oxidized ammonium salt from bovine pancreas,≥80% (HPLC), powder,C,,,, | I1633 | 77282-71-4 | Sigma | 氧化胰岛素链 A 铵盐 来源于牛胰腺 |  | ≥80% (HPLC),,,−20°C, | Cytokines, Growth Factors and Hormones , Gastrointestinal Peptides , Hormones , Insulin Peptides , Insulin and Insulin Receptors , Kinase/Phosphatase Biology , Other Protein/Peptide Hormones , Peptide and protein standards for mass spectrometry analysis , Peptides and Proteins , Peptides for Cell Biology , Receptor Tyrosine Kinase Biology , Receptor Tyrosine Kinases , 分子生物学 , 细胞信号转导和神经科学 , 细胞生物学 , 蛋白质组学 , 质谱 |  | cow ... INS(280829),powder | , |  |  | −20°C,cow ... INS(280829),≥80% (HPLC),powder
α-Lactalbumin from bovine milk,Type III, calcium depleted, ≥85% (PAGE), lyophilized powder,,,,MFCD00162025, | L6010 | 9051-29-0 | Sigma | α-乳白蛋白 来源于牛奶 | (PDF) | ≥85% (PAGE),,,−20°C, | Peptide and protein standards for mass spectrometry analysis , 分子生物学 , 蛋白质组学 , 质谱 |  | lyophilized powder,mol wt 14,178 Da by calculation,calcium depleted,Ca: ≤0.3 mol/mol (may contain traces of (NH 4 ) 2 SO 4 and sodium phosphate L6010 ),H 2 O: soluble10 mg/mL, clear to slightly hazy, colorless to faintly yellow,cow ... LALBA(281894),Type III | , |  |  | ≥85% (PAGE),lyophilized powder,mol wt 14,178 Da by calculation,Type III,Ca: ≤0.3 mol/mol (may contain traces of (NH 4 ) 2 SO 4 and sodium phosphate L6010 ),H 2 O: soluble10 mg/mL, clear to slightly hazy, colorless to faintly yellow,−20°C,cow ... LALBA(281894),calcium depleted
α-Lactalbumin from human milk,≥95% (SDS-PAGE), lyophilized powder,,,,MFCD00130492, | L7269 | 9051-29-0 | Sigma | α-乳白蛋白 来源于人奶 | (PDF) | ≥95% (SDS-PAGE),,,−20°C, | Peptide and protein standards for mass spectrometry analysis , 分子生物学 , 蛋白质组学 , 质谱 |  | mol wt 14,070 Da by calculation,human ... LALBA (3906),lyophilized powder,H 2 O: soluble10 mg/mL(lit.) | , |  |  | ≥95% (SDS-PAGE),lyophilized powder,mol wt 14,070 Da by calculation,H 2 O: soluble10 mg/mL(lit.),−20°C,human ... LALBA (3906)
,≥90% (PAGE),,,,MFCD00130636, | L7880 | 50863-92-8 | Sigma | β-Lactoglobulin A from bovine milk |  | ≥90% (PAGE),,,2-8°C, | Peptide and protein standards for mass spectrometry analysis , 分子生物学 , 蛋白质组学 , 质谱 |  | mol wt 18,363 Da by calculation | , |  |  | mol wt 18,363 Da by calculation,2-8°C,≥90% (PAGE)
β-Lactoglobulin B from bovine milk,≥90% (PAGE),,,,MFCD00130637, | L8005 | 9066-45-9 | Sigma | β-乳球蛋白 B 来源于牛奶 | (PDF) | ≥90% (PAGE),,,2-8°C, | Peptide and protein standards for mass spectrometry analysis , 分子生物学 , 蛋白质组学 , 质谱 |  | mol wt 18,276 Da by calculation | , |  |  | mol wt 18,276 Da by calculation,2-8°C,≥90% (PAGE)
Met-Arg-Phe-Ala acetate salt,≥90% (HPLC),C,,,MFCD00083776,24896621 | M1170 | 67368-29-0 | Sigma | Met-Arg-Phe-Ala 乙酸盐 | (PDF) | ≥90% (HPLC),,,−20°C, | Other Peptides , Peptide and protein standards for mass spectrometry analysis , Peptides and Proteins , Peptides for Cell Biology , 分子生物学 , 细胞信号转导和神经科学 , 细胞生物学 , 蛋白质组学 , 质谱 |  |  | , |  |  | −20°C,≥90% (HPLC)
,Phosphopeptide Standard for MS,,,,, | MSP1H |  | Sigma | MS PhosphoMix 1 Heavy | (PDF) | ,,,−20°C, | Peptide and protein standards for mass spectrometry analysis , 分子生物学 , 蛋白质组学 , 质谱 |  | pkg of 200 pmol total phosphopeptides,Phosphopeptide Standard for MS | , |  |  | pkg of 200 pmol total phosphopeptides,−20°C,Phosphopeptide Standard for MS
,Phosphopeptide Standard for MS,,,,, | MSP2H |  | Sigma | MS PhosphoMix 2 Heavy | (PDF) | ,,,−20°C, | Peptide and protein standards for mass spectrometry analysis , 分子生物学 , 蛋白质组学 , 质谱 |  | pkg of 200 pmol total phosphopeptides,Phosphopeptide Standard for MS | , |  |  | pkg of 200 pmol total phosphopeptides,−20°C,Phosphopeptide Standard for MS
,Phosphopeptide Standard for MS,,,,, | MSP3H |  | Sigma | MS PhosphoMix 3 Heavy | (PDF) | ,,,−20°C, | Peptide and protein standards for mass spectrometry analysis , 分子生物学 , 蛋白质组学 , 质谱 |  | pkg of 200 pmol total phosphopeptides,Phosphopeptide Standard for MS | , |  |  | pkg of 200 pmol total phosphopeptides,−20°C,Phosphopeptide Standard for MS
,Phosphopeptide Standard for MS,,,,, | MSP1L |  | Sigma | MS PhosphoMix 1 Light | (PDF) | ,,,−20°C, | Peptide and protein standards for mass spectrometry analysis , 分子生物学 , 蛋白质组学 , 质谱 |  | pkg of 200 pmol total phosphopeptides,Phosphopeptide Standard for MS | , |  |  | pkg of 200 pmol total phosphopeptides,−20°C,Phosphopeptide Standard for MS
,Phosphopeptide Standard for MS,,,,, | MSP2L |  | Sigma | MS PhosphoMix 2 Light | (PDF) | ,,,−20°C, | Peptide and protein standards for mass spectrometry analysis , 分子生物学 , 蛋白质组学 , 质谱 |  | pkg of 200 pmol total phosphopeptides,−20°C,Phosphopeptide Standard for MS | , |  |  | pkg of 200 pmol total phosphopeptides,−20°C,Phosphopeptide Standard for MS,−20°C
,Phosphopeptide Standard for MS,,,,, | MSP3L |  | Sigma | MS PhosphoMix 3 Light | (PDF) | ,,,−20°C, | Peptide and protein standards for mass spectrometry analysis , 分子生物学 , 蛋白质组学 , 质谱 |  | pkg of 200 pmol total phosphopeptides,Phosphopeptide Standard for MS | , |  |  | pkg of 200 pmol total phosphopeptides,−20°C,Phosphopeptide Standard for MS
,Proteomics MRM LC-MS Calibration Standard,,,,, | MSQC1 |  | Sigma | MS Qual/Quant QC Mix | (PDF) | ,,,−20°C, | Peptide and protein standards for mass spectrometry analysis , 分子生物学 , 蛋白质组学 , 质谱 |  | Proteomics MRM LC-MS Calibration Standard | , |  |  | −20°C,Proteomics MRM LC-MS Calibration Standard
,Proteomics Retention Time Standard for LC-MS,,,,, | MSRT1 |  | Sigma | MS RT Calibration Mix | (PDF) | ,,,−20°C, | Peptide and protein standards for mass spectrometry analysis , 分子生物学 , 蛋白质组学 , 质谱 |  | Proteomics Retention Time Standard for LC-MS | , |  |  | −20°C,Proteomics Retention Time Standard for LC-MS
Neurotensin,≥90% (HPLC),C,,,MFCD00076678, | N6383 | 58889-67-1 | Sigma | 神经降压素 | (PDF) | ≥90% (HPLC),,,−20°C, | Neuropeptides , Neurotensins , Peptide and protein standards for mass spectrometry analysis , Peptides and Proteins , Peptides for Cell Biology , 分子生物学 , 细胞信号转导和神经科学 , 细胞生物学 , 蛋白质组学 , 质谱 |  | human ... NTS (4922) | , |  |  | −20°C,human ... NTS (4922),≥90% (HPLC)
,lyophilized powder, ≥20 units/mg protein,,,232-737-0,MFCD00131905, | P6635 | 9012-69-5 | Sigma | Phosphorylase b from rabbit muscle | ),(PDF) | ,,,−20°C, | 2.4.x.x Glycosyltransferases , 2.x.x.x Transferases , Enzyme Class Index , General Metabolic Enzymes , General Metabolic Enzymes I-Z , Peptide and protein standards for mass spectrometry analysis , 代谢组学 , 分子生物学 , 生化试剂 , 细胞生物学 , 蛋白质组学 , 质谱 , 酶、抑制剂和底物 |  | phosphorylase phosphatase, debrancher enzyme, AMPase and ATPase ≤0.1%,phosphoglucomutase ≤1.0%,lyophilized powder,mol wt 97,200 Da by calculation,PREMIUM,2× crystallization | , |  |  | phosphorylase phosphatase, debrancher enzyme, AMPase and ATPase ≤0.1%,phosphoglucomutase ≤1.0%,lyophilized powder,mol wt 97,200 Da by calculation,~0.01 μmol/mg protein 5′-AMP (This low level will not interfere with phosphorylase and phosphorylase kinase assays.),−20°C,PREMIUM,2× crystallization
,Protein Mass Spectrometry Calibration Standard,,,232-650-8,, | UPS2 |  | Sigma | Proteomics Dynamic Range Standard Set | (PDF) | ,,,−20°C, | Peptide and protein standards for mass spectrometry analysis , 分子生物学 , 蛋白质组学 , 质谱 |  | 10.6 μg/ampule protein,Protein Mass Spectrometry Calibration Standard,wet ice | , |  |  | −20°C,10.6 μg/ampule protein,Protein Mass Spectrometry Calibration Standard,wet ice
Ribonuclease A from bovine pancreas,Type XII-A, ≥90% (SDS-PAGE), 75-125 Kunitz units/mg protein,,,232-646-6,MFCD00132181, | R5500 | 9001-99-4 | Sigma | 核糖核酸酶 A 来源于牛胰腺 | (PDF),) | ≥90% (SDS-PAGE),,,−20°C, | 3.1.x.x Acting on esters , 3.x.x.x Hydrolases , Application Index , Enzyme Class Index , General Metabolic Enzymes , Nucleotide Metabolism , Peptide and protein standards for mass spectrometry analysis , Protein & Nucleic Acid Isolation , 代谢组学 , 分子生物学 , 生化试剂 , 细胞生物学 , 蛋白质组学 , 质谱 , 酶、抑制剂和底物 |  | mol wt ~13,700,Type XII-A,protease, essentially free,lyophilized powder | , |  |  | protease, essentially free,lyophilized powder,mol wt ~13,700,salt, essentially free,−20°C,≥90% (SDS-PAGE),Type XII-A
,recombinant, expressed in E. coli , ≥95% (SDS-PAGE), lyophilized powder,,,,MFCD00081960, | S4776 |  | Sigma | Somatotropin from human pituitary | (PDF) | ≥95% (SDS-PAGE),,,−20°C, | Cytokines, Growth Factors and Hormones , Hormones , Peptide and protein standards for mass spectrometry analysis , Pituitary Hormones , Somatotropin , 分子生物学 , 细胞信号转导和神经科学 , 细胞生物学 , 蛋白质组学 , 质谱 |  | Home Office Schedule 4.2,0.025-0.1 ng/mL cell proliferation using Nb2-11 cells per bioactivity ED 50,lyophilized powder,predicted mol wt ~22 kDa,human ... GH1 (2688), GHR (2690),expressed in E. coli | , |  |  | Home Office Schedule 4.2,0.025-0.1 ng/mL cell proliferation using Nb2-11 cells per bioactivity ED 50,≥95% (SDS-PAGE),lyophilized powder,predicted mol wt ~22 kDa,endotoxin, tested,−20°C,human ... GH1 (2688), GHR (2690),expressed in E. coli
,essentially salt-free, lyophilized powder, ≥10,000 BAEE units/mg protein (E 1%/280 , after activation to trypsin),,,232-651-3,, | T1143 | 9002-08-8 | Sigma | Trypsinogen from bovine pancreas | (PDF) | ,,,−20°C, | Application Index , Peptide and protein standards for mass spectrometry analysis , Proteases , Proteases & Protein Sequencing , 分子生物学 , 生化试剂 , 蛋白质组学 , 质谱 , 酶、抑制剂和底物 |  | mol wt 23,981 Da by calculation,essentially salt-free, lyophilized powder,H 2 O: soluble10 mg/mL | , |  |  | mol wt 23,981 Da by calculation,−20°C,essentially salt-free, lyophilized powder,H 2 O: soluble10 mg/mL
,Protein Mass Spectrometry Calibration Standard,,,232-650-8,, | UPS1 |  | Sigma | Universal Proteomics Standard Set | (PDF) | ,,,−20°C, | Peptide and protein standards for mass spectrometry analysis , 分子生物学 , 蛋白质组学 , 质谱 |  | Protein Mass Spectrometry Calibration Standard | , |  |  | −20°C,Protein Mass Spectrometry Calibration Standard
Formic acid,reagent grade, ≥95%,HCOOH,1209246,200-579-1,MFCD00003297,24894725 | F0507 | 64-18-6 | Sigma-Aldrich | 甲酸 | (PDF) | ≥95%,1004 °F,100-101 °C(lit.),room temp,1.22 g/mL at 25 °C(lit.) | Acids , Acids & Bases , Aloe Vera , Artemisia vulgaris , Chemical Synthesis , Cimicifuga racemosa , Citrus aurantium (Seville orange) , Core Bioreagents , Elettaria Cardamomum (Cardamom) , Ginkgo biloba , Life Science Reagents for Protein Expression and Purification , Organic Acids , Panax ginseng , Phytochemicals by Plant (Food/Spice/Herb) , Reagents for MALDI Analysis , Research Essentials , Synthetic Reagents , 分子生物学 , 细胞生物学 , 营养研究 , 蛋白质组学 , 质谱 | 44.8 mmHg ( 20 °C) | reagent grade,57 %,<2.5% water as stabilizer,n 20/D 1.370(lit.) | , |  |  | ≥95%,1.22 g/mL at 25 °C(lit.),reagent grade,<2.5% water as stabilizer,≤1% acetic acid,room temp,100-101 °C(lit.),8.2-8.4 °C(lit.),1.6 (vs air),1004 °F,44.8 mmHg ( 20 °C),n 20/D 1.370(lit.),57 %
,CE compliant,,,,, | Z687693 |  | Aldrich | eVol ® electronic syringe NMR starter kit |  | ,,,, | Accessories for NMR tubes , Air Sensitive NMR Tubes and Accessories , Labware , NMR Tubes , NMR Tubes and Accessories , eVol electronic NMR syringe |  | SGE, 2910100,CE compliant | , |  |  | SGE, 2910100,CE compliant
,SGE, 492150,,,,, | Z687812 |  | Aldrich | eVol ® electronic syringe NMR travel case |  | ,,,, | Accessories for NMR tubes , Air Sensitive NMR Tubes and Accessories , Labware , NMR Tubes , NMR Tubes and Accessories , eVol electronic NMR syringe |  | SGE, 492150 | , |  |  | SGE, 492150
,for 5 μL, L × O.D. 11.5 cm × 0.5 mm, gauge size 25,,,,, | Z687707 |  | Aldrich | Replacement NMR needle with bevel tip for eVol ® electronic syringe |  | ,,,, | Accessories for NMR tubes , Air Sensitive NMR Tubes and Accessories , Labware , NMR Tubes , NMR Tubes and Accessories , eVol electronic NMR syringe |  | SGE, 036920,11.5 cm × 0.5 mm,25 | , |  |  | SGE, 036920,11.5 cm × 0.5 mm,25
,for 50 μL, L × O.D. 11.5 cm × 0.63 mm, gauge size 23,,,,, | Z687715 |  | Aldrich | Replacement NMR needle with bevel tip for eVol ® electronic syringe |  | ,,,, | Accessories for NMR tubes , Air Sensitive NMR Tubes and Accessories , Labware , NMR Tubes , NMR Tubes and Accessories , eVol electronic NMR syringe |  | SGE, 038161,11.5 cm × 0.63 mm,23 | , |  |  | SGE, 038161,11.5 cm × 0.63 mm,23
,for 50 μL, L × O.D. 18.0 cm × 0.63 mm, gauge size 23,,,,, | Z687723 |  | Aldrich | Replacement NMR needle with bevel tip for eVol ® electronic syringe |  | ,,,, | Accessories for NMR tubes , Air Sensitive NMR Tubes and Accessories , Labware , NMR Tubes , NMR Tubes and Accessories , eVol electronic NMR syringe |  | SGE, 038138,18.0 cm × 0.63 mm,23 | , |  |  | SGE, 038138,18.0 cm × 0.63 mm,23
,for 500 μL, L × O.D. 11.5 cm × 0.63 mm, gauge size 23,,,,, | Z687731 |  | Aldrich | Replacement NMR needle with bevel tip for eVol ® electronic syringe |  | ,,,, | Accessories for NMR tubes , Air Sensitive NMR Tubes and Accessories , Labware , NMR Tubes , NMR Tubes and Accessories , eVol electronic NMR syringe |  | SGE, 039160,11.5 cm × 0.63 mm,23 | , |  |  | SGE, 039160,11.5 cm × 0.63 mm,23
,for 500 μL, L × O.D. 18.0 cm × 0.63 mm, gauge size 23,,,,, | Z687758 |  | Aldrich | Replacement NMR needle with bevel tip for eVol ® electronic syringe |  | ,,,, | Accessories for NMR tubes , Air Sensitive NMR Tubes and Accessories , Labware , NMR Tubes , NMR Tubes and Accessories , eVol electronic NMR syringe |  | SGE, 039138,18.0 cm × 0.63 mm,23 | , |  |  | SGE, 039138,18.0 cm × 0.63 mm,23
,for 5 μL, L × O.D. 11.5 cm × 0.5 mm, gauge size 25,,,,, | Z687766 |  | Aldrich | Replacement NMR needle with cone tip for eVol ® electronic syringe |  | ,,,, | Accessories for NMR tubes , Air Sensitive NMR Tubes and Accessories , Labware , NMR Tubes , NMR Tubes and Accessories , eVol electronic NMR syringe |  | SGE, 036922,11.5 cm × 0.5 mm,25 | , |  |  | SGE, 036922,11.5 cm × 0.5 mm,25
,for 50 μL, L × O.D. 11.5 cm × 0.5 mm, gauge size 25,,,,, | Z687774 |  | Aldrich | Replacement NMR needle with cone tip for eVol ® electronic syringe |  | ,,,, | Accessories for NMR tubes , Air Sensitive NMR Tubes and Accessories , Labware , NMR Tubes , NMR Tubes and Accessories , eVol electronic NMR syringe |  | SGE, 038060,11.5 cm × 0.5 mm,25 | , |  |  | SGE, 038060,11.5 cm × 0.5 mm,25
,for 50 μL, L × O.D. 18.0 cm × 0.63 mm, gauge size 23,,,,, | Z687782 |  | Aldrich | Replacement NMR needle with cone tip for eVol ® electronic syringe |  | ,,,, | Accessories for NMR tubes , Air Sensitive NMR Tubes and Accessories , Labware , NMR Tubes , NMR Tubes and Accessories , eVol electronic NMR syringe |  | SGE, 038038,18.0 cm × 0.63 mm,23 | , |  |  | SGE, 038038,18.0 cm × 0.63 mm,23
,for 500 μL, N25/500, L × O.D. 11.5 cm × 0.63 mm, gauge size 23,,,,, | Z687790 |  | Aldrich | Replacement NMR needle with cone tip for eVol ® electronic syringe |  | ,,,, | Accessories for NMR tubes , Air Sensitive NMR Tubes and Accessories , Labware , NMR Tubes , NMR Tubes and Accessories , eVol electronic NMR syringe |  | SGE, 039060,11.5 cm × 0.63 mm,23 | , |  |  | SGE, 039060,11.5 cm × 0.63 mm,23
,for 500 μL, L × O.D. 18.0 cm × 0.63 mm, gauge size 23,,,,, | Z687804 |  | Aldrich | Replacement NMR needle with cone tip for eVol ® electronic syringe |  | ,,,, | Accessories for NMR tubes , Air Sensitive NMR Tubes and Accessories , Labware , NMR Tubes , NMR Tubes and Accessories , eVol electronic NMR syringe |  | SGE, 039038,18.0 cm × 0.63 mm,23 | , |  |  | SGE, 039038,18.0 cm × 0.63 mm,23
,1 port, L 100 mm,,,,, | Z516473 |  | Aldrich | Aldrich ® 5 mm NMR tube evacuation manifold | 32129209 | ,,,, | Air Sensitive NMR Tubes and Accessories , Aldrich , Aldrich ColorSpec NMR Tubes, Accessories & Solvents , Aldrich Spectroscopy , Labware , Manufacturer Browser , NMR Accessories , NMR Tube Manifolds , NMR Tubes and Accessories , NMR tube manifolds , Specialty NMR Manifolds and Accessories , Spectroscopy Supplies , Tube Manifolds |  | 100 mm | , |  |  | 100 mm
,2 ports, L 150 mm,,,,, | Z516481 |  | Aldrich | Aldrich ® 5 mm NMR tube evacuation manifold |  | ,,,, | Air Sensitive NMR Tubes and Accessories , Aldrich , Aldrich ColorSpec NMR Tubes, Accessories & Solvents , Aldrich Spectroscopy , Labware , Manufacturer Browser , NMR Accessories , NMR Tube Manifolds , NMR Tubes and Accessories , NMR tube manifolds , Specialty NMR Manifolds and Accessories , Spectroscopy Supplies , Tube Manifolds |  | 150 mm | , |  |  | 150 mm
,5 ports, L 300 mm,,,,, | Z516503 |  | Aldrich | Aldrich ® 5 mm NMR tube evacuation manifold |  | ,,,, | Air Sensitive NMR Tubes and Accessories , Aldrich , Aldrich ColorSpec NMR Tubes, Accessories & Solvents , Aldrich Spectroscopy , Labware , Manufacturer Browser , NMR Accessories , NMR Tube Manifolds , NMR Tubes and Accessories , NMR tube manifolds , Specialty NMR Manifolds and Accessories , Spectroscopy Supplies , Tube Manifolds |  | 300 mm | , |  |  | 300 mm
,1 port, L 100 mm,,,,, | Z516449 |  | Aldrich | Aldrich ® 5 mm NMR tube filling manifold | 32129209 | ,,,, | Air Sensitive NMR Tubes and Accessories , Aldrich , Aldrich ColorSpec NMR Tubes, Accessories & Solvents , Aldrich Spectroscopy , Labware , Manufacturer Browser , NMR Accessories , NMR Tube Manifolds , NMR Tubes and Accessories , NMR tube manifolds , Specialty NMR Manifolds and Accessories , Spectroscopy Supplies , Tube Manifolds |  | 100 mm | , |  |  | 100 mm
,2 ports, L 150 mm,,,,, | Z516457 |  | Aldrich | Aldrich ® 5 mm NMR tube filling manifold |  | ,,,, | Air Sensitive NMR Tubes and Accessories , Aldrich , Aldrich ColorSpec NMR Tubes, Accessories & Solvents , Aldrich Spectroscopy , Labware , Manufacturer Browser , NMR Accessories , NMR Tube Manifolds , NMR Tubes and Accessories , NMR tube manifolds , Specialty NMR Manifolds and Accessories , Spectroscopy Supplies , Tube Manifolds |  | 150 mm | , |  |  | 150 mm
,5 ports, L 300 mm,,,,, | Z516465 |  | Aldrich | Aldrich ® 5 mm NMR tube filling manifold |  | ,,,, | Air Sensitive NMR Tubes and Accessories , Aldrich , Aldrich ColorSpec NMR Tubes, Accessories & Solvents , Aldrich Spectroscopy , Labware , Manufacturer Browser , NMR Accessories , NMR Tube Manifolds , NMR Tubes and Accessories , NMR tube manifolds , Specialty NMR Manifolds and Accessories , Spectroscopy Supplies , Tube Manifolds |  | 300 mm | , |  |  | 300 mm
,Use with 5mm × 9in. L NMR tubes,,,,, | Z255696 |  | Aldrich | Kontes ® NMR tube-sealing manifold |  | ,,,, | Air Sensitive NMR Tubes and Accessories , Alphabetical Listings , I-L , Kimble Kontes , Kimble Kontes Spectroscopy Supplies , Labware , Manufacturer Browser , NMR Accessories , NMR Tubes and Accessories , Specialty NMR Manifolds and Accessories , Stable Isotopes , Tube Manifolds |  | Kimble Kontes | , |  |  | Kimble Kontes
,limit 300 MHz frequency, L 7 in.,,,,, | Z568112 |  | Aldrich | Wilmad ® low pressure/vacuum NMR tube (LPV) |  | ,,,, | Air Sensitive NMR Tubes and Accessories , Labware , Low Pressure/Vacuum (LPV) NMR tubes , NMR Tubes , NMR Tubes and Accessories , Wilmad , Wilmad low pressure/vacuum NMR tubes |  | Wilmad, 507-LPV-7,25 μm,0.7 mm,51 μm,7 in.,300 MHz frequency,5 mm | , |  |  | Wilmad, 507-LPV-7,25 μm,0.7 mm,51 μm,7 in.,300 MHz frequency,5 mm
,L 8 in., limit 300 MHz frequency,,,,, | Z568120 |  | Aldrich | Wilmad ® low pressure/vacuum NMR tube (LPV) |  | ,,,, | Air Sensitive NMR Tubes and Accessories , Labware , Low Pressure/Vacuum (LPV) NMR tubes , NMR Tubes , NMR Tubes and Accessories , Wilmad , Wilmad low pressure/vacuum NMR tubes |  | Wilmad, 507-LPV-8,25 μm,0.7 mm,51 μm,8 in.,300 MHz frequency,5 mm | , |  |  | Wilmad, 507-LPV-8,25 μm,0.7 mm,51 μm,8 in.,300 MHz frequency,5 mm
,limit 500 MHz frequency, L 7 in.,,,,, | Z568139 |  | Aldrich | Wilmad ® low pressure/vacuum NMR tube (LPV) |  | ,,,, | Air Sensitive NMR Tubes and Accessories , Labware , Low Pressure/Vacuum (LPV) NMR tubes , NMR Tubes , NMR Tubes and Accessories , Wilmad , Wilmad low pressure/vacuum NMR tubes |  | Wilmad, 528-LPV-7,13 μm,0.7 mm,25 μm,7 in.,500 MHz frequency,5 mm | , |  |  | Wilmad, 528-LPV-7,13 μm,0.7 mm,25 μm,7 in.,500 MHz frequency,5 mm
,limit 500 MHz frequency, L 8 in.,,,,, | Z568147 |  | Aldrich | Wilmad ® low pressure/vacuum NMR tube (LPV) |  | ,,,, | Air Sensitive NMR Tubes and Accessories , Labware , Low Pressure/Vacuum (LPV) NMR tubes , NMR Tubes , NMR Tubes and Accessories , Wilmad , Wilmad low pressure/vacuum NMR tubes |  | Wilmad, 528-LPV-8,13 μm,0.7 mm,25 μm,8 in.,500 MHz frequency,5 mm | , |  |  | Wilmad, 528-LPV-8,13 μm,0.7 mm,25 μm,8 in.,500 MHz frequency,5 mm
,limit 600 MHz frequency, L 7 in.,,,,, | Z568155 |  | Aldrich | Wilmad ® low pressure/vacuum NMR tube (LPV) |  | ,,,, | Air Sensitive NMR Tubes and Accessories , Labware , Low Pressure/Vacuum (LPV) NMR tubes , NMR Tubes , NMR Tubes and Accessories , Wilmad , Wilmad low pressure/vacuum NMR tubes |  | Wilmad, 535-LPV-7,6 μm,0.7 mm,13 μm,7 in.,600 MHz frequency,5 mm | , |  |  | Wilmad, 535-LPV-7,6 μm,0.7 mm,13 μm,7 in.,600 MHz frequency,5 mm
,limit 600 MHz frequency, L 8 in.,,,,, | Z568163 |  | Aldrich | Wilmad ® low pressure/vacuum NMR tube (LPV) |  | ,,,, | Air Sensitive NMR Tubes and Accessories , Labware , Low Pressure/Vacuum (LPV) NMR tubes , NMR Tubes , NMR Tubes and Accessories , Wilmad , Wilmad low pressure/vacuum NMR tubes |  | Wilmad, 535-LPV-8,6 μm,0.7 mm,13 μm,8 in.,600 MHz frequency,5 mm | , |  |  | Wilmad, 535-LPV-8,6 μm,0.7 mm,13 μm,8 in.,600 MHz frequency,5 mm
Wilmad ® NMR tubes 5 mm diam., precision, amber,limit 100 MHz frequency, L 7 in.,,,,, | Z282251 |  | Aldrich | Wilmad ® NMR Tubes - amber |  | ,,,, | Air Sensitive NMR Tubes and Accessories , Alphabetical Listings , High Resolution NMR Tubes , Labware , NMR Tubes , NMR Tubes and Accessories , NMR tubes, precision , Stable Isotopes , U-Z , Wilmad , Wilmad Precision Grade NMR Tubes for High Resolution NMR , Wilmad Precision NMR tubes |  | Wilmad, 505-PS-7,51 μm,0.38 mm,76 μm,7 in.,100 MHz frequency,5 mm | , |  |  | Wilmad, 505-PS-7,51 μm,0.38 mm,76 μm,7 in.,100 MHz frequency,5 mm
Wilmad ® NMR tubes 5 mm diam., precision, amber,limit 300 MHz frequency, L 7 in.,,,,, | Z282278 |  | Aldrich | Wilmad ® NMR Tubes - amber | 32129209 | ,,,, | Air Sensitive NMR Tubes and Accessories , Alphabetical Listings , High Resolution NMR Tubes , Labware , NMR Tubes , NMR Tubes and Accessories , NMR tubes, precision , Stable Isotopes , U-Z , Wilmad , Wilmad Precision Grade NMR Tubes for High Resolution NMR , Wilmad Precision NMR tubes |  | Wilmad, 507-PP-7,25 μm,0.38 mm,51 μm,7 in.,300 MHz frequency,5 mm | , |  |  | Wilmad, 507-PP-7,25 μm,0.38 mm,51 μm,7 in.,300 MHz frequency,5 mm
Wilmad ® NMR tubes 5 mm diam., precision, amber,limit 400 MHz frequency, L 7 in.,,,,, | Z282286 |  | Aldrich | Wilmad ® NMR Tubes - amber | 32129209 | ,,,, | Air Sensitive NMR Tubes and Accessories , Alphabetical Listings , High Resolution NMR Tubes , Labware , NMR Tubes , NMR Tubes and Accessories , NMR tubes, precision , Stable Isotopes , U-Z , Wilmad , Wilmad Precision Grade NMR Tubes for High Resolution NMR , Wilmad Precision NMR tubes |  | Wilmad, 527-PP-7,25 μm,0.38 mm,25 μm,7 in.,400 MHz frequency,5 mm | , |  |  | Wilmad, 527-PP-7,25 μm,0.38 mm,25 μm,7 in.,400 MHz frequency,5 mm
,Heavy wall, limit 300 MHz frequency, L 7 in.,,,,, | Z562831 |  | Aldrich | Wilmad ® quick pressure valve NMR tube 5 mm diam. | 32129209 | ,,,, | Air Sensitive NMR Tubes and Accessories , Labware , NMR Tubes , NMR Tubes and Accessories , Quick pressure valve NMR tubes and accessories , Wilmad , Wilmad quick pressure valve NMR tubes |  | Wilmad, 522-QPV-7,51 μm,1.40 mm,7 in.,pressure 200 psi,300 MHz frequency,5 mm | , |  |  | Wilmad, 522-QPV-7,51 μm,1.40 mm,7 in.,pressure 200 psi,300 MHz frequency,5 mm
,Heavy wall, limit 300 MHz frequency, L 8 in., pressure, 200 psi,,,,, | Z562858 |  | Aldrich | Wilmad ® quick pressure valve NMR tube 5 mm diam. | 32129209 | ,,,, | Air Sensitive NMR Tubes and Accessories , Labware , NMR Tubes , NMR Tubes and Accessories , Quick pressure valve NMR tubes and accessories , Wilmad , Wilmad quick pressure valve NMR tubes |  | Wilmad, 522-QPV-8,51 μm,1.40 mm,8 in.,pressure 200 psi,300 MHz frequency,5 mm | , |  |  | Wilmad, 522-QPV-8,51 μm,1.40 mm,8 in.,pressure 200 psi,300 MHz frequency,5 mm
,Medium wall, limit 300 MHz frequency, L 7 in.,,,,, | Z562866 |  | Aldrich | Wilmad ® quick pressure valve NMR tube 5 mm diam. | 32129209 | ,,,, | Air Sensitive NMR Tubes and Accessories , Labware , NMR Tubes , NMR Tubes and Accessories , Quick pressure valve NMR tubes and accessories , Wilmad , Wilmad quick pressure valve NMR tubes |  | Wilmad, 524-QPV-7,51 μm,0.77 mm,7 in.,pressure 150 psi,300 MHz frequency,5 mm | , |  |  | Wilmad, 524-QPV-7,51 μm,0.77 mm,7 in.,pressure 150 psi,300 MHz frequency,5 mm
,Medium wall, limit 300 MHz frequency, L 8 in.,,,,, | Z562874 |  | Aldrich | Wilmad ® quick pressure valve NMR tube 5 mm diam. |  | ,,,, | Air Sensitive NMR Tubes and Accessories , Labware , NMR Tubes , NMR Tubes and Accessories , Quick pressure valve NMR tubes and accessories , Wilmad , Wilmad quick pressure valve NMR tubes |  | Wilmad, 524-QPV-8,51 μm,0.77 mm,8 in.,pressure 150 psi,300 MHz frequency,5 mm | , |  |  | Wilmad, 524-QPV-8,51 μm,0.77 mm,8 in.,pressure 150 psi,300 MHz frequency,5 mm
,Thin wall, L 7 in., limit 300 MHz frequency,,,,, | Z562815 |  | Aldrich | Wilmad ® quick pressure valve NMR tube 5 mm diam. |  | ,,,, | Air Sensitive NMR Tubes and Accessories , Labware , NMR Tubes , NMR Tubes and Accessories , Quick pressure valve NMR tubes and accessories , Wilmad , Wilmad quick pressure valve NMR tubes |  | Wilmad, 507-QPV-7,25 μm,0.38 mm,7 in.,pressure 100 psi,300 MHz frequency,5 mm | , |  |  | Wilmad, 507-QPV-7,25 μm,0.38 mm,7 in.,pressure 100 psi,300 MHz frequency,5 mm
,Thin wall, limit 300 MHz frequency, L 8 in.,,,,, | Z562823 |  | Aldrich | Wilmad ® quick pressure valve NMR tube 5 mm diam. |  | ,,,, | Air Sensitive NMR Tubes and Accessories , Labware , NMR Tubes , NMR Tubes and Accessories , Quick pressure valve NMR tubes and accessories , Wilmad , Wilmad quick pressure valve NMR tubes |  | Wilmad, 507-QPV-8,25 μm,0.38 mm,8 in.,pressure 100 psi,300 MHz frequency,5 mm | , |  |  | Wilmad, 507-QPV-8,25 μm,0.38 mm,8 in.,pressure 100 psi,300 MHz frequency,5 mm
,Thin wall, limit 500 MHz frequency, L 7 in.,,,,, | Z562882 |  | Aldrich | Wilmad ® quick pressure valve NMR tube 5 mm diam. |  | ,,,, | Air Sensitive NMR Tubes and Accessories , Labware , NMR Tubes , NMR Tubes and Accessories , Quick pressure valve NMR tubes and accessories , Wilmad , Wilmad quick pressure valve NMR tubes |  | Wilmad, 528-QPV-7,13 μm,0.38 mm,7 in.,pressure 100 psi,500 MHz frequency,5 mm | , |  |  | Wilmad, 528-QPV-7,13 μm,0.38 mm,7 in.,pressure 100 psi,500 MHz frequency,5 mm
,Thin wall, limit 500 MHz frequency, L 8 in.,,,,, | Z562890 |  | Aldrich | Wilmad ® quick pressure valve NMR tube 5 mm diam. |  | ,,,, | Air Sensitive NMR Tubes and Accessories , Labware , NMR Tubes , NMR Tubes and Accessories , Quick pressure valve NMR tubes and accessories , Wilmad , Wilmad quick pressure valve NMR tubes |  | Wilmad, 528-QPV-8,13 μm,0.38 mm,8 in.,pressure 100 psi,500 MHz frequency,5 mm | , |  |  | Wilmad, 528-QPV-8,13 μm,0.38 mm,8 in.,pressure 100 psi,500 MHz frequency,5 mm
,limit 100 MHz frequency, diam. 5 mm, L 7 in.,,,,, | Z271918 |  | Aldrich | Wilmad ® screw-cap NMR tube |  | ,,,, | Air Sensitive NMR Tubes and Accessories , Alphabetical Listings , Labware , NMR Tubes , NMR Tubes and Accessories , Screw-cap NMR tube , Stable Isotopes , U-Z , Wilmad , Wilmad Screw-Cap NMR tubes |  | Wilmad, 505-TR-7,51 μm,0.38 mm,76 μm,7 in.,thread size 8-425,100 MHz frequency,5 mm | , |  |  | Wilmad, 505-TR-7,51 μm,0.38 mm,76 μm,7 in.,thread size 8-425,100 MHz frequency,5 mm
,limit 100 MHz frequency, diam. 5 mm, L 7 in.,,,,, | Z271926 |  | Aldrich | Wilmad ® screw-cap NMR tube |  | ,,,, | Air Sensitive NMR Tubes and Accessories , Alphabetical Listings , Labware , NMR Tubes , NMR Tubes and Accessories , Screw-cap NMR tube , Stable Isotopes , U-Z , Wilmad , Wilmad Screw-Cap NMR tubes |  | Wilmad, 506-TR-7,51 μm,0.38 mm,51 μm,7 in.,thread size 8-425,100 MHz frequency,5 mm | , |  |  | Wilmad, 506-TR-7,51 μm,0.38 mm,51 μm,7 in.,thread size 8-425,100 MHz frequency,5 mm
,limit 300 MHz frequency, diam. 5 mm, L 7 in.,,,,, | Z271934 |  | Aldrich | Wilmad ® screw-cap NMR tube | 32129209 | ,,,, | Air Sensitive NMR Tubes and Accessories , Alphabetical Listings , Labware , NMR Tubes , NMR Tubes and Accessories , Screw-cap NMR tube , Stable Isotopes , U-Z , Wilmad , Wilmad Screw-Cap NMR tubes |  | Wilmad, 507-TR-7,25 μm,0.38 mm,51 μm,7 in.,thread size 8-425,300 MHz frequency,5 mm | , |  |  | Wilmad, 507-TR-7,25 μm,0.38 mm,51 μm,7 in.,thread size 8-425,300 MHz frequency,5 mm
,limit 500 MHz frequency, diam. 5 mm, L 8 in.,,,,, | Z562793 |  | Aldrich | Wilmad ® screw-cap NMR tube |  | ,,,, | Air Sensitive NMR Tubes and Accessories , Labware , NMR Tubes , NMR Tubes and Accessories , Screw-cap NMR tube , Wilmad , Wilmad Screw-Cap NMR tubes |  | Wilmad, 528-TR-8,13 μm,0.38 mm,25 μm,8 in.,500 MHz frequency,5 mm | , |  |  | Wilmad, 528-TR-8,13 μm,0.38 mm,25 μm,8 in.,500 MHz frequency,5 mm
,limit 400 MHz frequency, diam. 10 mm, L 7 in.,,,,, | Z271977 |  | Aldrich | Wilmad ® screw-cap NMR tube |  | ,,,, | Air Sensitive NMR Tubes and Accessories , Alphabetical Listings , Labware , NMR Tubes , NMR Tubes and Accessories , Screw-cap NMR tube , Stable Isotopes , U-Z , Wilmad , Wilmad Screw-Cap NMR tubes |  | Wilmad, 513-7TRA-7,13 μm,0.46 mm,38 μm,7 in.,thread size 15-425,400 MHz frequency,10 mm | , |  |  | Wilmad, 513-7TRA-7,13 μm,0.46 mm,38 μm,7 in.,thread size 15-425,400 MHz frequency,10 mm
,limit 600 MHz frequency, diam. 5 mm, L 7 in.,,,,, | Z271950 |  | Aldrich | Wilmad ® screw-cap NMR tube |  | ,,,, | Air Sensitive NMR Tubes and Accessories , Alphabetical Listings , Labware , NMR Tubes , NMR Tubes and Accessories , Screw-cap NMR tube , Stable Isotopes , U-Z , Wilmad , Wilmad Screw-Cap NMR tubes |  | Wilmad, 535-TR-7,6 μm,0.38 mm,13 μm,7 in.,thread size 8-425,600 MHz frequency,5 mm | , |  |  | Wilmad, 535-TR-7,6 μm,0.38 mm,13 μm,7 in.,thread size 8-425,600 MHz frequency,5 mm
,limit 600 MHz frequency, diam. 5 mm, L 8 in.,,,,, | Z562807 |  | Aldrich | Wilmad ® screw-cap NMR tube |  | ,,,, | Air Sensitive NMR Tubes and Accessories , Labware , NMR Tubes , NMR Tubes and Accessories , Screw-cap NMR tube , Wilmad , Wilmad Screw-Cap NMR tubes |  | Wilmad, 535-TR-8,6 μm,0.38 mm,13 μm,8 in.,600 MHz frequency,5 mm | , |  |  | Wilmad, 535-TR-8,6 μm,0.38 mm,13 μm,8 in.,600 MHz frequency,5 mm
,tube diam. × L 5 mm × 7 in., thrift, color-coded yellow, limit 200 MHz frequency,,,,, | Z569216 |  | Aldrich | Aldrich ® ColorSpec ® NMR tubes |  | ,,,, | Aldrich ColorSpec NMR Tubes , Aldrich Thrift Grade ColorSpec NMR tubes for Routine NMR , Economy NMR Tubes for Routine NMR , Labware , NMR Tubes , NMR Tubes and Accessories |  | Sigma-Aldrich, Z569216,0.43 mm,color-coded yellow,borosilicate glass Type 1,51 μm × 25 μm,200 MHz frequency,5 mm × 7 in. | , |  |  | Sigma-Aldrich, Z569216,0.43 mm,color-coded yellow,borosilicate glass Type 1,51 μm × 25 μm,200 MHz frequency,5 mm × 7 in.
,tube diam. × L 5 mm × 8 in., thrift, color-coded yellow, limit 200 MHz frequency,,,,, | Z569224 |  | Aldrich | Aldrich ® ColorSpec ® NMR tubes |  | ,,,, | Aldrich ColorSpec NMR Tubes , Aldrich Thrift Grade ColorSpec NMR tubes for Routine NMR , Economy NMR Tubes for Routine NMR , Labware , NMR Tubes , NMR Tubes and Accessories |  | Sigma-Aldrich, Z569224,0.43 mm,color-coded yellow,borosilicate glass Type 1,51 μm × 25 μm,200 MHz frequency,5 mm × 8 in. | , |  |  | Sigma-Aldrich, Z569224,0.43 mm,color-coded yellow,borosilicate glass Type 1,51 μm × 25 μm,200 MHz frequency,5 mm × 8 in.
,tube diam. × L 5 mm × 7 in., thrift, color-coded yellow, limit 300 MHz frequency,,,,, | Z569232 |  | Aldrich | Aldrich ® ColorSpec ® NMR tubes | 32129209 | ,,,, | Aldrich ColorSpec NMR Tubes , Aldrich Thrift Grade ColorSpec NMR tubes for Routine NMR , Economy NMR Tubes for Routine NMR , Labware , NMR Tubes , NMR Tubes and Accessories |  | Sigma-Aldrich, Z569232,0.43 mm,color-coded yellow,borosilicate glass Type 1,51 μm × 13 μm,300 MHz frequency,5 mm × 7 in. | , |  |  | Sigma-Aldrich, Z569232,0.43 mm,color-coded yellow,borosilicate glass Type 1,51 μm × 13 μm,300 MHz frequency,5 mm × 7 in.
,tube diam. × L 5 mm × 8 in., thrift, color-coded yellow, limit 300 MHz frequency,,,,, | Z569240 |  | Aldrich | Aldrich ® ColorSpec ® NMR tubes |  | ,,,, | Aldrich ColorSpec NMR Tubes , Aldrich Thrift Grade ColorSpec NMR tubes for Routine NMR , Economy NMR Tubes for Routine NMR , Labware , NMR Tubes , NMR Tubes and Accessories |  | Sigma-Aldrich, Z569240,0.43 mm,color-coded yellow,borosilicate glass Type 1,51 μm × 13 μm,300 MHz frequency,5 mm × 8 in. | , |  |  | Sigma-Aldrich, Z569240,0.43 mm,color-coded yellow,borosilicate glass Type 1,51 μm × 13 μm,300 MHz frequency,5 mm × 8 in.
,tube diam. × L 5 mm × 7 in., thrift, color-coded yellow, limit 400 MHz frequency,,,,, | Z569259 |  | Aldrich | Aldrich ® ColorSpec ® NMR tubes | 32129209 | ,,,, | Aldrich ColorSpec NMR Tubes , Aldrich Thrift Grade ColorSpec NMR tubes for Routine NMR , Economy NMR Tubes for Routine NMR , Labware , NMR Tubes , NMR Tubes and Accessories |  | Sigma-Aldrich, Z569259,0.43 mm,color-coded yellow,borosilicate glass Type 1,25 μm × 13 μm,400 MHz frequency,5 mm × 7 in. | , |  |  | Sigma-Aldrich, Z569259,0.43 mm,color-coded yellow,borosilicate glass Type 1,25 μm × 13 μm,400 MHz frequency,5 mm × 7 in.
,tube diam. × L 5 mm × 8 in., thrift, color-coded yellow, limit 400 MHz frequency,,,,, | Z569267 |  | Aldrich | Aldrich ® ColorSpec ® NMR tubes | 32129209 | ,,,, | Aldrich ColorSpec NMR Tubes , Aldrich Thrift Grade ColorSpec NMR tubes for Routine NMR , Economy NMR Tubes for Routine NMR , Labware , NMR Tubes , NMR Tubes and Accessories |  | Sigma-Aldrich, Z569267,0.43 mm,color-coded yellow,borosilicate glass Type 1,25 μm × 13 μm,400 MHz frequency,5 mm × 8 in. | , |  |  | Sigma-Aldrich, Z569267,0.43 mm,color-coded yellow,borosilicate glass Type 1,25 μm × 13 μm,400 MHz frequency,5 mm × 8 in.
,tube diam. × L 5 mm × 7 in., thrift, color-coded yellow, limit 500 MHz frequency,,,,, | Z569275 |  | Aldrich | Aldrich ® ColorSpec ® NMR tubes |  | ,,,, | Aldrich ColorSpec NMR Tubes , Aldrich Thrift Grade ColorSpec NMR tubes for Routine NMR , Economy NMR Tubes for Routine NMR , Labware , NMR Tubes , NMR Tubes and Accessories |  | Sigma-Aldrich, Z569275,0.43 mm,color-coded yellow,borosilicate glass Type 1,13 μm × 6 μm,500 MHz frequency,5 mm × 7 in. | , |  |  | Sigma-Aldrich, Z569275,0.43 mm,color-coded yellow,borosilicate glass Type 1,13 μm × 6 μm,500 MHz frequency,5 mm × 7 in.
,tube diam. × L 5 mm × 8 in., thrift, color-coded yellow, limit 500 MHz frequency,,,,, | Z569283 |  | Aldrich | Aldrich ® ColorSpec ® NMR tubes |  | ,,,, | Aldrich ColorSpec NMR Tubes , Aldrich Thrift Grade ColorSpec NMR tubes for Routine NMR , Economy NMR Tubes for Routine NMR , Labware , NMR Tubes , NMR Tubes and Accessories |  | Sigma-Aldrich, Z569283,0.43 mm,color-coded yellow,borosilicate glass Type 1,13 μm × 6 μm,500 MHz frequency,5 mm × 8 in. | , |  |  | Sigma-Aldrich, Z569283,0.43 mm,color-coded yellow,borosilicate glass Type 1,13 μm × 6 μm,500 MHz frequency,5 mm × 8 in.
,tube L × diam. 7 in. × 5 mm, thrift, color-coded yellow, limit 200 MHz frequency,,,,, | Z687685 |  | Aldrich | Aldrich ® ColorSpec ® NMR tubes, bulk pack |  | ,,,, | Aldrich ColorSpec NMR Tubes , Aldrich Thrift Grade ColorSpec NMR tubes for Routine NMR , Economy NMR Tubes for Routine NMR , Labware , NMR Tubes , NMR Tubes and Accessories |  | Sigma-Aldrich, Z687685,0.43 mm,7 in. × 5 mm,color-coded yellow,borosilicate glass Type 1,51 μm × 25 μm,200 MHz frequency | , |  |  | Sigma-Aldrich, Z687685,0.43 mm,7 in. × 5 mm,color-coded yellow,borosilicate glass Type 1,51 μm × 25 μm,200 MHz frequency
,limit 400 MHz frequency, L 7 in.,,,,, | NOR1008UP7 |  | Aldrich | Norell ® Standard Series ™ 10 mm NMR tubes |  | ,,,, | Economy NMR Tubes for Routine NMR , Labware , NMR Tubes , NMR Tubes and Accessories , Norell , Norell Standard Series NMR tubes for Routine NMR , Standard Series 10 mm NMR tubes |  | Norell,, 1008UP7,±0.007 mm,1.24 mm,10 mm × 8.76 mm,±0.005 mm,7 in.,400 MHz frequency | , |  |  | Norell,, 1008UP7,±0.007 mm,1.24 mm,10 mm × 8.76 mm,±0.005 mm,7 in.,400 MHz frequency
,limit 400 MHz frequency, L 8 in.,,,,, | NOR1008UP8 |  | Aldrich | Norell ® Standard Series ™ 10 mm NMR tubes |  | ,,,, | Economy NMR Tubes for Routine NMR , Labware , NMR Tubes , NMR Tubes and Accessories , Norell , Norell Standard Series NMR tubes for Routine NMR , Standard Series 10 mm NMR tubes |  | Norell,, 1008UP8,±0.007 mm,1.24 mm,10 mm × 8.76 mm,±0.005 mm,8 in.,400 MHz frequency | , |  |  | Norell,, 1008UP8,±0.007 mm,1.24 mm,10 mm × 8.76 mm,±0.005 mm,8 in.,400 MHz frequency
,limit 300 MHz frequency, L 7 in.,,,,, | NOR1005P7 |  | Aldrich | Norell ® Standard Series ™ 10 mm NMR tubes |  | ,,,, | Economy NMR Tubes for Routine NMR , Labware , NMR Tubes , NMR Tubes and Accessories , Norell , Norell Standard Series NMR tubes for Routine NMR , Standard Series 10 mm NMR tubes |  | Norell,, 1005P7,±0.013 mm,1.24 mm,10 mm × 8.76 mm,±0.020 mm,7 in.,300 MHz frequency | , |  |  | Norell,, 1005P7,±0.013 mm,1.24 mm,10 mm × 8.76 mm,±0.020 mm,7 in.,300 MHz frequency
,limit 300 MHz frequency, L 8 in.,,,,, | NOR1005P8 |  | Aldrich | Norell ® Standard Series ™ 10 mm NMR tubes |  | ,,,, | Economy NMR Tubes for Routine NMR , Labware , NMR Tubes , NMR Tubes and Accessories , Norell , Norell Standard Series NMR tubes for Routine NMR , Standard Series 10 mm NMR tubes |  | Norell,, 1005P8,±0.013 mm,1.24 mm,10 mm × 8.76 mm,±0.020 mm,8 in.,300 MHz frequency | , |  |  | Norell,, 1005P8,±0.013 mm,1.24 mm,10 mm × 8.76 mm,±0.020 mm,8 in.,300 MHz frequency
,limit 200 MHz frequency, L 7 in.,,,,, | NOR10017 |  | Aldrich | Norell ® Standard Series ™ 10 mm NMR tubes |  | ,,,, | Economy NMR Tubes for Routine NMR , Labware , NMR Tubes , NMR Tubes and Accessories , Norell , Norell Standard Series NMR tubes for Routine NMR , Standard Series 10 mm NMR tubes |  | Norell,, 10017,1.24 mm,10 mm × 8.76 mm,7 in.,200 MHz frequency | , |  |  | Norell,, 10017,1.24 mm,10 mm × 8.76 mm,7 in.,200 MHz frequency
,limit 200 MHz frequency, L 8 in.,,,,, | NOR10018 |  | Aldrich | Norell ® Standard Series ™ 10 mm NMR tubes |  | ,,,, | Economy NMR Tubes for Routine NMR , Labware , NMR Tubes , NMR Tubes and Accessories , Norell , Norell Standard Series NMR tubes for Routine NMR , Standard Series 10 mm NMR tubes |  | Norell,, 10018,1.24 mm,10 mm × 8.76 mm,8 in.,200 MHz frequency | , |  |  | Norell,, 10018,1.24 mm,10 mm × 8.76 mm,8 in.,200 MHz frequency
,limit 600 MHz frequency, L 7 in.,,,,, | NOR509UP7 |  | Aldrich | Norell ® Standard Series ™ 5 mm NMR tubes | 32129209 | ,,,, | Economy NMR Tubes for Routine NMR , Labware , NMR Tubes , NMR Tubes and Accessories , Norell , Norell Standard Series NMR tubes for Routine NMR , Standard Series 5 mm NMR tubes |  | Norell,, 509UP7,±0.006 mm,0.77 mm,5 mm × 4.2 mm,±0.004 mm,7 in.,600 MHz frequency | , |  |  | Norell,, 509UP7,±0.006 mm,0.77 mm,5 mm × 4.2 mm,±0.004 mm,7 in.,600 MHz frequency
,limit 600 MHz frequency, L 8 in.,,,,, | NOR509UP8 |  | Aldrich | Norell ® Standard Series ™ 5 mm NMR tubes |  | ,,,, | Economy NMR Tubes for Routine NMR , Labware , NMR Tubes , NMR Tubes and Accessories , Norell , Norell Standard Series NMR tubes for Routine NMR , Standard Series 5 mm NMR tubes |  | Norell,, 509UP8,±0.006 mm,0.77 mm,5 mm × 4.2 mm,±0.004 mm,8 in.,600 MHz frequency | , |  |  | Norell,, 509UP8,±0.006 mm,0.77 mm,5 mm × 4.2 mm,±0.004 mm,8 in.,600 MHz frequency
,limit 500 MHz frequency, L 7 in.,,,,, | NOR508UP7 |  | Aldrich | Norell ® Standard Series ™ 5 mm NMR tubes | 32129209 | ,,,, | Economy NMR Tubes for Routine NMR , Labware , NMR Tubes , NMR Tubes and Accessories , Norell , Norell Standard Series NMR tubes for Routine NMR , Standard Series 5 mm NMR tubes |  | Norell,, 508UP7,±0.013 mm,0.77 mm,5 mm × 4.2 mm,±0.005 mm,7 in.,500 MHz frequency | , |  |  | Norell,, 508UP7,±0.013 mm,0.77 mm,5 mm × 4.2 mm,±0.005 mm,7 in.,500 MHz frequency
,limit 500 MHz frequency, L 8 in.,,,,, | NOR508UP8 |  | Aldrich | Norell ® Standard Series ™ 5 mm NMR tubes | 32129209 | ,,,, | Economy NMR Tubes for Routine NMR , Labware , NMR Tubes , NMR Tubes and Accessories , Norell , Norell Standard Series NMR tubes for Routine NMR , Standard Series 5 mm NMR tubes |  | Norell,, 508UP8,±0.013 mm,0.77 mm,5 mm × 4.2 mm,±0.005 mm,8 in.,500 MHz frequency | , |  |  | Norell,, 508UP8,±0.013 mm,0.77 mm,5 mm × 4.2 mm,±0.005 mm,8 in.,500 MHz frequency
,limit 400 MHz frequency, L 7 in.,,,,, | NOR507HP7 |  | Aldrich | Norell ® Standard Series ™ 5 mm NMR tubes | 32129209 | ,,,, | Economy NMR Tubes for Routine NMR , Labware , NMR Tubes , NMR Tubes and Accessories , Norell , Norell Standard Series NMR tubes for Routine NMR , Standard Series 5 mm NMR tubes |  | Norell,, 507HP7,±0.019 mm,0.77 mm,5 mm × 4.2 mm,±0.007 mm,7 in.,400 MHz frequency | , |  |  | Norell,, 507HP7,±0.019 mm,0.77 mm,5 mm × 4.2 mm,±0.007 mm,7 in.,400 MHz frequency
,limit 400 MHz frequency, L 8 in.,,,,, | NOR507HP8 |  | Aldrich | Norell ® Standard Series ™ 5 mm NMR tubes | 32129209 | ,,,, | Economy NMR Tubes for Routine NMR , Labware , NMR Tubes , NMR Tubes and Accessories , Norell , Norell Standard Series NMR tubes for Routine NMR , Standard Series 5 mm NMR tubes |  | Norell,, 507HP8,±0.019 mm,0.77 mm,5 mm × 4.2 mm,±0.007 mm,8 in.,400 MHz frequency | , |  |  | Norell,, 507HP8,±0.019 mm,0.77 mm,5 mm × 4.2 mm,±0.007 mm,8 in.,400 MHz frequency
,limit 300+ MHz frequency, L 7 in.,,,,, | NOR506P7 |  | Aldrich | Norell ® Standard Series ™ 5 mm NMR tubes | 32129209 | ,,,, | Economy NMR Tubes for Routine NMR , Labware , NMR Tubes , NMR Tubes and Accessories , Norell , Norell Standard Series NMR tubes for Routine NMR , Standard Series 5 mm NMR tubes |  | Norell,, 506P7,±0.025 mm,0.77 mm,5 mm × 4.2 mm,±0.007 mm,7 in.,300+ MHz frequency | , |  |  | Norell,, 506P7,±0.025 mm,0.77 mm,5 mm × 4.2 mm,±0.007 mm,7 in.,300+ MHz frequency
,limit 300+ MHz frequency, L 8 in.,,,,, | NOR506P8 |  | Aldrich | Norell ® Standard Series ™ 5 mm NMR tubes | 32129209 | ,,,, | Economy NMR Tubes for Routine NMR , Labware , NMR Tubes , NMR Tubes and Accessories , Norell , Norell Standard Series NMR tubes for Routine NMR , Standard Series 5 mm NMR tubes |  | Norell,, 506P8,±0.025 mm,0.77 mm,5 mm × 4.2 mm,±0.007 mm,8 in.,300+ MHz frequency | , |  |  | Norell,, 506P8,±0.025 mm,0.77 mm,5 mm × 4.2 mm,±0.007 mm,8 in.,300+ MHz frequency
,limit 300 MHz frequency, L 7 in.,,,,, | NORXR557 |  | Aldrich | Norell ® Standard Series ™ 5 mm NMR tubes | 32129209 | ,,,, | Economy NMR Tubes for Routine NMR , Labware , NMR Tubes , NMR Tubes and Accessories , Norell , Norell Standard Series NMR tubes for Routine NMR , Standard Series 5 mm NMR tubes |  | Norell,, XR557,±0.038 mm,0.77 mm,5 mm × 4.2 mm,±0.010 mm,7 in.,300 MHz frequency | , |  |  | Norell,, XR557,±0.038 mm,0.77 mm,5 mm × 4.2 mm,±0.010 mm,7 in.,300 MHz frequency
,limit 300 MHz frequency, L 8 in.,,,,, | NORXR558 |  | Aldrich | Norell ® Standard Series ™ 5 mm NMR tubes |  | ,,,, | Economy NMR Tubes for Routine NMR , Labware , NMR Tubes , NMR Tubes and Accessories , Norell , Norell Standard Series NMR tubes for Routine NMR , Standard Series 5 mm NMR tubes |  | Norell,, XR558,±0.038 mm,0.77 mm,5 mm × 4.2 mm,±0.010 mm,8 in.,300 MHz frequency | , |  |  | Norell,, XR558,±0.038 mm,0.77 mm,5 mm × 4.2 mm,±0.010 mm,8 in.,300 MHz frequency
,limit 200 MHz frequency, L 7 in.,,,,, | NOR505P7 |  | Aldrich | Norell ® Standard Series ™ 5 mm NMR tubes | 32129209 | ,,,, | Economy NMR Tubes for Routine NMR , Labware , NMR Tubes , NMR Tubes and Accessories , Norell , Norell Standard Series NMR tubes for Routine NMR , Standard Series 5 mm NMR tubes |  | Norell,, 505P7,±0.040 mm,0.77 mm,5 mm × 4.2 mm,±0.010 mm,7 in.,200 MHz frequency | , |  |  | Norell,, 505P7,±0.040 mm,0.77 mm,5 mm × 4.2 mm,±0.010 mm,7 in.,200 MHz frequency
,limit 200 MHz frequency, L 8 in.,,,,, | NOR505P8 |  | Aldrich | Norell ® Standard Series ™ 5 mm NMR tubes |  | ,,,, | Economy NMR Tubes for Routine NMR , Labware , NMR Tubes , NMR Tubes and Accessories , Norell , Norell Standard Series NMR tubes for Routine NMR , Standard Series 5 mm NMR tubes |  | Norell,, 505P8,±0.040 mm,0.77 mm,5 mm × 4.2 mm,±0.010 mm,8 in.,200 MHz frequency | , |  |  | Norell,, 505P8,±0.040 mm,0.77 mm,5 mm × 4.2 mm,±0.010 mm,8 in.,200 MHz frequency
,limit 100 MHz frequency, L 7 in.,,,,, | NOR5027 |  | Aldrich | Norell ® Standard Series ™ 5 mm NMR tubes |  | ,,,, | Economy NMR Tubes for Routine NMR , Labware , NMR Tubes , NMR Tubes and Accessories , Norell , Norell Standard Series NMR tubes for Routine NMR , Standard Series 5 mm NMR tubes |  | Norell,, 5027,±0.070 mm,0.77 mm,5 mm × 4.2 mm,±0.020 mm,7 in.,100 MHz frequency | , |  |  | Norell,, 5027,±0.070 mm,0.77 mm,5 mm × 4.2 mm,±0.020 mm,7 in.,100 MHz frequency
,limit 100 MHz frequency, L 8 in.,,,,, | NOR5028 |  | Aldrich | Norell ® Standard Series ™ 5 mm NMR tubes |  | ,,,, | Economy NMR Tubes for Routine NMR , Labware , NMR Tubes , NMR Tubes and Accessories , Norell , Norell Standard Series NMR tubes for Routine NMR , Standard Series 5 mm NMR tubes |  | Norell,, 5028,±0.070 mm,0.77 mm,5 mm × 4.2 mm,±0.020 mm,8 in.,100 MHz frequency | , |  |  | Norell,, 5028,±0.070 mm,0.77 mm,5 mm × 4.2 mm,±0.020 mm,8 in.,100 MHz frequency
Wilmad ® NMR tubes 5 mm diam., economy,limit 100 MHz frequency (N51A glass), L 7 in.,,,,, | Z276278 |  | Aldrich | WILMAD ® NMR Tubes - Economy | 32129209 | ,,,, | Alphabetical Listings , Economy NMR Tubes for Routine NMR , Labware , NMR Tubes , NMR Tubes and Accessories , NMR tubes, economy , Stable Isotopes , U-Z , Wilmad , Wilmad NMR tubes, Economy Grade for Routine NMR |  | Wilmad, WG-5-7,76 μm,0.43 mm,76 μm,borosilicate glass (ASTM Type 1 Class B),7 in.,pkg of 5 ea,100 MHz frequency (N51A glass),5 mm | , |  |  | Wilmad, WG-5-7,76 μm,0.43 mm,76 μm,borosilicate glass (ASTM Type 1 Class B),7 in.,pkg of 5 ea,100 MHz frequency (N51A glass),5 mm
Wilmad ® NMR tubes 5 mm diam., economy,limit 100 MHz frequency (N51A glass), L 8 in.,,,,, | Z276286 |  | Aldrich | WILMAD ® NMR Tubes - Economy |  | ,,,, | Alphabetical Listings , Economy NMR Tubes for Routine NMR , Labware , NMR Tubes , NMR Tubes and Accessories , NMR tubes, economy , Stable Isotopes , U-Z , Wilmad , Wilmad NMR tubes, Economy Grade for Routine NMR |  | Wilmad, WG-5-8,76 μm,0.43 mm,76 μm,borosilicate glass (ASTM Type 1 Class B),8 in.,pkg of 5 ea,100 MHz frequency (N51A glass),5 mm | , |  |  | Wilmad, WG-5-8,76 μm,0.43 mm,76 μm,borosilicate glass (ASTM Type 1 Class B),8 in.,pkg of 5 ea,100 MHz frequency (N51A glass),5 mm
Wilmad ® NMR tubes 5 mm diam., economy,limit 100 MHz frequency (N51A glass), L 9 in.,,,,, | Z276294 |  | Aldrich | WILMAD ® NMR Tubes - Economy |  | ,,,, | Alphabetical Listings , Economy NMR Tubes for Routine NMR , Labware , NMR Tubes , NMR Tubes and Accessories , NMR tubes, economy , Stable Isotopes , U-Z , Wilmad , Wilmad NMR tubes, Economy Grade for Routine NMR |  | Wilmad, WG-5-9,76 μm,0.43 mm,76 μm,borosilicate glass (ASTM Type 1 Class B),9 in.,pkg of 5 ea,100 MHz frequency (N51A glass),5 mm | , |  |  | Wilmad, WG-5-9,76 μm,0.43 mm,76 μm,borosilicate glass (ASTM Type 1 Class B),9 in.,pkg of 5 ea,100 MHz frequency (N51A glass),5 mm
Wilmad ® NMR tubes 5 mm diam., economy,limit >100 MHz frequency, L 7 in.,,,,, | Z566381 |  | Aldrich | WILMAD ® NMR Tubes - Economy |  | ,,,, | Economy NMR Tubes for Routine NMR , Labware , NMR Tubes , NMR Tubes and Accessories , NMR tubes, economy , Wilmad , Wilmad NMR tubes, Economy Grade for Routine NMR |  | Wilmad, WG-1206-7,50 μm,0.43 mm,51 μm,borosilicate glass (ASTM Type 1 Class B),7 in.,>100 MHz frequency,5 mm | , |  |  | Wilmad, WG-1206-7,50 μm,0.43 mm,51 μm,borosilicate glass (ASTM Type 1 Class B),7 in.,>100 MHz frequency,5 mm
Wilmad ® NMR tubes 5 mm diam., economy,limit >100 MHz frequency, L 8 in.,,,,, | Z566403 |  | Aldrich | WILMAD ® NMR Tubes - Economy |  | ,,,, | Economy NMR Tubes for Routine NMR , Labware , NMR Tubes , NMR Tubes and Accessories , NMR tubes, economy , Wilmad , Wilmad NMR tubes, Economy Grade for Routine NMR |  | Wilmad, WG-1206-8,50 μm,0.43 mm,51 μm,borosilicate glass (ASTM Type 1 Class B),8 in.,>100 MHz frequency,5 mm | , |  |  | Wilmad, WG-1206-8,50 μm,0.43 mm,51 μm,borosilicate glass (ASTM Type 1 Class B),8 in.,>100 MHz frequency,5 mm
Wilmad ® NMR tubes 5 mm diam., economy,limit 200 MHz frequency, L 7 in.,,,,, | Z566411 |  | Aldrich | WILMAD ® NMR Tubes - Economy | 32129209 | ,,,, | Economy NMR Tubes for Routine NMR , Labware , NMR Tubes , NMR Tubes and Accessories , NMR tubes, economy , Wilmad , Wilmad NMR tubes, Economy Grade for Routine NMR |  | Wilmad, WG-1208-7,25 μm,0.43 mm,51 μm,borosilicate glass (ASTM Type 1 Class B),7 in.,200 MHz frequency,5 mm | , |  |  | Wilmad, WG-1208-7,25 μm,0.43 mm,51 μm,borosilicate glass (ASTM Type 1 Class B),7 in.,200 MHz frequency,5 mm
Wilmad ® NMR tubes 5 mm diam., economy,limit 200 MHz frequency, L 8 in.,,,,, | Z566438 |  | Aldrich | WILMAD ® NMR Tubes - Economy |  | ,,,, | Economy NMR Tubes for Routine NMR , Labware , NMR Tubes , NMR Tubes and Accessories , NMR tubes, economy , Wilmad , Wilmad NMR tubes, Economy Grade for Routine NMR |  | Wilmad, WG-1208-8,25 μm,0.43 mm,51 μm,borosilicate glass (ASTM Type 1 Class B),8 in.,200 MHz frequency,5 mm | , |  |  | Wilmad, WG-1208-8,25 μm,0.43 mm,51 μm,borosilicate glass (ASTM Type 1 Class B),8 in.,200 MHz frequency,5 mm
Wilmad ® NMR tubes 5 mm diam., economy,limit 600 MHz frequency, L 8 in.,,,,, | Z566373 |  | Aldrich | WILMAD ® NMR Tubes - Economy | 32129209 | ,,,, | Economy NMR Tubes for Routine NMR , Labware , NMR Tubes , NMR Tubes and Accessories , NMR tubes, economy , Wilmad , Wilmad NMR tubes, Economy Grade for Routine NMR |  | Wilmad, WG-1241-8,3.8 μm,0.43 mm,3.8 μm,borosilicate glass (ASTM Type 1 Class B),8 in.,600 MHz frequency,5 mm | , |  |  | Wilmad, WG-1241-8,3.8 μm,0.43 mm,3.8 μm,borosilicate glass (ASTM Type 1 Class B),8 in.,600 MHz frequency,5 mm
Wilmad ® NMR tubes 5 mm diam., economy,limit 300 MHz frequency, L 7 in.,,,,, | Z562718 |  | Aldrich | WILMAD ® NMR Tubes - Economy | 32129209 | ,,,, | Economy NMR Tubes for Routine NMR , Labware , NMR Tubes , NMR Tubes and Accessories , NMR tubes, economy , Wilmad , Wilmad NMR tubes, Economy Grade for Routine NMR |  | Wilmad, WG-1226-7,13 μm,0.43 mm , N51A glass,51 μm,borosilicate glass (ASTM Type 1 Class B),7 in.,300 MHz frequency,5 mm | , |  |  | Wilmad, WG-1226-7,13 μm,0.43 mm , N51A glass,51 μm,borosilicate glass (ASTM Type 1 Class B),7 in.,300 MHz frequency,5 mm
Wilmad ® NMR tubes 5 mm diam., economy,limit 300 MHz frequency, L 8 in.,,,,, | Z562726 |  | Aldrich | WILMAD ® NMR Tubes - Economy | 32129209 | ,,,, | Economy NMR Tubes for Routine NMR , Labware , NMR Tubes , NMR Tubes and Accessories , NMR tubes, economy , Wilmad , Wilmad NMR tubes, Economy Grade for Routine NMR |  | Wilmad, WG-1226-8,13 μm,0.43 mm , N51A glass,51 μm,borosilicate glass (ASTM Type 1 Class B),8 in.,300 MHz frequency,5 mm | , |  |  | Wilmad, WG-1226-8,13 μm,0.43 mm , N51A glass,51 μm,borosilicate glass (ASTM Type 1 Class B),8 in.,300 MHz frequency,5 mm
Wilmad ® NMR tubes 5 mm diam., economy,limit 400 MHz frequency, L 7 in.,,,,, | Z562734 |  | Aldrich | WILMAD ® NMR Tubes - Economy | 32129209 | ,,,, | Economy NMR Tubes for Routine NMR , Labware , NMR Tubes , NMR Tubes and Accessories , NMR tubes, economy , Wilmad , Wilmad NMR tubes, Economy Grade for Routine NMR |  | Wilmad, WG-1228-7,13 μm,0.43 mm , N51A glass,25 μm,borosilicate glass (ASTM Type 1 Class B),7 in.,400 MHz frequency,5 mm | , |  |  | Wilmad, WG-1228-7,13 μm,0.43 mm , N51A glass,25 μm,borosilicate glass (ASTM Type 1 Class B),7 in.,400 MHz frequency,5 mm
Wilmad ® NMR tubes 5 mm diam., economy,limit 400 MHz frequency, L 8 in.,,,,, | Z562742 |  | Aldrich | WILMAD ® NMR Tubes - Economy | 32129209 | ,,,, | Economy NMR Tubes for Routine NMR , Labware , NMR Tubes , NMR Tubes and Accessories , NMR tubes, economy , Wilmad , Wilmad NMR tubes, Economy Grade for Routine NMR |  | Wilmad, WG-1228-8,13 μm,0.43 mm , N51A glass,25 μm,borosilicate glass (ASTM Type 1 Class B),8 in.,400 MHz frequency,5 mm | , |  |  | Wilmad, WG-1228-8,13 μm,0.43 mm , N51A glass,25 μm,borosilicate glass (ASTM Type 1 Class B),8 in.,400 MHz frequency,5 mm
Wilmad ® NMR tubes 5 mm diam., economy,limit >400 MHz frequency, L 7 in.,,,,, | Z562750 |  | Aldrich | WILMAD ® NMR Tubes - Economy | 32129209 | ,,,, | Economy NMR Tubes for Routine NMR , Labware , NMR Tubes , NMR Tubes and Accessories , NMR tubes, economy , Wilmad , Wilmad NMR tubes, Economy Grade for Routine NMR |  | Wilmad, WG-1235-7,6 μm,0.43 mm , N51A glass,13 μm,borosilicate glass (ASTM Type 1 Class B),7 in.,>400 MHz frequency,5 mm | , |  |  | Wilmad, WG-1235-7,6 μm,0.43 mm , N51A glass,13 μm,borosilicate glass (ASTM Type 1 Class B),7 in.,>400 MHz frequency,5 mm
Wilmad ® NMR tubes 5 mm diam., economy,limit >400 MHz frequency, L 8 in.,,,,, | Z566365 |  | Aldrich | WILMAD ® NMR Tubes - Economy |  | ,,,, | Economy NMR Tubes for Routine NMR , Labware , NMR Tubes , NMR Tubes and Accessories , NMR tubes, economy , Wilmad , Wilmad NMR tubes, Economy Grade for Routine NMR |  | Wilmad, WG-1235-8,6 μm,0.43 mm , N51A glass,13 μm,borosilicate glass (ASTM Type 1 Class B),8 in.,>400 MHz frequency,5 mm | , |  |  | Wilmad, WG-1235-8,6 μm,0.43 mm , N51A glass,13 μm,borosilicate glass (ASTM Type 1 Class B),8 in.,>400 MHz frequency,5 mm
Wilmad ® NMR tubes 5 mm diam., economy,limit 500 MHz frequency, L 7 in.,,,,, | Z562769 |  | Aldrich | WILMAD ® NMR Tubes - Economy | 32129209 | ,,,, | Economy NMR Tubes for Routine NMR , Labware , NMR Tubes , NMR Tubes and Accessories , NMR tubes, economy , Wilmad , Wilmad NMR tubes, Economy Grade for Routine NMR |  | Wilmad, WG-1241-7,3.8 μm,0.43 mm , N51A glass,3.8 μm,borosilicate glass (ASTM Type 1 Class B),7 in.,500 MHz frequency,5 mm | , |  |  | Wilmad, WG-1241-7,3.8 μm,0.43 mm , N51A glass,3.8 μm,borosilicate glass (ASTM Type 1 Class B),7 in.,500 MHz frequency,5 mm
Wilmad ® NMR tubes 5 mm diam., economy,limit 700 MHz frequency, L 7 in.,,,,, | Z562777 |  | Aldrich | WILMAD ® NMR Tubes - Economy | 32129209 | ,,,, | Economy NMR Tubes for Routine NMR , Labware , NMR Tubes , NMR Tubes and Accessories , NMR tubes, economy , Wilmad , Wilmad NMR tubes, Economy Grade for Routine NMR |  | Wilmad, WG-1242-7,3.8 μm,0.43 mm , N51A glass,2.5 μm,borosilicate glass (ASTM Type 1 Class B),7 in.,700 MHz frequency,5 mm | , |  |  | Wilmad, WG-1242-7,3.8 μm,0.43 mm , N51A glass,2.5 μm,borosilicate glass (ASTM Type 1 Class B),7 in.,700 MHz frequency,5 mm
,tube diam. × L 5 mm × 7 in., precision, color-coded red, limit 100 MHz frequency,,,,, | Z569291 |  | Aldrich | Aldrich ® ColorSpec ® NMR tubes |  | ,,,, | Aldrich ColorSpec NMR Tubes , Aldrich Precision Grade ColorSpec NMR Tubes for High Resolution NMR , High Resolution NMR Tubes , Labware , NMR Tubes , NMR Tubes and Accessories |  | Sigma-Aldrich, Z569291,0.38 mm,color-coded red,borosilicate glass Type 1,76 μm × 51 μm,100 MHz frequency,5 mm × 7 in. | , |  |  | Sigma-Aldrich, Z569291,0.38 mm,color-coded red,borosilicate glass Type 1,76 μm × 51 μm,100 MHz frequency,5 mm × 7 in.
,tube diam. × L 5 mm × 8 in., precision, color-coded red, limit 100 MHz frequency,,,,, | Z569305 |  | Aldrich | Aldrich ® ColorSpec ® NMR tubes |  | ,,,, | Aldrich ColorSpec NMR Tubes , Aldrich Precision Grade ColorSpec NMR Tubes for High Resolution NMR , High Resolution NMR Tubes , Labware , NMR Tubes , NMR Tubes and Accessories |  | Sigma-Aldrich, Z569305,0.38 mm,color-coded red,borosilicate glass Type 1,76 μm × 51 μm,100 MHz frequency,5 mm × 8 in. | , |  |  | Sigma-Aldrich, Z569305,0.38 mm,color-coded red,borosilicate glass Type 1,76 μm × 51 μm,100 MHz frequency,5 mm × 8 in.
,tube diam. × L 5 mm × 7 in., precision, color-coded red, limit 200 MHz frequency,,,,, | Z569313 |  | Aldrich | Aldrich ® ColorSpec ® NMR tubes |  | ,,,, | Aldrich ColorSpec NMR Tubes , Aldrich Precision Grade ColorSpec NMR Tubes for High Resolution NMR , High Resolution NMR Tubes , Labware , NMR Tubes , NMR Tubes and Accessories |  | Sigma-Aldrich, Z569313,0.38 mm,color-coded red,borosilicate glass Type 1,51 μm × 51 μm,200 MHz frequency,5 mm × 7 in. | , |  |  | Sigma-Aldrich, Z569313,0.38 mm,color-coded red,borosilicate glass Type 1,51 μm × 51 μm,200 MHz frequency,5 mm × 7 in.
,tube diam. × L 5 mm × 8 in., precision, color-coded red, limit 200 MHz frequency,,,,, | Z569321 |  | Aldrich | Aldrich ® ColorSpec ® NMR tubes |  | ,,,, | Aldrich ColorSpec NMR Tubes , Aldrich Precision Grade ColorSpec NMR Tubes for High Resolution NMR , High Resolution NMR Tubes , Labware , NMR Tubes , NMR Tubes and Accessories |  | Sigma-Aldrich, Z569321,0.38 mm,color-coded red,borosilicate glass Type 1,51 μm × 51 μm,200 MHz frequency,5 mm × 8 in. | , |  |  | Sigma-Aldrich, Z569321,0.38 mm,color-coded red,borosilicate glass Type 1,51 μm × 51 μm,200 MHz frequency,5 mm × 8 in.
,tube diam. × L 5 mm × 7 in., precision, color-coded red, limit 400 MHz frequency,,,,, | Z569348 |  | Aldrich | Aldrich ® ColorSpec ® NMR tubes | 32129209 | ,,,, | Aldrich ColorSpec NMR Tubes , Aldrich Precision Grade ColorSpec NMR Tubes for High Resolution NMR , High Resolution NMR Tubes , Labware , NMR Tubes , NMR Tubes and Accessories |  | Sigma-Aldrich, Z569348,0.38 mm,color-coded red,borosilicate glass Type 1,51 μm × 25 μm,400 MHz frequency,5 mm × 7 in. | , |  |  | Sigma-Aldrich, Z569348,0.38 mm,color-coded red,borosilicate glass Type 1,51 μm × 25 μm,400 MHz frequency,5 mm × 7 in.
,tube diam. × L 5 mm × 8 in., precision, color-coded red, limit 400 MHz frequency,,,,, | Z569356 |  | Aldrich | Aldrich ® ColorSpec ® NMR tubes | 32129209 | ,,,, | Aldrich ColorSpec NMR Tubes , Aldrich Precision Grade ColorSpec NMR Tubes for High Resolution NMR , High Resolution NMR Tubes , Labware , NMR Tubes , NMR Tubes and Accessories |  | Sigma-Aldrich, Z569356,0.38 mm,color-coded red,borosilicate glass Type 1,51 μm × 25 μm,400 MHz frequency,5 mm × 8 in. | , |  |  | Sigma-Aldrich, Z569356,0.38 mm,color-coded red,borosilicate glass Type 1,51 μm × 25 μm,400 MHz frequency,5 mm × 8 in.
,tube diam. × L 5 mm × 7 in., precision, color-coded red, limit 500 MHz frequency,,,,, | Z569364 |  | Aldrich | Aldrich ® ColorSpec ® NMR tubes | 32129209 | ,,,, | Aldrich ColorSpec NMR Tubes , Aldrich Precision Grade ColorSpec NMR Tubes for High Resolution NMR , High Resolution NMR Tubes , Labware , NMR Tubes , NMR Tubes and Accessories |  | Sigma-Aldrich, Z569364,0.38 mm,color-coded red,borosilicate glass Type 1,25 μm × 13 μm,500 MHz frequency,5 mm × 7 in. | , |  |  | Sigma-Aldrich, Z569364,0.38 mm,color-coded red,borosilicate glass Type 1,25 μm × 13 μm,500 MHz frequency,5 mm × 7 in.
,tube diam. × L 5 mm × 8 in., precision, color-coded red, limit 500 MHz frequency,,,,, | Z569372 |  | Aldrich | Aldrich ® ColorSpec ® NMR tubes |  | ,,,, | Aldrich ColorSpec NMR Tubes , Aldrich Precision Grade ColorSpec NMR Tubes for High Resolution NMR , High Resolution NMR Tubes , Labware , NMR Tubes , NMR Tubes and Accessories |  | Sigma-Aldrich, Z569372,0.38 mm,color-coded red,borosilicate glass Type 1,25 μm × 13 μm,500 MHz frequency,5 mm × 8 in. | , |  |  | Sigma-Aldrich, Z569372,0.38 mm,color-coded red,borosilicate glass Type 1,25 μm × 13 μm,500 MHz frequency,5 mm × 8 in.
,tube diam. × L 5 mm × 7 in., precision, color-coded red, limit 600 MHz frequency,,,,, | Z569380 |  | Aldrich | Aldrich ® ColorSpec ® NMR tubes |  | ,,,, | Aldrich ColorSpec NMR Tubes , Aldrich Precision Grade ColorSpec NMR Tubes for High Resolution NMR , High Resolution NMR Tubes , Labware , NMR Tubes , NMR Tubes and Accessories |  | Sigma-Aldrich, Z569380,0.38 mm,color-coded red,borosilicate glass Type 1,13 μm × 6 μm,600 MHz frequency,5 mm × 7 in. | , |  |  | Sigma-Aldrich, Z569380,0.38 mm,color-coded red,borosilicate glass Type 1,13 μm × 6 μm,600 MHz frequency,5 mm × 7 in.
,tube diam. × L 5 mm × 8 in., precision, color-coded red, limit 600 MHz frequency,,,,, | Z569399 |  | Aldrich | Aldrich ® ColorSpec ® NMR tubes |  | ,,,, | Aldrich ColorSpec NMR Tubes , Aldrich Precision Grade ColorSpec NMR Tubes for High Resolution NMR , High Resolution NMR Tubes , Labware , NMR Tubes , NMR Tubes and Accessories |  | Sigma-Aldrich, Z569399,0.38 mm,color-coded red,borosilicate glass Type 1,13 μm × 6 μm,600 MHz frequency,5 mm × 8 in. | , |  |  | Sigma-Aldrich, Z569399,0.38 mm,color-coded red,borosilicate glass Type 1,13 μm × 6 μm,600 MHz frequency,5 mm × 8 in.
,tube diam. × L 5 mm × 7 in., precision, color-coded red, limit 800 MHz frequency,,,,, | Z569402 |  | Aldrich | Aldrich ® ColorSpec ® NMR tubes |  | ,,,, | Aldrich ColorSpec NMR Tubes , Aldrich Precision Grade ColorSpec NMR Tubes for High Resolution NMR , High Resolution NMR Tubes , Labware , NMR Tubes , NMR Tubes and Accessories |  | Sigma-Aldrich, Z569402,0.38 mm,color-coded red,borosilicate glass Type 1,3.8 μm × 3.8 μm,800 MHz frequency,5 mm × 7 in. | , |  |  | Sigma-Aldrich, Z569402,0.38 mm,color-coded red,borosilicate glass Type 1,3.8 μm × 3.8 μm,800 MHz frequency,5 mm × 7 in.
,tube diam. × L 5 mm × 8 in., precision, color-coded red, limit 800 MHz frequency,,,,, | Z569410 |  | Aldrich | Aldrich ® ColorSpec ® NMR tubes |  | ,,,, | Aldrich ColorSpec NMR Tubes , Aldrich Precision Grade ColorSpec NMR Tubes for High Resolution NMR , High Resolution NMR Tubes , Labware , NMR Tubes , NMR Tubes and Accessories |  | Sigma-Aldrich, Z569410,0.38 mm,color-coded red,borosilicate glass Type 1,3.8 μm × 3.8 μm,800 MHz frequency,5 mm × 8 in. | , |  |  | Sigma-Aldrich, Z569410,0.38 mm,color-coded red,borosilicate glass Type 1,3.8 μm × 3.8 μm,800 MHz frequency,5 mm × 8 in.
,limit 200 MHz frequency, L 7 in.,,,,, | NORS5200QTZ7 |  | Aldrich | Norell ® natural quartz 5 mm NMR tubes |  | ,,,, | High Resolution NMR Tubes , Labware , NMR Tubes , NMR Tubes and Accessories , Natural quartz 5 mm NMR tubes , Norell , Norell Select Series NMR Tubes for High Resolution NMR |  | Norell,, S5200QTZ7,0.77 mm,7 in.,200 MHz frequency,5 mm | , |  |  | Norell,, S5200QTZ7,0.77 mm,7 in.,200 MHz frequency,5 mm
,limit 200 MHz frequency, L 8 in.,,,,, | NORS5200QTZ8 |  | Aldrich | Norell ® natural quartz 5 mm NMR tubes |  | ,,,, | High Resolution NMR Tubes , Labware , NMR Tubes , NMR Tubes and Accessories , Natural quartz 5 mm NMR tubes , Norell , Norell Select Series NMR Tubes for High Resolution NMR |  | Norell,, S5200QTZ8,0.77 mm,8 in.,200 MHz frequency,5 mm | , |  |  | Norell,, S5200QTZ8,0.77 mm,8 in.,200 MHz frequency,5 mm
,limit 500 MHz frequency, L 7 in.,,,,, | NORS5500QTZ7 |  | Aldrich | Norell ® natural quartz 5 mm NMR tubes | 32129209 | ,,,, | High Resolution NMR Tubes , Labware , NMR Tubes , NMR Tubes and Accessories , Natural quartz 5 mm NMR tubes , Norell , Norell Select Series NMR Tubes for High Resolution NMR |  | Norell,, S5500QTZ7,0.77 mm,7 in.,500 MHz frequency,5 mm | , |  |  | Norell,, S5500QTZ7,0.77 mm,7 in.,500 MHz frequency,5 mm
,limit 500 MHz frequency, L 8 in.,,,,, | NORS5500QTZ8 |  | Aldrich | Norell ® natural quartz 5 mm NMR tubes | 32129209 | ,,,, | High Resolution NMR Tubes , Labware , NMR Tubes , NMR Tubes and Accessories , Natural quartz 5 mm NMR tubes , Norell , Norell Select Series NMR Tubes for High Resolution NMR |  | Norell,, S5500QTZ8,0.77 mm,8 in.,500 MHz frequency,5 mm | , |  |  | Norell,, S5500QTZ8,0.77 mm,8 in.,500 MHz frequency,5 mm
,limit 600 MHz frequency, L 7 in.,,,,, | NORS5600QTZ7 |  | Aldrich | Norell ® natural quartz 5 mm NMR tubes |  | ,,,, | High Resolution NMR Tubes , Labware , NMR Tubes , NMR Tubes and Accessories , Natural quartz 5 mm NMR tubes , Norell , Norell Select Series NMR Tubes for High Resolution NMR |  | Norell,, S5600QTZ7,0.77 mm,7 in.,600 MHz frequency,5 mm | , |  |  | Norell,, S5600QTZ7,0.77 mm,7 in.,600 MHz frequency,5 mm
,limit 600 MHz frequency, L 8 in.,,,,, | NORS5600QTZ8 |  | Aldrich | Norell ® natural quartz 5 mm NMR tubes |  | ,,,, | High Resolution NMR Tubes , Labware , NMR Tubes , NMR Tubes and Accessories , Natural quartz 5 mm NMR tubes , Norell , Norell Select Series NMR Tubes for High Resolution NMR |  | Norell,, S5600QTZ8,0.77 mm,8 in.,600 MHz frequency,5 mm | , |  |  | Norell,, S5600QTZ8,0.77 mm,8 in.,600 MHz frequency,5 mm
,limit 500 MHz frequency, L 7 in.,,,,, | NORS105007 |  | Aldrich | Norell ® Select Series ™ 10 mm NMR tubes |  | ,,,, | High Resolution NMR Tubes , Labware , NMR Tubes , NMR Tubes and Accessories , Norell , Norell Select Series NMR Tubes for High Resolution NMR , Select Series 10 mm NMR tube |  | Norell,, S105007,0.007 mm,1.24 mm,7 in.,500 MHz frequency,10 mm | , |  |  | Norell,, S105007,0.007 mm,1.24 mm,7 in.,500 MHz frequency,10 mm
,limit 900 MHz frequency, L 7 in.,,,,, | NORS39007 |  | Aldrich | Norell ® Select Series ™ 3 mm NMR tubes |  | ,,,, | High Resolution NMR Tubes , Labware , NMR Tubes , NMR Tubes and Accessories , Norell , Norell Select Series NMR Tubes for High Resolution NMR , Select Series 3 mm NMR tubes |  | Norell,, S39007,±0.003 mm,0.58 mm,3 mm × 2.4 mm,±0.002 mm,7 in.,900 MHz frequency | , |  |  | Norell,, S39007,±0.003 mm,0.58 mm,3 mm × 2.4 mm,±0.002 mm,7 in.,900 MHz frequency
,limit 900 MHz frequency, L 8 in.,,,,, | NORS39008 |  | Aldrich | Norell ® Select Series ™ 3 mm NMR tubes |  | ,,,, | High Resolution NMR Tubes , Labware , NMR Tubes , NMR Tubes and Accessories , Norell , Norell Select Series NMR Tubes for High Resolution NMR , Select Series 3 mm NMR tubes |  | Norell,, S39008,±0.003 mm,0.58 mm,3 mm × 2.4 mm,±0.002 mm,8 in.,900 MHz frequency | , |  |  | Norell,, S39008,±0.003 mm,0.58 mm,3 mm × 2.4 mm,±0.002 mm,8 in.,900 MHz frequency
,limit 800 MHz frequency, L 7 in.,,,,, | NORS38007 |  | Aldrich | Norell ® Select Series ™ 3 mm NMR tubes |  | ,,,, | High Resolution NMR Tubes , Labware , NMR Tubes , NMR Tubes and Accessories , Norell , Norell Select Series NMR Tubes for High Resolution NMR , Select Series 3 mm NMR tubes |  | Norell,, S38007,±0.0038 mm,0.58 mm,3 mm × 2.4 mm,±0.0025 mm,7 in.,800 MHz frequency | , |  |  | Norell,, S38007,±0.0038 mm,0.58 mm,3 mm × 2.4 mm,±0.0025 mm,7 in.,800 MHz frequency
,limit 800 MHz frequency, L 8 in.,,,,, | NORS38008 |  | Aldrich | Norell ® Select Series ™ 3 mm NMR tubes |  | ,,,, | High Resolution NMR Tubes , Labware , NMR Tubes , NMR Tubes and Accessories , Norell , Norell Select Series NMR Tubes for High Resolution NMR , Select Series 3 mm NMR tubes |  | Norell,, S38008,±0.0038 mm,0.58 mm,3 mm × 2.4 mm,±0.0025 mm,8 in.,800 MHz frequency | , |  |  | Norell,, S38008,±0.0038 mm,0.58 mm,3 mm × 2.4 mm,±0.0025 mm,8 in.,800 MHz frequency
,limit 600 MHz frequency, L 7 in.,,,,, | NORS36007 |  | Aldrich | Norell ® Select Series ™ 3 mm NMR tubes | 32129209 | ,,,, | High Resolution NMR Tubes , Labware , NMR Tubes , NMR Tubes and Accessories , Norell , Norell Select Series NMR Tubes for High Resolution NMR , Select Series 3 mm NMR tubes |  | Norell,, S36007,±0.006 mm,0.58 mm,3 mm × 2.4 mm,±0.004 mm,7 in.,600 MHz frequency | , |  |  | Norell,, S36007,±0.006 mm,0.58 mm,3 mm × 2.4 mm,±0.004 mm,7 in.,600 MHz frequency
,limit 600 MHz frequency, L 8 in.,,,,, | NORS36008 |  | Aldrich | Norell ® Select Series ™ 3 mm NMR tubes |  | ,,,, | High Resolution NMR Tubes , Labware , NMR Tubes , NMR Tubes and Accessories , Norell , Norell Select Series NMR Tubes for High Resolution NMR , Select Series 3 mm NMR tubes |  | Norell,, S36008,±0.006 mm,0.58 mm,3 mm × 2.4 mm,±0.004 mm,8 in.,600 MHz frequency | , |  |  | Norell,, S36008,±0.006 mm,0.58 mm,3 mm × 2.4 mm,±0.004 mm,8 in.,600 MHz frequency
,limit 500 MHz frequency, L 7 in.,,,,, | NORS35007 |  | Aldrich | Norell ® Select Series ™ 3 mm NMR tubes |  | ,,,, | High Resolution NMR Tubes , Labware , NMR Tubes , NMR Tubes and Accessories , Norell , Norell Select Series NMR Tubes for High Resolution NMR , Select Series 3 mm NMR tubes |  | Norell,, S35007,±0.013 mm,0.58 mm,3 mm × 2.4 mm,±0.005 mm,7 in.,500 MHz frequency | , |  |  | Norell,, S35007,±0.013 mm,0.58 mm,3 mm × 2.4 mm,±0.005 mm,7 in.,500 MHz frequency
,limit 500 MHz frequency, L 8 in.,,,,, | NORS35008 |  | Aldrich | Norell ® Select Series ™ 3 mm NMR tubes |  | ,,,, | High Resolution NMR Tubes , Labware , NMR Tubes , NMR Tubes and Accessories , Norell , Norell Select Series NMR Tubes for High Resolution NMR , Select Series 3 mm NMR tubes |  | Norell,, S35008,±0.013 mm,0.58 mm,3 mm × 2.4 mm,±0.005 mm,8 in.,500 MHz frequency | , |  |  | Norell,, S35008,±0.013 mm,0.58 mm,3 mm × 2.4 mm,±0.005 mm,8 in.,500 MHz frequency
,limit 400 MHz frequency, L 7 in.,,,,, | NORS34007 |  | Aldrich | Norell ® Select Series ™ 3 mm NMR tubes | 32129209 | ,,,, | High Resolution NMR Tubes , Labware , NMR Tubes , NMR Tubes and Accessories , Norell , Norell Select Series NMR Tubes for High Resolution NMR , Select Series 3 mm NMR tubes |  | Norell,, S34007,±0.019 mm,0.58 mm,3 mm × 2.4 mm,±0.007 mm,7 in.,400 MHz frequency | , |  |  | Norell,, S34007,±0.019 mm,0.58 mm,3 mm × 2.4 mm,±0.007 mm,7 in.,400 MHz frequency
,limit 400 MHz frequency, L 8 in.,,,,, | NORS34008 |  | Aldrich | Norell ® Select Series ™ 3 mm NMR tubes |  | ,,,, | High Resolution NMR Tubes , Labware , NMR Tubes , NMR Tubes and Accessories , Norell , Norell Select Series NMR Tubes for High Resolution NMR , Select Series 3 mm NMR tubes |  | Norell,, S34008,±0.019 mm,0.58 mm,3 mm × 2.4 mm,±0.007 mm,8 in.,400 MHz frequency | , |  |  | Norell,, S34008,±0.019 mm,0.58 mm,3 mm × 2.4 mm,±0.007 mm,8 in.,400 MHz frequency
,limit 300 MHz frequency, L 7 in.,,,,, | NORS33007 |  | Aldrich | Norell ® Select Series ™ 3 mm NMR tubes |  | ,,,, | High Resolution NMR Tubes , Labware , NMR Tubes , NMR Tubes and Accessories , Norell , Norell Select Series NMR Tubes for High Resolution NMR , Select Series 3 mm NMR tubes |  | Norell,, S33007,±0.025 mm,0.58 mm,3 mm × 2.4 mm,±0.007 mm,7 in.,300 MHz frequency | , |  |  | Norell,, S33007,±0.025 mm,0.58 mm,3 mm × 2.4 mm,±0.007 mm,7 in.,300 MHz frequency
,limit 300 MHz frequency, L 8 in.,,,,, | NORS33008 |  | Aldrich | Norell ® Select Series ™ 3 mm NMR tubes |  | ,,,, | High Resolution NMR Tubes , Labware , NMR Tubes , NMR Tubes and Accessories , Norell , Norell Select Series NMR Tubes for High Resolution NMR , Select Series 3 mm NMR tubes |  | Norell,, S33008,±0.025 mm,0.58 mm,3 mm × 2.4 mm,±0.007 mm,8 in.,300 MHz frequency | , |  |  | Norell,, S33008,±0.025 mm,0.58 mm,3 mm × 2.4 mm,±0.007 mm,8 in.,300 MHz frequency
,limit 200 MHz frequency, L 7 in.,,,,, | NORS32007 |  | Aldrich | Norell ® Select Series ™ 3 mm NMR tubes |  | ,,,, | High Resolution NMR Tubes , Labware , NMR Tubes , NMR Tubes and Accessories , Norell , Norell Select Series NMR Tubes for High Resolution NMR , Select Series 3 mm NMR tubes |  | Norell,, S32007,±0.038 mm,0.58 mm,3 mm × 2.4 mm,±0.010 mm,7 in.,200 MHz frequency | , |  |  | Norell,, S32007,±0.038 mm,0.58 mm,3 mm × 2.4 mm,±0.010 mm,7 in.,200 MHz frequency
,limit 200 MHz frequency, L 8 in.,,,,, | NORS32008 |  | Aldrich | Norell ® Select Series ™ 3 mm NMR tubes |  | ,,,, | High Resolution NMR Tubes , Labware , NMR Tubes , NMR Tubes and Accessories , Norell , Norell Select Series NMR Tubes for High Resolution NMR , Select Series 3 mm NMR tubes |  | Norell,, S32008,±0.038 mm,0.58 mm,3 mm × 2.4 mm,±0.010 mm,8 in.,200 MHz frequency | , |  |  | Norell,, S32008,±0.038 mm,0.58 mm,3 mm × 2.4 mm,±0.010 mm,8 in.,200 MHz frequency
,limit 900 MHz frequency, L 7 in.,,,,, | NORS59007 |  | Aldrich | Norell ® Select Series ™ 5 mm NMR tubes | 32129209 | ,,,, | High Resolution NMR Tubes , Labware , NMR Tubes , NMR Tubes and Accessories , Norell , Norell Select Series NMR Tubes for High Resolution NMR , Select Series 5 mm NMR tubes |  | Norell,, S59007,±0.003 mm,0.77 mm,5 mm × 4.2 mm,±0.002 mm,7 in.,900 MHz frequency | , |  |  | Norell,, S59007,±0.003 mm,0.77 mm,5 mm × 4.2 mm,±0.002 mm,7 in.,900 MHz frequency
,limit 900 MHz frequency, L 8 in.,,,,, | NORS59008 |  | Aldrich | Norell ® Select Series ™ 5 mm NMR tubes |  | ,,,, | High Resolution NMR Tubes , Labware , NMR Tubes , NMR Tubes and Accessories , Norell , Norell Select Series NMR Tubes for High Resolution NMR , Select Series 5 mm NMR tubes |  | Norell,, S59008,±0.003 mm,0.77 mm,5 mm × 4.2 mm,±0.002 mm,8 in.,900 MHz frequency | , |  |  | Norell,, S59008,±0.003 mm,0.77 mm,5 mm × 4.2 mm,±0.002 mm,8 in.,900 MHz frequency
,limit 800 MHz frequency, L 7 in.,,,,, | NORS58007 |  | Aldrich | Norell ® Select Series ™ 5 mm NMR tubes |  | ,,,, | High Resolution NMR Tubes , Labware , NMR Tubes , NMR Tubes and Accessories , Norell , Norell Select Series NMR Tubes for High Resolution NMR , Select Series 5 mm NMR tubes |  | Norell,, S58007,±0.0038 mm,0.77 mm,5 mm × 4.2 mm,±0.0025 mm,7 in.,800 MHz frequency | , |  |  | Norell,, S58007,±0.0038 mm,0.77 mm,5 mm × 4.2 mm,±0.0025 mm,7 in.,800 MHz frequency
,limit 800 MHz frequency, L 8 in.,,,,, | NORS58008 |  | Aldrich | Norell ® Select Series ™ 5 mm NMR tubes | 32129209 | ,,,, | High Resolution NMR Tubes , Labware , NMR Tubes , NMR Tubes and Accessories , Norell , Norell Select Series NMR Tubes for High Resolution NMR , Select Series 5 mm NMR tubes |  | Norell,, S58008,±0.0038 mm,0.77 mm,5 mm × 4.2 mm,±0.0025 mm,8 in.,800 MHz frequency | , |  |  | Norell,, S58008,±0.0038 mm,0.77 mm,5 mm × 4.2 mm,±0.0025 mm,8 in.,800 MHz frequency
,limit 600 MHz frequency, L 7 in.,,,,, | NORS56007 |  | Aldrich | Norell ® Select Series ™ 5 mm NMR tubes | 32129209 | ,,,, | High Resolution NMR Tubes , Labware , NMR Tubes , NMR Tubes and Accessories , Norell , Norell Select Series NMR Tubes for High Resolution NMR , Select Series 5 mm NMR tubes |  | Norell,, S56007,±0.006 mm,0.77 mm,5 mm × 4.2 mm,±0.004 mm,7 in.,600 MHz frequency | , |  |  | Norell,, S56007,±0.006 mm,0.77 mm,5 mm × 4.2 mm,±0.004 mm,7 in.,600 MHz frequency
,limit 600 MHz frequency, L 8 in.,,,,, | NORS56008 |  | Aldrich | Norell ® Select Series ™ 5 mm NMR tubes | 32129209 | ,,,, | High Resolution NMR Tubes , Labware , NMR Tubes , NMR Tubes and Accessories , Norell , Norell Select Series NMR Tubes for High Resolution NMR , Select Series 5 mm NMR tubes |  | Norell,, S56008,±0.006 mm,0.77 mm,5 mm × 4.2 mm,±0.004 mm,8 in.,600 MHz frequency | , |  |  | Norell,, S56008,±0.006 mm,0.77 mm,5 mm × 4.2 mm,±0.004 mm,8 in.,600 MHz frequency
,limit 500 MHz frequency, L 7 in.,,,,, | NORS55007 |  | Aldrich | Norell ® Select Series ™ 5 mm NMR tubes | 32129209 | ,,,, | High Resolution NMR Tubes , Labware , NMR Tubes , NMR Tubes and Accessories , Norell , Norell Select Series NMR Tubes for High Resolution NMR , Select Series 5 mm NMR tubes |  | Norell,, S55007,±0.013 mm,0.77 mm,5 mm × 4.2 mm,±0.005 mm,7 in.,500 MHz frequency | , |  |  | Norell,, S55007,±0.013 mm,0.77 mm,5 mm × 4.2 mm,±0.005 mm,7 in.,500 MHz frequency
,limit 500 MHz frequency, L 8 in.,,,,, | NORS55008 |  | Aldrich | Norell ® Select Series ™ 5 mm NMR tubes | 32129209 | ,,,, | High Resolution NMR Tubes , Labware , NMR Tubes , NMR Tubes and Accessories , Norell , Norell Select Series NMR Tubes for High Resolution NMR , Select Series 5 mm NMR tubes |  | Norell,, S55008,±0.013 mm,0.77 mm,5 mm × 4.2 mm,±0.005 mm,8 in.,500 MHz frequency | , |  |  | Norell,, S55008,±0.013 mm,0.77 mm,5 mm × 4.2 mm,±0.005 mm,8 in.,500 MHz frequency
,limit 400 MHz frequency, L 7 in.,,,,, | NORS54007 |  | Aldrich | Norell ® Select Series ™ 5 mm NMR tubes | 32129209 | ,,,, | High Resolution NMR Tubes , Labware , NMR Tubes , NMR Tubes and Accessories , Norell , Norell Select Series NMR Tubes for High Resolution NMR , Select Series 5 mm NMR tubes |  | Norell,, S54007,±0.019 mm,0.77 mm,5 mm × 4.2 mm,±0.007 mm,7 in.,400 MHz frequency | , |  |  | Norell,, S54007,±0.019 mm,0.77 mm,5 mm × 4.2 mm,±0.007 mm,7 in.,400 MHz frequency
,limit 400 MHz frequency, L 8 in.,,,,, | NORS54008 |  | Aldrich | Norell ® Select Series ™ 5 mm NMR tubes | 32129209 | ,,,, | High Resolution NMR Tubes , Labware , NMR Tubes , NMR Tubes and Accessories , Norell , Norell Select Series NMR Tubes for High Resolution NMR , Select Series 5 mm NMR tubes |  | Norell,, S54008,±0.019 mm,0.77 mm,5 mm × 4.2 mm,±0.007 mm,8 in.,400 MHz frequency | , |  |  | Norell,, S54008,±0.019 mm,0.77 mm,5 mm × 4.2 mm,±0.007 mm,8 in.,400 MHz frequency
,limit 300 MHz frequency, L 7 in.,,,,, | NORS53007 |  | Aldrich | Norell ® Select Series ™ 5 mm NMR tubes | 32129209 | ,,,, | High Resolution NMR Tubes , Labware , NMR Tubes , NMR Tubes and Accessories , Norell , Norell Select Series NMR Tubes for High Resolution NMR , Select Series 5 mm NMR tubes |  | Norell,, S53007,±0.025 mm,0.77 mm,5 mm × 4.2 mm,±0.007 mm,7 in.,300 MHz frequency | , |  |  | Norell,, S53007,±0.025 mm,0.77 mm,5 mm × 4.2 mm,±0.007 mm,7 in.,300 MHz frequency
,limit 300 MHz frequency, L 8 in.,,,,, | NORS53008 |  | Aldrich | Norell ® Select Series ™ 5 mm NMR tubes |  | ,,,, | High Resolution NMR Tubes , Labware , NMR Tubes , NMR Tubes and Accessories , Norell , Norell Select Series NMR Tubes for High Resolution NMR , Select Series 5 mm NMR tubes |  | Norell,, S53008,±0.025 mm,0.77 mm,5 mm × 4.2 mm,±0.007 mm,8 in.,300 MHz frequency | , |  |  | Norell,, S53008,±0.025 mm,0.77 mm,5 mm × 4.2 mm,±0.007 mm,8 in.,300 MHz frequency
,limit 200 MHz frequency, L 7 in.,,,,, | NORS52007 |  | Aldrich | Norell ® Select Series ™ 5 mm NMR tubes | 32129209 | ,,,, | High Resolution NMR Tubes , Labware , NMR Tubes , NMR Tubes and Accessories , Norell , Norell Select Series NMR Tubes for High Resolution NMR , Select Series 5 mm NMR tubes |  | Norell,, S52007,±0.035 mm,0.77 mm,5 mm × 4.2 mm,±0.009 mm,7 in.,200 MHz frequency | , |  |  | Norell,, S52007,±0.035 mm,0.77 mm,5 mm × 4.2 mm,±0.009 mm,7 in.,200 MHz frequency
,limit 200 MHz frequency, L 8 in.,,,,, | NORS52008 |  | Aldrich | Norell ® Select Series ™ 5 mm NMR tubes |  | ,,,, | High Resolution NMR Tubes , Labware , NMR Tubes , NMR Tubes and Accessories , Norell , Norell Select Series NMR Tubes for High Resolution NMR , Select Series 5 mm NMR tubes |  | Norell,, S52008,±0.035 mm,0.77 mm,5 mm × 4.2 mm,±0.009 mm,8 in.,200 MHz frequency | , |  |  | Norell,, S52008,±0.035 mm,0.77 mm,5 mm × 4.2 mm,±0.009 mm,8 in.,200 MHz frequency
Norell ® Select Series ™ 5 mm NMR tubes heavy wall,limit 500 MHz frequency, L 7 in.,,,,, | NORS5500HW7 |  | Aldrich | Norell ® Select Series ™ 5mm NMR tubes, heavy wall |  | ,,,, | High Resolution NMR Tubes , Labware , NMR Tubes , NMR Tubes and Accessories , Norell , Norell Select Series NMR Tubes for High Resolution NMR , Select Series 5 mm NMR tubes |  | Norell,, S5500HW7,1.4 mm,7 in.,500 MHz frequency,5 mm | , |  |  | Norell,, S5500HW7,1.4 mm,7 in.,500 MHz frequency,5 mm
Norell ® Select Series ™ 5 mm NMR tubes heavy wall,limit 500 MHz frequency, L 8 in.,,,,, | NORS5500HW8 |  | Aldrich | Norell ® Select Series ™ 5mm NMR tubes, heavy wall |  | ,,,, | High Resolution NMR Tubes , Labware , NMR Tubes , NMR Tubes and Accessories , Norell , Norell Select Series NMR Tubes for High Resolution NMR , Select Series 5 mm NMR tubes |  | Norell,, S5500HW8,1.4 mm,8 in.,500 MHz frequency,5 mm | , |  |  | Norell,, S5500HW8,1.4 mm,8 in.,500 MHz frequency,5 mm
Norell ® Select Series ™ 5 mm NMR tubes medium wall,limit 500 MHz frequency, L 7 in.,,,,, | NORS5500MW7 |  | Aldrich | Norell ® Select Series ™ 5mm NMR tubes, medium wall | 32129209 | ,,,, | High Resolution NMR Tubes , Labware , NMR Tubes , NMR Tubes and Accessories , Norell , Norell Select Series NMR Tubes for High Resolution NMR , Select Series 5 mm NMR tubes |  | Norell,, S5500MW7,0.8 mm,7 in.,500 MHz frequency,5 mm | , |  |  | Norell,, S5500MW7,0.8 mm,7 in.,500 MHz frequency,5 mm
Norell ® Select Series ™ 5 mm NMR tubes medium wall,limit 500 MHz frequency, L 8 in.,,,,, | NORS5500MW8 |  | Aldrich | Norell ® Select Series ™ 5mm NMR tubes, medium wall | 32129209 | ,,,, | High Resolution NMR Tubes , Labware , NMR Tubes , NMR Tubes and Accessories , Norell , Norell Select Series NMR Tubes for High Resolution NMR , Select Series 5 mm NMR tubes |  | Norell,, S5500MW8,0.8 mm,8 in.,500 MHz frequency,5 mm | , |  |  | Norell,, S5500MW8,0.8 mm,8 in.,500 MHz frequency,5 mm
Norell ® Suprasil ® quartz 5 mm NMR tube,limit 600 MHz frequency, L 7 in.,,,,, | NORS5600SQTZ7 |  | Aldrich | Norell ® Suprasil ® quartz 5mm NMR tube |  | ,,,, | High Resolution NMR Tubes , Labware , NMR Tubes , NMR Tubes and Accessories , Norell , Norell Select Series NMR Tubes for High Resolution NMR , Suprasil quartz 5 mm NMR tubes |  | Norell,, S5600SQTZ7,0.77 mm,7 in.,600 MHz frequency,5 mm | , |  |  | Norell,, S5600SQTZ7,0.77 mm,7 in.,600 MHz frequency,5 mm
Norell ® Suprasil ® quartz 5 mm NMR tube,limit 600 MHz frequency, L 8 in.,,,,, | NORS5600SQTZ8 |  | Aldrich | Norell ® Suprasil ® quartz 5mm NMR tube |  | ,,,, | High Resolution NMR Tubes , Labware , NMR Tubes , NMR Tubes and Accessories , Norell , Norell Select Series NMR Tubes for High Resolution NMR , Suprasil quartz 5 mm NMR tubes |  | Norell,, S5600SQTZ8,0.77 mm,8 in.,600 MHz frequency,5 mm | , |  |  | Norell,, S5600SQTZ8,0.77 mm,8 in.,600 MHz frequency,5 mm
Norell ® Suprasil ® quartz 5 mm NMR tube,limit 500 MHz frequency, L 7 in.,,,,, | NORS5500SQTZ7 |  | Aldrich | Norell ® Suprasil ® quartz 5mm NMR tube | 32129209 | ,,,, | High Resolution NMR Tubes , Labware , NMR Tubes , NMR Tubes and Accessories , Norell , Norell Select Series NMR Tubes for High Resolution NMR , Suprasil quartz 5 mm NMR tubes |  | Norell,, S5500SQTZ7,0.77 mm,7 in.,500 MHz frequency,5 mm | , |  |  | Norell,, S5500SQTZ7,0.77 mm,7 in.,500 MHz frequency,5 mm
Norell ® Suprasil ® quartz 5 mm NMR tube,limit 500 MHz frequency, L 8 in.,,,,, | NORS5500SQTZ8 |  | Aldrich | Norell ® Suprasil ® quartz 5mm NMR tube |  | ,,,, | High Resolution NMR Tubes , Labware , NMR Tubes , NMR Tubes and Accessories , Norell , Norell Select Series NMR Tubes for High Resolution NMR , Suprasil quartz 5 mm NMR tubes |  | Norell,, S5500SQTZ8,0.77 mm,8 in.,500 MHz frequency,5 mm | , |  |  | Norell,, S5500SQTZ8,0.77 mm,8 in.,500 MHz frequency,5 mm
Norell ® Suprasil ® quartz 5 mm NMR tube,limit 200 MHz frequency, L 7 in.,,,,, | NORS5200SQTZ7 |  | Aldrich | Norell ® Suprasil ® quartz 5mm NMR tube |  | ,,,, | High Resolution NMR Tubes , Labware , NMR Tubes , NMR Tubes and Accessories , Norell , Norell Select Series NMR Tubes for High Resolution NMR , Suprasil quartz 5 mm NMR tubes |  | Norell,, S5200SQTZ7,0.77 mm,7 in.,200 MHz frequency,5 mm | , |  |  | Norell,, S5200SQTZ7,0.77 mm,7 in.,200 MHz frequency,5 mm
Norell ® Suprasil ® quartz 5 mm NMR tube,limit 200 MHz frequency, L 8 in.,,,,, | NORS5200SQTZ8 |  | Aldrich | Norell ® Suprasil ® quartz 5mm NMR tube |  | ,,,, | High Resolution NMR Tubes , Labware , NMR Tubes , NMR Tubes and Accessories , Norell , Norell Select Series NMR Tubes for High Resolution NMR , Suprasil quartz 5 mm NMR tubes |  | Norell,, S5200SQTZ8,0.77 mm,8 in.,200 MHz frequency,5 mm | , |  |  | Norell,, S5200SQTZ8,0.77 mm,8 in.,200 MHz frequency,5 mm
,matched with CDCl 3 , Shigemi, CMS-005TB, bottom L 8 mm,,,,, | Z529087 |  | Aldrich | Shigemi Advanced NMR microtube assembly |  | ,,,5 mm, | Advanced NMR microtube assembly , Alphabetical Listings , High Resolution NMR Tubes , Labware , NMR Tubes , NMR Tubes and Accessories , Q-S , Shigemi , Shigemi NMR Microtubes , Stable Isotopes |  | 8 mm,Shigemi, CMS-005TB,900 MHz frequency | , |  |  | 8 mm,Shigemi, CMS-005TB,900 MHz frequency,5 mm
,matched with CDCl 3 , Shigemi, CMS-005TJ, bottom L 12 mm,,,,, | Z529095 |  | Aldrich | Shigemi Advanced NMR microtube assembly |  | ,,,5 mm, | Advanced NMR microtube assembly , Alphabetical Listings , High Resolution NMR Tubes , Labware , NMR Tubes , NMR Tubes and Accessories , Q-S , Shigemi , Shigemi NMR Microtubes , Stable Isotopes |  | 12 mm,Shigemi, CMS-005TJ,900 MHz frequency | , |  |  | 12 mm,Shigemi, CMS-005TJ,900 MHz frequency,5 mm
,matched with CDCl 3 , Shigemi, CMS-005TV, bottom L 15 mm,,,,, | Z529109 |  | Aldrich | Shigemi Advanced NMR microtube assembly |  | ,,,5 mm, | Advanced NMR microtube assembly , Alphabetical Listings , High Resolution NMR Tubes , Labware , NMR Tubes , NMR Tubes and Accessories , Q-S , Shigemi , Shigemi NMR Microtubes , Stable Isotopes |  | 15 mm,Shigemi, CMS-005TV,900 MHz frequency | , |  |  | 15 mm,Shigemi, CMS-005TV,900 MHz frequency,5 mm
,matched with CDCl 3 , Shigemi, CMS-008TB, bottom L 8 mm,,,,, | Z529117 |  | Aldrich | Shigemi Advanced NMR microtube assembly |  | ,,,8 mm, | Advanced NMR microtube assembly , Alphabetical Listings , High Resolution NMR Tubes , Labware , NMR Tubes , NMR Tubes and Accessories , Q-S , Shigemi , Shigemi NMR Microtubes , Stable Isotopes |  | 8 mm,Shigemi, CMS-008TB,900 MHz frequency | , |  |  | 8 mm,Shigemi, CMS-008TB,900 MHz frequency,8 mm
,matched with CDCl 3 , Shigemi, CMS-008TJ, bottom L 12 mm,,,,, | Z529125 |  | Aldrich | Shigemi Advanced NMR microtube assembly |  | ,,,8 mm, | Advanced NMR microtube assembly , Alphabetical Listings , High Resolution NMR Tubes , Labware , NMR Tubes , NMR Tubes and Accessories , Q-S , Shigemi , Shigemi NMR Microtubes , Stable Isotopes |  | 12 mm,Shigemi, CMS-008TJ,900 MHz frequency | , |  |  | 12 mm,Shigemi, CMS-008TJ,900 MHz frequency,8 mm
,matched with CDCl 3 , Shigemi, CMS-008TV, bottom L 15 mm,,,,, | Z529133 |  | Aldrich | Shigemi Advanced NMR microtube assembly |  | ,,,8 mm, | Advanced NMR microtube assembly , Alphabetical Listings , High Resolution NMR Tubes , Labware , NMR Tubes , NMR Tubes and Accessories , Q-S , Shigemi , Shigemi NMR Microtubes , Stable Isotopes |  | 15 mm,Shigemi, CMS-008TV,900 MHz frequency | , |  |  | 15 mm,Shigemi, CMS-008TV,900 MHz frequency,8 mm
,matched with CD 3 OD, Shigemi, MMS-005TB, bottom L 8 mm,,,,, | Z529141 |  | Aldrich | Shigemi Advanced NMR microtube assembly |  | ,,,5 mm, | Advanced NMR microtube assembly , Alphabetical Listings , High Resolution NMR Tubes , Labware , NMR Tubes , NMR Tubes and Accessories , Q-S , Shigemi , Shigemi NMR Microtubes , Stable Isotopes |  | 8 mm,Shigemi, MMS-005TB,900 MHz frequency | , |  |  | 8 mm,Shigemi, MMS-005TB,900 MHz frequency,5 mm
,matched with CD 3 OD, Shigemi, MMS-005TJ, bottom L 12 mm,,,,, | Z529168 |  | Aldrich | Shigemi Advanced NMR microtube assembly |  | ,,,5 mm, | Advanced NMR microtube assembly , Alphabetical Listings , High Resolution NMR Tubes , Labware , NMR Tubes , NMR Tubes and Accessories , Q-S , Shigemi , Shigemi NMR Microtubes , Stable Isotopes |  | 12 mm,Shigemi, MMS-005TJ,900 MHz frequency | , |  |  | 12 mm,Shigemi, MMS-005TJ,900 MHz frequency,5 mm
,matched with CD 3 OD, Shigemi, MMS-005TV, bottom L 15 mm,,,,, | Z529176 |  | Aldrich | Shigemi Advanced NMR microtube assembly |  | ,,,5 mm, | Advanced NMR microtube assembly , Alphabetical Listings , High Resolution NMR Tubes , Labware , NMR Tubes , NMR Tubes and Accessories , Q-S , Shigemi , Shigemi NMR Microtubes , Stable Isotopes |  | 15 mm,Shigemi, MMS-005TV,900 MHz frequency | , |  |  | 15 mm,Shigemi, MMS-005TV,900 MHz frequency,5 mm
,matched with CD 3 OD, Shigemi, MMS-008TB, bottom L 8 mm,,,,, | Z529184 |  | Aldrich | Shigemi Advanced NMR microtube assembly |  | ,,,8 mm, | Advanced NMR microtube assembly , Alphabetical Listings , High Resolution NMR Tubes , Labware , NMR Tubes , NMR Tubes and Accessories , Q-S , Shigemi , Shigemi NMR Microtubes , Stable Isotopes |  | 8 mm,Shigemi, MMS-008TB,900 MHz frequency | , |  |  | 8 mm,Shigemi, MMS-008TB,900 MHz frequency,8 mm
,matched with CD 3 OD, Shigemi, MMS-008TJ, bottom L 12 mm,,,,, | Z529192 |  | Aldrich | Shigemi Advanced NMR microtube assembly |  | ,,,8 mm, | Advanced NMR microtube assembly , Alphabetical Listings , High Resolution NMR Tubes , Labware , NMR Tubes , NMR Tubes and Accessories , Q-S , Shigemi , Shigemi NMR Microtubes , Stable Isotopes |  | 12 mm,Shigemi, MMS-008TJ,900 MHz frequency | , |  |  | 12 mm,Shigemi, MMS-008TJ,900 MHz frequency,8 mm
,matched with CD 3 OD, Shigemi, MMS-005TV, bottom L 15 mm,,,,, | Z529206 |  | Aldrich | Shigemi Advanced NMR microtube assembly |  | ,,,8 mm, | Advanced NMR microtube assembly , Alphabetical Listings , High Resolution NMR Tubes , Labware , NMR Tubes , NMR Tubes and Accessories , Q-S , Shigemi , Shigemi NMR Microtubes , Stable Isotopes |  | 15 mm,Shigemi, MMS-005TV,900 MHz frequency | , |  |  | 15 mm,Shigemi, MMS-005TV,900 MHz frequency,8 mm
,matched with DMSO-d 6 , Shigemi, DMS-005TB, bottom L 8 mm,,,,, | Z529214 |  | Aldrich | Shigemi Advanced NMR microtube assembly |  | ,,,5 mm, | Advanced NMR microtube assembly , Alphabetical Listings , High Resolution NMR Tubes , Labware , NMR Tubes , NMR Tubes and Accessories , Q-S , Shigemi , Shigemi NMR Microtubes , Stable Isotopes |  | 8 mm,Shigemi, DMS-005TB,900 MHz frequency | , |  |  | 8 mm,Shigemi, DMS-005TB,900 MHz frequency,5 mm
,matched with DMSO-d 6 , Shigemi, DMS-005TJ, bottom L 12 mm,,,,, | Z529222 |  | Aldrich | Shigemi Advanced NMR microtube assembly |  | ,,,5 mm, | Advanced NMR microtube assembly , Alphabetical Listings , High Resolution NMR Tubes , Labware , NMR Tubes , NMR Tubes and Accessories , Q-S , Shigemi , Shigemi NMR Microtubes , Stable Isotopes |  | 12 mm,Shigemi, DMS-005TJ,900 MHz frequency | , |  |  | 12 mm,Shigemi, DMS-005TJ,900 MHz frequency,5 mm
,matched with DMSO-d 6 , Shigemi, DMS-008TB, bottom L 8 mm,,,,, | Z529249 |  | Aldrich | Shigemi Advanced NMR microtube assembly |  | ,,,8 mm, | Advanced NMR microtube assembly , Alphabetical Listings , High Resolution NMR Tubes , Labware , NMR Tubes , NMR Tubes and Accessories , Q-S , Shigemi , Shigemi NMR Microtubes , Stable Isotopes |  | 8 mm,Shigemi, DMS-008TB,900 MHz frequency | , |  |  | 8 mm,Shigemi, DMS-008TB,900 MHz frequency,8 mm
,matched with DMSO-d 6 , Shigemi, DMS-008TJ, bottom L 12 mm,,,,, | Z529257 |  | Aldrich | Shigemi Advanced NMR microtube assembly |  | ,,,8 mm, | Advanced NMR microtube assembly , Alphabetical Listings , High Resolution NMR Tubes , Labware , NMR Tubes , NMR Tubes and Accessories , Q-S , Shigemi , Shigemi NMR Microtubes , Stable Isotopes |  | 12 mm,Shigemi, DMS-008TJ,900 MHz frequency | , |  |  | 12 mm,Shigemi, DMS-008TJ,900 MHz frequency,8 mm
,matched with DMSO-d 6 , Shigemi, DMS-008TV, bottom L 15 mm,,,,, | Z529265 |  | Aldrich | Shigemi Advanced NMR microtube assembly |  | ,,,8 mm, | Advanced NMR microtube assembly , Alphabetical Listings , High Resolution NMR Tubes , Labware , NMR Tubes , NMR Tubes and Accessories , Q-S , Shigemi , Shigemi NMR Microtubes , Stable Isotopes |  | 15 mm,Shigemi, DMS-008TV,900 MHz frequency | , |  |  | 15 mm,Shigemi, DMS-008TV,900 MHz frequency,8 mm
,matched with DMSO-d 6 , Shigemi, DMS-005TV, bottom L 15 mm,,,,, | Z529230 |  | Aldrich | Shigemi Advanced NMR microtube assembly |  | ,,,5 mm, | Advanced NMR microtube assembly , Alphabetical Listings , High Resolution NMR Tubes , Labware , NMR Tubes , NMR Tubes and Accessories , Q-S , Shigemi , Shigemi NMR Microtubes , Stable Isotopes |  | 15 mm,Shigemi, DMS-005TV,900 MHz frequency | , |  |  | 15 mm,Shigemi, DMS-005TV,900 MHz frequency,5 mm
,matched with D 2 O, Shigemi, BMS-005TB, bottom L 8 mm,,,,, | Z529451 |  | Aldrich | Shigemi Advanced NMR microtube assembly |  | ,,,5 mm, | Advanced NMR microtube assembly , Alphabetical Listings , High Resolution NMR Tubes , Labware , NMR Tubes , NMR Tubes and Accessories , Q-S , Shigemi , Shigemi NMR Microtubes , Stable Isotopes |  | 8 mm,Shigemi, BMS-005TB,900 MHz frequency | , |  |  | 8 mm,Shigemi, BMS-005TB,900 MHz frequency,5 mm
,matched with D 2 O, Shigemi, BMS-005TJ, bottom L 12 mm,,,,, | Z529273 |  | Aldrich | Shigemi Advanced NMR microtube assembly |  | ,,,5 mm, | Advanced NMR microtube assembly , Alphabetical Listings , High Resolution NMR Tubes , Labware , NMR Tubes , NMR Tubes and Accessories , Q-S , Shigemi , Shigemi NMR Microtubes , Stable Isotopes |  | 12 mm,Shigemi, BMS-005TJ,900 MHz frequency | , |  |  | 12 mm,Shigemi, BMS-005TJ,900 MHz frequency,5 mm
,matched with D 2 O, Shigemi, BMS-005TV, bottom L 15 mm,,,,, | Z529281 |  | Aldrich | Shigemi Advanced NMR microtube assembly |  | ,,,5 mm, | Advanced NMR microtube assembly , Alphabetical Listings , High Resolution NMR Tubes , Labware , NMR Tubes , NMR Tubes and Accessories , Q-S , Shigemi , Shigemi NMR Microtubes , Stable Isotopes |  | 15 mm,Shigemi, BMS-005TV,900 MHz frequency | , |  |  | 15 mm,Shigemi, BMS-005TV,900 MHz frequency,5 mm
,matched with D 2 O, Shigemi, BMS-008TB, bottom L 8 mm,,,,, | Z529303 |  | Aldrich | Shigemi Advanced NMR microtube assembly |  | ,,,8 mm, | Advanced NMR microtube assembly , Alphabetical Listings , High Resolution NMR Tubes , Labware , NMR Tubes , NMR Tubes and Accessories , Q-S , Shigemi , Shigemi NMR Microtubes , Stable Isotopes |  | 8 mm,Shigemi, BMS-008TB,900 MHz frequency | , |  |  | 8 mm,Shigemi, BMS-008TB,900 MHz frequency,8 mm
,matched with D 2 O, Shigemi, BMS-008TJ, bottom L 12 mm,,,,, | Z529311 |  | Aldrich | Shigemi Advanced NMR microtube assembly |  | ,,,8 mm, | Advanced NMR microtube assembly , Alphabetical Listings , High Resolution NMR Tubes , Labware , NMR Tubes , NMR Tubes and Accessories , Q-S , Shigemi , Shigemi NMR Microtubes , Stable Isotopes |  | 12 mm,Shigemi, BMS-008TJ,900 MHz frequency | , |  |  | 12 mm,Shigemi, BMS-008TJ,900 MHz frequency,8 mm
,matched with D 2 O, Shigemi, BMS-008TV, bottom L 15 mm,,,,, | Z529338 |  | Aldrich | Shigemi Advanced NMR microtube assembly |  | ,,,8 mm, | Advanced NMR microtube assembly , Alphabetical Listings , High Resolution NMR Tubes , Labware , NMR Tubes , NMR Tubes and Accessories , Q-S , Shigemi , Shigemi NMR Microtubes , Stable Isotopes |  | 15 mm,Shigemi, BMS-008TV,900 MHz frequency | , |  |  | 15 mm,Shigemi, BMS-008TV,900 MHz frequency,8 mm
,matched with CDCl 3 , bottom L 10 mm,,,,, | Z569720 |  | Aldrich | Shigemi 3 mm Symmetrical NMR microtube assembly |  | ,,,3 mm, | 3mm Symmetrical NMR microtube assembly , High Resolution NMR Tubes , Labware , NMR Tubes , NMR Tubes and Accessories , Shigemi , Shigemi NMR Microtubes |  | 10 mm,Shigemi, CMS-003,900 MHz frequency,190 mm × 2.4 mm | , |  |  | Shigemi, CMS-003,3 mm,190 mm × 2.4 mm,180 mm × 2.5 mm,10 mm,900 MHz frequency
,matched with DMSO-d 6 , bottom L 10 mm,,,,, | Z569739 |  | Aldrich | Shigemi 3 mm Symmetrical NMR microtube assembly |  | ,,,3 mm, | 3mm Symmetrical NMR microtube assembly , High Resolution NMR Tubes , Labware , NMR Tubes , NMR Tubes and Accessories , Shigemi , Shigemi NMR Microtubes |  | 10 mm,Shigemi, DMS-003,900 MHz frequency,190 mm × 2.4 mm | , |  |  | Shigemi, DMS-003,3 mm,190 mm × 2.4 mm,180 mm × 2.5 mm,10 mm,900 MHz frequency
,matched with D 2 O, bottom L 10 mm,,,,, | Z569747 |  | Aldrich | Shigemi 3 mm Symmetrical NMR microtube assembly |  | ,,,3 mm, | 3mm Symmetrical NMR microtube assembly , High Resolution NMR Tubes , Labware , NMR Tubes , NMR Tubes and Accessories , Shigemi , Shigemi NMR Microtubes |  | 10 mm,Shigemi, BMS-003,900 MHz frequency,190 mm × 2.4 mm | , |  |  | Shigemi, BMS-003,3 mm,190 mm × 2.4 mm,180 mm × 2.5 mm,10 mm,900 MHz frequency
,matched with CDCl 3 , bottom L 8 mm,,,,, | Z529346 |  | Aldrich | Shigemi 5 mm Symmetrical NMR microtube assembly |  | ,,,5 mm, | 5mm Symmetrical NMR microtube assembly , Alphabetical Listings , High Resolution NMR Tubes , Labware , NMR Tubes , NMR Tubes and Accessories , Q-S , Shigemi , Shigemi NMR Microtubes , Stable Isotopes |  | 8 mm,Shigemi CMS005B,900 MHz frequency,190.0 mm × 4.1 mm | , |  |  | 180.0 mm × 4.965 mm,Shigemi CMS005B,5 mm,190.0 mm × 4.1 mm,8 mm,900 MHz frequency
,matched with CDCl 3 , bottom L 12 mm,,,,, | Z529354 |  | Aldrich | Shigemi 5 mm Symmetrical NMR microtube assembly |  | ,,,5 mm, | 5mm Symmetrical NMR microtube assembly , Alphabetical Listings , High Resolution NMR Tubes , Labware , NMR Tubes , NMR Tubes and Accessories , Q-S , Shigemi , Shigemi NMR Microtubes , Stable Isotopes |  | 12 mm,Shigemi CMS005J,900 MHz frequency,190.0 mm × 4.1 mm | , |  |  | 180.0 mm × 4.965 mm,Shigemi CMS005J,5 mm,190.0 mm × 4.1 mm,12 mm,900 MHz frequency
,matched with CDCl 3 , bottom L 15 mm,,,,, | Z529362 |  | Aldrich | Shigemi 5 mm Symmetrical NMR microtube assembly |  | ,,,5 mm, | 5mm Symmetrical NMR microtube assembly , Alphabetical Listings , High Resolution NMR Tubes , Labware , NMR Tubes , NMR Tubes and Accessories , Q-S , Shigemi , Shigemi NMR Microtubes , Stable Isotopes |  | 15 mm,Shigemi CMS005V,900 MHz frequency,190.0 mm × 4.1 mm | , |  |  | 180.0 mm × 4.965 mm,Shigemi CMS005V,5 mm,190.0 mm × 4.1 mm,15 mm,900 MHz frequency
,matched with CDCl 3 , microtube cap,,,,, | Z529370 |  | Aldrich | Shigemi 5 mm Symmetrical NMR microtube assembly |  | ,,,180.0 mm × 4.965 mm, | 5mm Symmetrical NMR microtube assembly , Alphabetical Listings , High Resolution NMR Tubes , Labware , NMR Tubes , NMR Tubes and Accessories , Q-S , Shigemi , Shigemi NMR Microtubes , Stable Isotopes |  | Shigemi CMSCAP,900 MHz frequency,190.0 mm × 4.1 mm | , |  |  | 180.0 mm × 4.965 mm,Shigemi CMSCAP,900 MHz frequency,190.0 mm × 4.1 mm
,matched with DMSO-d 6 , bottom L 8 mm,,,,, | Z529389 |  | Aldrich | Shigemi 5 mm Symmetrical NMR microtube assembly |  | ,,,5 mm, | 5mm Symmetrical NMR microtube assembly , Alphabetical Listings , High Resolution NMR Tubes , Labware , NMR Tubes , NMR Tubes and Accessories , Q-S , Shigemi , Shigemi NMR Microtubes , Stable Isotopes |  | 8 mm,Shigemi DMS005B,900 MHz frequency,190.0 mm × 4.1 mm | , |  |  | 180.0 mm × 4.965 mm,Shigemi DMS005B,5 mm,190.0 mm × 4.1 mm,8 mm,900 MHz frequency
,matched with DMSO-d 6 , bottom L 12 mm,,,,, | Z529397 |  | Aldrich | Shigemi 5 mm Symmetrical NMR microtube assembly |  | ,,,5 mm, | 5mm Symmetrical NMR microtube assembly , Alphabetical Listings , High Resolution NMR Tubes , Labware , NMR Tubes , NMR Tubes and Accessories , Q-S , Shigemi , Shigemi NMR Microtubes , Stable Isotopes |  | 12 mm,Shigemi DMS005J,900 MHz frequency,190.0 mm × 4.1 mm | , |  |  | 180.0 mm × 4.965 mm,Shigemi DMS005J,5 mm,190.0 mm × 4.1 mm,12 mm,900 MHz frequency
,matched with DMSO-d 6 , bottom L 15 mm,,,,, | Z529400 |  | Aldrich | Shigemi 5 mm Symmetrical NMR microtube assembly |  | ,,,5 mm, | 5mm Symmetrical NMR microtube assembly , Alphabetical Listings , High Resolution NMR Tubes , Labware , NMR Tubes , NMR Tubes and Accessories , Q-S , Shigemi , Shigemi NMR Microtubes , Stable Isotopes |  | 15 mm,Shigemi DMS005V,900 MHz frequency,190.0 mm × 4.1 mm | , |  |  | 180.0 mm × 4.965 mm,Shigemi DMS005V,5 mm,190.0 mm × 4.1 mm,15 mm,900 MHz frequency
,matched with DMSO-d 6 , microtube cap,,,,, | Z529419 |  | Aldrich | Shigemi 5 mm Symmetrical NMR microtube assembly |  | ,,,180.0 mm × 4.965 mm, | 5mm Symmetrical NMR microtube assembly , Alphabetical Listings , High Resolution NMR Tubes , Labware , NMR Tubes , NMR Tubes and Accessories , Q-S , Shigemi , Shigemi NMR Microtubes , Stable Isotopes |  | Shigemi DMSCAP,900 MHz frequency,190.0 mm × 4.1 mm | , |  |  | 180.0 mm × 4.965 mm,Shigemi DMSCAP,900 MHz frequency,190.0 mm × 4.1 mm
,matched with D 2 O, bottom L 8 mm,,,,, | Z543349 |  | Aldrich | Shigemi 5 mm Symmetrical NMR microtube assembly |  | ,,,5 mm, | 5mm Symmetrical NMR microtube assembly , Alphabetical Listings , High Resolution NMR Tubes , Labware , NMR Tubes , NMR Tubes and Accessories , Q-S , Shigemi , Shigemi NMR Microtubes , Stable Isotopes |  | 8 mm,Shigemi BMS005B,900 MHz frequency,190.0 mm × 4.1 mm | , |  |  | 180.0 mm × 4.965 mm,Shigemi BMS005B,5 mm,190.0 mm × 4.1 mm,8 mm,900 MHz frequency
,matched with D 2 O, bottom L 12 mm,,,,, | Z529427 |  | Aldrich | Shigemi 5 mm Symmetrical NMR microtube assembly |  | ,,,5 mm, | 5mm Symmetrical NMR microtube assembly , Alphabetical Listings , High Resolution NMR Tubes , Labware , NMR Tubes , NMR Tubes and Accessories , Q-S , Shigemi , Shigemi NMR Microtubes , Stable Isotopes |  | 12 mm,Shigemi BMS005J,900 MHz frequency,190.0 mm × 4.1 mm | , |  |  | 180.0 mm × 4.965 mm,Shigemi BMS005J,5 mm,190.0 mm × 4.1 mm,12 mm,900 MHz frequency
,matched with D 2 O, bottom L 15 mm,,,,, | Z529435 |  | Aldrich | Shigemi 5 mm Symmetrical NMR microtube assembly |  | ,,,5 mm, | 5mm Symmetrical NMR microtube assembly , Alphabetical Listings , High Resolution NMR Tubes , Labware , NMR Tubes , NMR Tubes and Accessories , Q-S , Shigemi , Shigemi NMR Microtubes , Stable Isotopes |  | 15 mm,Shigemi BMS005V,900 MHz frequency,190.0 mm × 4.1 mm | , |  |  | 180.0 mm × 4.965 mm,Shigemi BMS005V,5 mm,190.0 mm × 4.1 mm,15 mm,900 MHz frequency
,matched with D 2 O, microtube cap,,,,, | Z529443 |  | Aldrich | Shigemi 5 mm Symmetrical NMR microtube assembly |  | ,,,5 mm, | 5mm Symmetrical NMR microtube assembly , Alphabetical Listings , High Resolution NMR Tubes , Labware , NMR Tubes , NMR Tubes and Accessories , Q-S , Shigemi , Shigemi NMR Microtubes , Stable Isotopes |  | Shigemi BMSCAP,900 MHz frequency,190.0 mm × 4.1 mm | , |  |  | 180.0 mm × 4.965 mm,Shigemi BMSCAP,900 MHz frequency,5 mm,190.0 mm × 4.1 mm
,spherical, volume 18 μL,,,,, | Z286664 |  | Aldrich | Microcells for WILMAD ® 5 mm microcell assemblies |  | ,,,, | High Resolution NMR Tubes , Labware , Microcells for Wilmad 5 mm microcell assemblies , NMR Tubes , NMR Tubes and Accessories , Wilmad , Wilmad Precision Grade NMR Tubes for High Resolution NMR |  | 18 μL,Wilmad ® 529-A | , |  |  | 18 μL,Wilmad ® 529-A
,capillary, volume 8 μL,,,,, | Z286699 |  | Aldrich | Microcells for WILMAD ® 5 mm microcell assemblies |  | ,,,, | High Resolution NMR Tubes , Labware , Microcells for Wilmad 5 mm microcell assemblies , NMR Tubes , NMR Tubes and Accessories , Wilmad , Wilmad Precision Grade NMR Tubes for High Resolution NMR |  | 8 μL,Wilmad ® 529-D | , |  |  | 8 μL,Wilmad ® 529-D
,cylindrical, H 12 mm,,,,, | Z286702 |  | Aldrich | Microcells for WILMAD ® 5 mm microcell assemblies |  | ,,,, | High Resolution NMR Tubes , Labware , Microcells for Wilmad 5 mm microcell assemblies , NMR Tubes , NMR Tubes and Accessories , Wilmad , Wilmad Precision Grade NMR Tubes for High Resolution NMR |  | 110 μL,Wilmad ® 529-E,12 mm | , |  |  | 110 μL,Wilmad ® 529-E,12 mm
,cylindrical, H 15 mm,,,,, | Z286710 |  | Aldrich | Microcells for WILMAD ® 5 mm microcell assemblies |  | ,,,, | High Resolution NMR Tubes , Labware , Microcells for Wilmad 5 mm microcell assemblies , NMR Tubes , NMR Tubes and Accessories , Wilmad , Wilmad Precision Grade NMR Tubes for High Resolution NMR |  | 140 μL,Wilmad ® 529-E-5-L-15,15 mm | , |  |  | 140 μL,Wilmad ® 529-E-5-L-15,15 mm
,cylindrical, H 20 mm,,,,, | Z286729 |  | Aldrich | Microcells for WILMAD ® 5 mm microcell assemblies |  | ,,,, | High Resolution NMR Tubes , Labware , Microcells for Wilmad 5 mm microcell assemblies , NMR Tubes , NMR Tubes and Accessories , Wilmad , Wilmad Precision Grade NMR Tubes for High Resolution NMR |  | 190 μL,Wilmad ® 529-E-5-L-20,20 mm | , |  |  | 190 μL,Wilmad ® 529-E-5-L-20,20 mm
,helps place the microcell in the NMR tube,,,,, | Z286680 |  | Aldrich | Positioning rod for WILMAD ® 5 mm microcell assemblies |  | ,,,, | High Resolution NMR Tubes , Labware , NMR Tubes , NMR Tubes and Accessories , Positioning rod for Wilmad 5 mm microcell assemblies , Wilmad , Wilmad Precision Grade NMR Tubes for High Resolution NMR |  | Wilmad, 529-C | , |  |  | Wilmad, 529-C
,L 50 mm, fits 5 mm O.D. tube,,,,, | Z286672 |  | Aldrich | PTFE holder for WILMAD ® 5 mm microcell assemblies |  | ,,,, | High Resolution NMR Tubes , Labware , NMR Tubes , NMR Tubes and Accessories , PTFE holder for Wilmad 5 mm microcell assemblies , Wilmad , Wilmad Precision Grade NMR Tubes for High Resolution NMR |  | Wilmad, 529-B,50 mm | , |  |  | Wilmad, 529-B,50 mm
,limit 300 MHz frequency, tube O.D. × L 5 mm × 7 in. , outer,,,,, | Z286621 |  | Aldrich | Wilmad ® 5 mm microcell assemblies |  | ,,,, | 5 mm microcell assemblies , High Resolution NMR Tubes , Labware , NMR Tubes , NMR Tubes and Accessories , Wilmad , Wilmad Precision Grade NMR Tubes for High Resolution NMR |  | Wilmad, 529/507-PP,300 MHz frequency,5 mm × 7 in. , outer | , |  |  | Wilmad, 529/507-PP,300 MHz frequency,5 mm × 7 in. , outer
,limit 500 MHz frequency, tube O.D. × L 5 mm × 7 in. , outer,,,,, | Z286648 |  | Aldrich | Wilmad ® 5 mm microcell assemblies |  | ,,,, | 5 mm microcell assemblies , High Resolution NMR Tubes , Labware , NMR Tubes , NMR Tubes and Accessories , Wilmad , Wilmad Precision Grade NMR Tubes for High Resolution NMR |  | Wilmad, 529/528-PP,500 MHz frequency,5 mm × 7 in. , outer | , |  |  | Wilmad, 529/528-PP,500 MHz frequency,5 mm × 7 in. , outer
,limit 600 MHz frequency, tube O.D. × L 5 mm × 7 in. , outer,,,,, | Z286656 |  | Aldrich | Wilmad ® 5 mm microcell assemblies |  | ,,,, | 5 mm microcell assemblies , High Resolution NMR Tubes , Labware , NMR Tubes , NMR Tubes and Accessories , Wilmad , Wilmad Precision Grade NMR Tubes for High Resolution NMR |  | Wilmad, 529/535-PP,600 MHz frequency,5 mm × 7 in. , outer | , |  |  | Wilmad, 529/535-PP,600 MHz frequency,5 mm × 7 in. , outer
,for use with Bruker instruments with 5 mm spinner turbines,,,,, | Z276243 |  | Aldrich | Wilmad ® microprobe NMR tube |  | ,,,, | Alphabetical Listings , High Resolution NMR Tubes , Labware , Microprobe NMR tube , NMR Tubes , NMR Tubes and Accessories , Stable Isotopes , U-Z , Wilmad , Wilmad Precision Grade NMR Tubes for High Resolution NMR |  | Wilmad 520-1A,185 μL,5 mm × 8 in.,for use with Bruker instruments with 5 mm spinner turbines,800 MHz frequency,2.5 mm × 50 mm | , |  |  | Wilmad 520-1A,185 μL,5 mm × 8 in.,for use with Bruker instruments with 5 mm spinner turbines,800 MHz frequency,2.5 mm × 50 mm
,short, O.D. × L 2.5 mm × 100 mm,,,,, | Z558516 |  | Aldrich | Wilmad ® NMR capillary tubes |  | ,,,, | High Resolution NMR Tubes , Labware , NMR Tubes , NMR Tubes and Accessories , NMR capillary tubes, short , Wilmad , Wilmad Precision Grade NMR Tubes for High Resolution NMR |  | Wilmad, WG-1364-2.5A,sealed at one end,2.5 mm × 100 mm | , |  |  | Wilmad, WG-1364-2.5A,sealed at one end,2.5 mm × 100 mm
Wilmad ® NMR tubes 4 mm diam., precision,limit 100 MHz frequency, L 7 in.,,,,, | Z552127 |  | Aldrich | WILMAD ® 4mm diam. NMR tubes |  | ,,,, | High Resolution NMR Tubes , Labware , NMR Tubes , NMR Tubes and Accessories , NMR tubes, precision , Wilmad , Wilmad Precision Grade NMR Tubes for High Resolution NMR |  | Wilmad, 405-PS,51 μm,0.4 mm,152 μm,7 in.,pkg of 5 ea,100 MHz frequency,4 mm | , |  |  | Wilmad, 405-PS,51 μm,0.4 mm,152 μm,7 in.,pkg of 5 ea,100 MHz frequency,4 mm
Wilmad ® NMR tubes 3 mm diam., microsample,limit 300 MHz frequency, L 7 in.,,,,, | Z274321 |  | Aldrich | WILMAD ® 3mm diam. NMR tubes |  | ,,,, | Alphabetical Listings , High Resolution NMR Tubes , Labware , NMR Tubes , NMR Tubes and Accessories , NMR tubes, precision , Stable Isotopes , U-Z , Wilmad , Wilmad Precision Grade NMR Tubes for High Resolution NMR |  | Wilmad, 307-PP-7,25 μm,0.29 mm,51 μm,7 in.,pkg of 5 ea,300 MHz frequency,3 mm | , |  |  | Wilmad, 307-PP-7,25 μm,0.29 mm,51 μm,7 in.,pkg of 5 ea,300 MHz frequency,3 mm
Wilmad ® NMR tubes 3 mm diam., microsample,limit 300 MHz frequency, L 8 in.,,,,, | Z274348 |  | Aldrich | WILMAD ® 3mm diam. NMR tubes |  | ,,,, | Alphabetical Listings , High Resolution NMR Tubes , Labware , NMR Tubes , NMR Tubes and Accessories , NMR tubes, precision , Stable Isotopes , U-Z , Wilmad , Wilmad Precision Grade NMR Tubes for High Resolution NMR |  | Wilmad, 307-PP-8,25 μm,0.29 mm,51 μm,8 in.,pkg of 5 ea,300 MHz frequency,3 mm | , |  |  | Wilmad, 307-PP-8,25 μm,0.29 mm,51 μm,8 in.,pkg of 5 ea,300 MHz frequency,3 mm
Wilmad ® NMR tubes 3 mm diam., microsample,limit 300 MHz frequency, L 9 in.,,,,, | Z274356 |  | Aldrich | WILMAD ® 3mm diam. NMR tubes |  | ,,,, | Alphabetical Listings , High Resolution NMR Tubes , Labware , NMR Tubes , NMR Tubes and Accessories , NMR tubes, precision , Stable Isotopes , U-Z , Wilmad , Wilmad Precision Grade NMR Tubes for High Resolution NMR |  | Wilmad, 307-PP-9,25 μm,0.29 mm,51 μm,9 in.,pkg of 5 ea,300 MHz frequency,3 mm | , |  |  | Wilmad, 307-PP-9,25 μm,0.29 mm,51 μm,9 in.,pkg of 5 ea,300 MHz frequency,3 mm
Wilmad ® NMR tubes 3 mm diam., microsample,limit 400 MHz frequency, L 7 in.,,,,, | Z271861 |  | Aldrich | WILMAD ® 3mm diam. NMR tubes | 32129209 | ,,,, | Alphabetical Listings , High Resolution NMR Tubes , Labware , NMR Tubes , NMR Tubes and Accessories , NMR tubes, precision , Stable Isotopes , U-Z , Wilmad , Wilmad Precision Grade NMR Tubes for High Resolution NMR |  | Wilmad, 327-PP-7,25 μm,0.29 mm,25 μm,7 in.,pkg of 5 ea,400 MHz frequency,3 mm | , |  |  | Wilmad, 327-PP-7,25 μm,0.29 mm,25 μm,7 in.,pkg of 5 ea,400 MHz frequency,3 mm
Wilmad ® NMR tubes 3 mm diam., microsample,limit 400 MHz frequency, L 8 in.,,,,, | Z274364 |  | Aldrich | WILMAD ® 3mm diam. NMR tubes |  | ,,,, | Alphabetical Listings , High Resolution NMR Tubes , Labware , NMR Tubes , NMR Tubes and Accessories , NMR tubes, precision , Stable Isotopes , U-Z , Wilmad , Wilmad Precision Grade NMR Tubes for High Resolution NMR |  | Wilmad, 327-PP-8,25 μm,0.29 mm,25 μm,8 in.,pkg of 5 ea,400 MHz frequency,3 mm | , |  |  | Wilmad, 327-PP-8,25 μm,0.29 mm,25 μm,8 in.,pkg of 5 ea,400 MHz frequency,3 mm
Wilmad ® NMR tubes 3 mm diam., microsample,limit 400 MHz frequency, L 9 in.,,,,, | Z274372 |  | Aldrich | WILMAD ® 3mm diam. NMR tubes |  | ,,,, | Alphabetical Listings , High Resolution NMR Tubes , Labware , NMR Tubes , NMR Tubes and Accessories , NMR tubes, precision , Stable Isotopes , U-Z , Wilmad , Wilmad Precision Grade NMR Tubes for High Resolution NMR |  | Wilmad, 327-PP-9,25 μm,0.29 mm,25 μm,9 in.,pkg of 5 ea,400 MHz frequency,3 mm | , |  |  | Wilmad, 327-PP-9,25 μm,0.29 mm,25 μm,9 in.,pkg of 5 ea,400 MHz frequency,3 mm
Wilmad ® NMR tubes 3 mm diam., microsample,limit 500 MHz frequency, L 7 in.,,,,, | Z274380 |  | Aldrich | WILMAD ® 3mm diam. NMR tubes | 32129209 | ,,,, | Alphabetical Listings , High Resolution NMR Tubes , Labware , NMR Tubes , NMR Tubes and Accessories , NMR tubes, precision , Stable Isotopes , U-Z , Wilmad , Wilmad Precision Grade NMR Tubes for High Resolution NMR |  | Wilmad, 328-PP-7,13 μm,0.29 mm,25 μm,7 in.,pkg of 5 ea,500 MHz frequency,3 mm | , |  |  | Wilmad, 328-PP-7,13 μm,0.29 mm,25 μm,7 in.,pkg of 5 ea,500 MHz frequency,3 mm
Wilmad ® NMR tubes 3 mm diam., microsample,limit 500 MHz frequency, L 8 in.,,,,, | Z274399 |  | Aldrich | WILMAD ® 3mm diam. NMR tubes |  | ,,,, | Alphabetical Listings , High Resolution NMR Tubes , Labware , NMR Tubes , NMR Tubes and Accessories , NMR tubes, precision , Stable Isotopes , U-Z , Wilmad , Wilmad Precision Grade NMR Tubes for High Resolution NMR |  | Wilmad, 328-PP-8,13 μm,0.29 mm,25 μm,8 in.,pkg of 5 ea,500 MHz frequency,3 mm | , |  |  | Wilmad, 328-PP-8,13 μm,0.29 mm,25 μm,8 in.,pkg of 5 ea,500 MHz frequency,3 mm
Wilmad ® NMR tubes 3 mm diam., microsample,limit 500 MHz frequency, L 9 in.,,,,, | Z274402 |  | Aldrich | WILMAD ® 3mm diam. NMR tubes |  | ,,,, | Alphabetical Listings , High Resolution NMR Tubes , Labware , NMR Tubes , NMR Tubes and Accessories , NMR tubes, precision , Stable Isotopes , U-Z , Wilmad , Wilmad Precision Grade NMR Tubes for High Resolution NMR |  | Wilmad, 328-PP-9,13 μm,0.29 mm,25 μm,9 in.,pkg of 5 ea,500 MHz frequency,3 mm | , |  |  | Wilmad, 328-PP-9,13 μm,0.29 mm,25 μm,9 in.,pkg of 5 ea,500 MHz frequency,3 mm
Wilmad ® NMR tubes 3 mm diam., microsample,limit 600 MHz frequency, L 7 in.,,,,, | Z274410 |  | Aldrich | WILMAD ® 3mm diam. NMR tubes | 32129209 | ,,,, | Alphabetical Listings , High Resolution NMR Tubes , Labware , NMR Tubes , NMR Tubes and Accessories , NMR tubes, precision , Stable Isotopes , U-Z , Wilmad , Wilmad Precision Grade NMR Tubes for High Resolution NMR |  | Wilmad, 335-PP-7,6 μm,0.29 mm,13 μm,7 in.,pkg of 5 ea,600 MHz frequency,3 mm | , |  |  | Wilmad, 335-PP-7,6 μm,0.29 mm,13 μm,7 in.,pkg of 5 ea,600 MHz frequency,3 mm
Wilmad ® NMR tubes 3 mm diam., microsample,limit 600 MHz frequency, L 8 in.,,,,, | Z274429 |  | Aldrich | WILMAD ® 3mm diam. NMR tubes |  | ,,,, | Alphabetical Listings , High Resolution NMR Tubes , Labware , NMR Tubes , NMR Tubes and Accessories , NMR tubes, precision , Stable Isotopes , U-Z , Wilmad , Wilmad Precision Grade NMR Tubes for High Resolution NMR |  | Wilmad, 335-PP-8,6 μm,0.29 mm,13 μm,8 in.,pkg of 5 ea,600 MHz frequency,3 mm | , |  |  | Wilmad, 335-PP-8,6 μm,0.29 mm,13 μm,8 in.,pkg of 5 ea,600 MHz frequency,3 mm
Wilmad ® NMR tubes 3 mm diam., microsample,limit 600 MHz frequency, L 9 in.,,,,, | Z274437 |  | Aldrich | WILMAD ® 3mm diam. NMR tubes |  | ,,,, | Alphabetical Listings , High Resolution NMR Tubes , Labware , NMR Tubes , NMR Tubes and Accessories , NMR tubes, precision , Stable Isotopes , U-Z , Wilmad , Wilmad Precision Grade NMR Tubes for High Resolution NMR |  | Wilmad, 335-PP-9,6 μm,0.29 mm,13 μm,9 in.,pkg of 5 ea,600 MHz frequency,3 mm | , |  |  | Wilmad, 335-PP-9,6 μm,0.29 mm,13 μm,9 in.,pkg of 5 ea,600 MHz frequency,3 mm
Wilmad ® NMR tubes 3 mm diam., microsample,limit 400 MHz frequency, L 7 in., pack of 25 ea,,,,, | Z740137 |  | Aldrich | WILMAD ® 3mm diam. NMR tubes |  | ,,,, | Alphabetical Listings , High Resolution NMR Tubes , Labware , NMR Tubes , NMR Tubes and Accessories , NMR tubes, precision , Stable Isotopes , U-Z , Wilmad , Wilmad Precision Grade NMR Tubes for High Resolution NMR |  | Wilmad, 327-PP-7,25 μm,0.29 mm,25 μm,7 in.,pack of 25 ea,400 MHz frequency | , |  |  | Wilmad, 327-PP-7,25 μm,0.29 mm,25 μm,7 in.,pack of 25 ea,400 MHz frequency
,limit 100 MHz frequency, L 7 in.,,,,, | Z271985 |  | Aldrich | Wilmad ® NMR tubes 5 mm diam., precision |  | ,,,, | Alphabetical Listings , High Resolution NMR Tubes , Labware , NMR Tubes , NMR Tubes and Accessories , NMR tubes, precision , Stable Isotopes , U-Z , Wilmad , Wilmad Precision Grade NMR Tubes for High Resolution NMR |  | Wilmad, 505-PS-7,51 μm,0.38 mm,76 μm,7 in.,pkg of 5 ea,100 MHz frequency,5 mm | , |  |  | Wilmad, 505-PS-7,51 μm,0.38 mm,76 μm,7 in.,pkg of 5 ea,100 MHz frequency,5 mm
,limit 100 MHz frequency, L 8 in.,,,,, | Z274445 |  | Aldrich | Wilmad ® NMR tubes 5 mm diam., precision |  | ,,,, | Alphabetical Listings , High Resolution NMR Tubes , Labware , NMR Tubes , NMR Tubes and Accessories , NMR tubes, precision , Stable Isotopes , U-Z , Wilmad , Wilmad Precision Grade NMR Tubes for High Resolution NMR |  | Wilmad, 505-PS-8,51 μm,0.38 mm,76 μm,8 in.,pkg of 5 ea,100 MHz frequency,5 mm | , |  |  | Wilmad, 505-PS-8,51 μm,0.38 mm,76 μm,8 in.,pkg of 5 ea,100 MHz frequency,5 mm
,limit 100 MHz frequency, L 9 in.,,,,, | Z274453 |  | Aldrich | Wilmad ® NMR tubes 5 mm diam., precision |  | ,,,, | Alphabetical Listings , High Resolution NMR Tubes , Labware , NMR Tubes , NMR Tubes and Accessories , NMR tubes, precision , Stable Isotopes , U-Z , Wilmad , Wilmad Precision Grade NMR Tubes for High Resolution NMR |  | Wilmad, 505-PS-9,51 μm,0.38 mm,76 μm,9 in.,pkg of 5 ea,100 MHz frequency,5 mm | , |  |  | Wilmad, 505-PS-9,51 μm,0.38 mm,76 μm,9 in.,pkg of 5 ea,100 MHz frequency,5 mm
,limit 200 MHz frequency, L 7 in.,,,,, | Z286028 |  | Aldrich | Wilmad ® NMR tubes 5 mm diam., precision | 32129209 | ,,,, | Alphabetical Listings , High Resolution NMR Tubes , Labware , NMR Tubes , NMR Tubes and Accessories , NMR tubes, precision , Stable Isotopes , U-Z , Wilmad , Wilmad Precision Grade NMR Tubes for High Resolution NMR |  | Wilmad, 506-PP-7,51 μm,0.38 mm,51 μm,7 in.,pkg of 5 ea,200 MHz frequency,5 mm | , |  |  | Wilmad, 506-PP-7,51 μm,0.38 mm,51 μm,7 in.,pkg of 5 ea,200 MHz frequency,5 mm
,limit 200 MHz frequency, L 8 in.,,,,, | Z286036 |  | Aldrich | Wilmad ® NMR tubes 5 mm diam., precision | 32129209 | ,,,, | Alphabetical Listings , High Resolution NMR Tubes , Labware , NMR Tubes , NMR Tubes and Accessories , NMR tubes, precision , Stable Isotopes , U-Z , Wilmad , Wilmad Precision Grade NMR Tubes for High Resolution NMR |  | Wilmad, 506-PP-8,51 μm,0.38 mm,51 μm,8 in.,pkg of 5 ea,200 MHz frequency,5 mm | , |  |  | Wilmad, 506-PP-8,51 μm,0.38 mm,51 μm,8 in.,pkg of 5 ea,200 MHz frequency,5 mm
,limit 200 MHz frequency, L 9 in.,,,,, | Z286044 |  | Aldrich | Wilmad ® NMR tubes 5 mm diam., precision |  | ,,,, | Alphabetical Listings , High Resolution NMR Tubes , Labware , NMR Tubes , NMR Tubes and Accessories , NMR tubes, precision , Stable Isotopes , U-Z , Wilmad , Wilmad Precision Grade NMR Tubes for High Resolution NMR |  | Wilmad, 506-PP-9,51 μm,0.38 mm,51 μm,9 in.,pkg of 5 ea,200 MHz frequency,5 mm | , |  |  | Wilmad, 506-PP-9,51 μm,0.38 mm,51 μm,9 in.,pkg of 5 ea,200 MHz frequency,5 mm
,limit 200 MHz frequency (medium wall - 0.77 mm), L 7 in.,,,,, | Z410357 |  | Aldrich | Wilmad ® NMR tubes 5 mm diam., precision | 32129209 | ,,,, | Alphabetical Listings , High Resolution NMR Tubes , Labware , NMR Tubes , NMR Tubes and Accessories , NMR tubes, precision , Stable Isotopes , U-Z , Wilmad , Wilmad Precision Grade NMR Tubes for High Resolution NMR |  | Wilmad, 503-PS-7,51 μm,0.38 mm,76 μm,7 in.,pkg of 5 ea,200 MHz frequency (medium wall - 0.77 mm),5 mm | , |  |  | Wilmad, 503-PS-7,51 μm,0.38 mm,76 μm,7 in.,pkg of 5 ea,200 MHz frequency (medium wall - 0.77 mm),5 mm
,limit 300 MHz frequency, L 7 in.,,,,, | Z271993 |  | Aldrich | Wilmad ® NMR tubes 5 mm diam., precision | 32129209 | ,,,, | Alphabetical Listings , High Resolution NMR Tubes , Labware , NMR Tubes , NMR Tubes and Accessories , NMR tubes, precision , Stable Isotopes , U-Z , Wilmad , Wilmad Precision Grade NMR Tubes for High Resolution NMR |  | Wilmad, 507-PP-7,25 μm,0.38 mm,51 μm,7 in.,pkg of 5 ea,300 MHz frequency,5 mm | , |  |  | Wilmad, 507-PP-7,25 μm,0.38 mm,51 μm,7 in.,pkg of 5 ea,300 MHz frequency,5 mm
,limit 300 MHz frequency, L 8 in.,,,,, | Z274461 |  | Aldrich | Wilmad ® NMR tubes 5 mm diam., precision | 32129209 | ,,,, | Alphabetical Listings , High Resolution NMR Tubes , Labware , NMR Tubes , NMR Tubes and Accessories , NMR tubes, precision , Stable Isotopes , U-Z , Wilmad , Wilmad Precision Grade NMR Tubes for High Resolution NMR |  | Wilmad, 507-PP-8,25 μm,0.38 mm,51 μm,8 in.,pkg of 5 ea,300 MHz frequency,5 mm | , |  |  | Wilmad, 507-PP-8,25 μm,0.38 mm,51 μm,8 in.,pkg of 5 ea,300 MHz frequency,5 mm
,limit 300 MHz frequency, L 9 in.,,,,, | Z272116 |  | Aldrich | Wilmad ® NMR tubes 5 mm diam., precision |  | ,,,, | Alphabetical Listings , High Resolution NMR Tubes , Labware , NMR Tubes , NMR Tubes and Accessories , NMR tubes, precision , Stable Isotopes , U-Z , Wilmad , Wilmad Precision Grade NMR Tubes for High Resolution NMR |  | Wilmad, 507-PP-9,25 μm,0.38 mm,51 μm,9 in.,pkg of 5 ea,300 MHz frequency,5 mm | , |  |  | Wilmad, 507-PP-9,25 μm,0.38 mm,51 μm,9 in.,pkg of 5 ea,300 MHz frequency,5 mm
,limit 360 MHz frequency, L 7 in.,,,,, | Z274488 |  | Aldrich | Wilmad ® NMR tubes 5 mm diam., precision |  | ,,,, | Alphabetical Listings , High Resolution NMR Tubes , Labware , NMR Tubes , NMR Tubes and Accessories , NMR tubes, precision , Stable Isotopes , U-Z , Wilmad , Wilmad Precision Grade NMR Tubes for High Resolution NMR |  | Wilmad, 526-PP-7,13 μm,0.38 mm,51 μm,7 in.,pkg of 5 ea,360 MHz frequency,5 mm | , |  |  | Wilmad, 526-PP-7,13 μm,0.38 mm,51 μm,7 in.,pkg of 5 ea,360 MHz frequency,5 mm
,limit 360 MHz frequency, L 8 in.,,,,, | Z274496 |  | Aldrich | Wilmad ® NMR tubes 5 mm diam., precision |  | ,,,, | Alphabetical Listings , High Resolution NMR Tubes , Labware , NMR Tubes , NMR Tubes and Accessories , NMR tubes, precision , Stable Isotopes , U-Z , Wilmad , Wilmad Precision Grade NMR Tubes for High Resolution NMR |  | Wilmad, 526-PP-8,13 μm,0.38 mm,51 μm,8 in.,pkg of 5 ea,360 MHz frequency,5 mm | , |  |  | Wilmad, 526-PP-8,13 μm,0.38 mm,51 μm,8 in.,pkg of 5 ea,360 MHz frequency,5 mm
,limit 360 MHz frequency, L 9 in.,,,,, | Z274518 |  | Aldrich | Wilmad ® NMR tubes 5 mm diam., precision |  | ,,,, | Alphabetical Listings , High Resolution NMR Tubes , Labware , NMR Tubes , NMR Tubes and Accessories , NMR tubes, precision , Stable Isotopes , U-Z , Wilmad , Wilmad Precision Grade NMR Tubes for High Resolution NMR |  | Wilmad, 526-PP-9,13 μm,0.38 mm,51 μm,9 in.,pkg of 5 ea,360 MHz frequency,5 mm | , |  |  | Wilmad, 526-PP-9,13 μm,0.38 mm,51 μm,9 in.,pkg of 5 ea,360 MHz frequency,5 mm
,limit 400 MHz frequency, L 7 in.,,,,, | Z274275 |  | Aldrich | Wilmad ® NMR tubes 5 mm diam., precision | 32129209 | ,,,, | Alphabetical Listings , High Resolution NMR Tubes , Labware , NMR Tubes , NMR Tubes and Accessories , NMR tubes, precision , Stable Isotopes , U-Z , Wilmad , Wilmad Precision Grade NMR Tubes for High Resolution NMR |  | Wilmad, 527-PP-7,25 μm,0.38 mm,25 μm,7 in.,pkg of 5 ea,400 MHz frequency,5 mm | , |  |  | Wilmad, 527-PP-7,25 μm,0.38 mm,25 μm,7 in.,pkg of 5 ea,400 MHz frequency,5 mm
,limit 400 MHz frequency, L 8 in.,,,,, | Z274526 |  | Aldrich | Wilmad ® NMR tubes 5 mm diam., precision | 32129209 | ,,,, | Alphabetical Listings , High Resolution NMR Tubes , Labware , NMR Tubes , NMR Tubes and Accessories , NMR tubes, precision , Stable Isotopes , U-Z , Wilmad , Wilmad Precision Grade NMR Tubes for High Resolution NMR |  | Wilmad, 527-PP-8,25 μm,0.38 mm,25 μm,8 in.,pkg of 5 ea,400 MHz frequency,5 mm | , |  |  | Wilmad, 527-PP-8,25 μm,0.38 mm,25 μm,8 in.,pkg of 5 ea,400 MHz frequency,5 mm
,limit 400 MHz frequency, L 9 in.,,,,, | Z274534 |  | Aldrich | Wilmad ® NMR tubes 5 mm diam., precision |  | ,,,, | Alphabetical Listings , High Resolution NMR Tubes , Labware , NMR Tubes , NMR Tubes and Accessories , NMR tubes, precision , Stable Isotopes , U-Z , Wilmad , Wilmad Precision Grade NMR Tubes for High Resolution NMR |  | Wilmad, 527-PP-9,25 μm,0.38 mm,25 μm,9 in.,pkg of 5 ea,400 MHz frequency,5 mm | , |  |  | Wilmad, 527-PP-9,25 μm,0.38 mm,25 μm,9 in.,pkg of 5 ea,400 MHz frequency,5 mm
,limit 500 MHz frequency, L 7 in.,,,,, | Z272019 |  | Aldrich | Wilmad ® NMR tubes 5 mm diam., precision | 32129209 | ,,,, | Alphabetical Listings , High Resolution NMR Tubes , Labware , NMR Tubes , NMR Tubes and Accessories , NMR tubes, precision , Stable Isotopes , U-Z , Wilmad , Wilmad Precision Grade NMR Tubes for High Resolution NMR |  | Wilmad, 528-PP-7,13 μm,0.38 mm,25 μm,7 in.,pkg of 5 ea,500 MHz frequency,5 mm | , |  |  | Wilmad, 528-PP-7,13 μm,0.38 mm,25 μm,7 in.,pkg of 5 ea,500 MHz frequency,5 mm
,limit 500 MHz frequency, L 8 in.,,,,, | Z274291 |  | Aldrich | Wilmad ® NMR tubes 5 mm diam., precision | 32129209 | ,,,, | Alphabetical Listings , High Resolution NMR Tubes , Labware , NMR Tubes , NMR Tubes and Accessories , NMR tubes, precision , Stable Isotopes , U-Z , Wilmad , Wilmad Precision Grade NMR Tubes for High Resolution NMR |  | Wilmad, 528-PP-8,13 μm,0.38 mm,25 μm,8 in.,pkg of 5 ea,500 MHz frequency,5 mm | , |  |  | Wilmad, 528-PP-8,13 μm,0.38 mm,25 μm,8 in.,pkg of 5 ea,500 MHz frequency,5 mm
,limit 500 MHz frequency, L 9 in.,,,,, | Z274542 |  | Aldrich | Wilmad ® NMR tubes 5 mm diam., precision |  | ,,,, | Alphabetical Listings , High Resolution NMR Tubes , Labware , NMR Tubes , NMR Tubes and Accessories , NMR tubes, precision , Stable Isotopes , U-Z , Wilmad , Wilmad Precision Grade NMR Tubes for High Resolution NMR |  | Wilmad, 528-PP-9,13 μm,0.38 mm,25 μm,9 in.,pkg of 5 ea,500 MHz frequency,5 mm | , |  |  | Wilmad, 528-PP-9,13 μm,0.38 mm,25 μm,9 in.,pkg of 5 ea,500 MHz frequency,5 mm
,limit 600 MHz frequency, L 7 in.,,,,, | Z272027 |  | Aldrich | Wilmad ® NMR tubes 5 mm diam., precision | 32129209 | ,,,, | Alphabetical Listings , High Resolution NMR Tubes , Labware , NMR Tubes , NMR Tubes and Accessories , NMR tubes, precision , Stable Isotopes , U-Z , Wilmad , Wilmad Precision Grade NMR Tubes for High Resolution NMR |  | Wilmad, 535-PP-7,6 μm,0.38 mm,13 μm,7 in.,pkg of 5 ea,600 MHz frequency,5 mm | , |  |  | Wilmad, 535-PP-7,6 μm,0.38 mm,13 μm,7 in.,pkg of 5 ea,600 MHz frequency,5 mm
,limit 600 MHz frequency, L 8 in.,,,,, | Z274550 |  | Aldrich | Wilmad ® NMR tubes 5 mm diam., precision |  | ,,,, | Alphabetical Listings , High Resolution NMR Tubes , Labware , NMR Tubes , NMR Tubes and Accessories , NMR tubes, precision , Stable Isotopes , U-Z , Wilmad , Wilmad Precision Grade NMR Tubes for High Resolution NMR |  | Wilmad, 535-PP-8,6 μm,0.38 mm,13 μm,8 in.,pkg of 5 ea,600 MHz frequency,5 mm | , |  |  | Wilmad, 535-PP-8,6 μm,0.38 mm,13 μm,8 in.,pkg of 5 ea,600 MHz frequency,5 mm
,limit 600 MHz frequency, L 9 in.,,,,, | Z274569 |  | Aldrich | Wilmad ® NMR tubes 5 mm diam., precision |  | ,,,, | Alphabetical Listings , High Resolution NMR Tubes , Labware , NMR Tubes , NMR Tubes and Accessories , NMR tubes, precision , Stable Isotopes , U-Z , Wilmad , Wilmad Precision Grade NMR Tubes for High Resolution NMR |  | Wilmad, 535-PP-9,6 μm,0.38 mm,13 μm,9 in.,pkg of 5 ea,600 MHz frequency,5 mm | , |  |  | Wilmad, 535-PP-9,6 μm,0.38 mm,13 μm,9 in.,pkg of 5 ea,600 MHz frequency,5 mm
,limit 800 MHz frequency, L 7 in.,,,,, | Z412007 |  | Aldrich | Wilmad ® NMR tubes 5 mm diam., precision | 32129209 | ,,,, | Alphabetical Listings , High Resolution NMR Tubes , Labware , NMR Tubes , NMR Tubes and Accessories , NMR tubes, precision , Stable Isotopes , U-Z , Wilmad , Wilmad Precision Grade NMR Tubes for High Resolution NMR |  | Wilmad, 541-PP-7,3.8 μm,0.38 mm,3.8 μm,7 in.,pkg of 5 ea,800 MHz frequency,5 mm | , |  |  | Wilmad, 541-PP-7,3.8 μm,0.38 mm,3.8 μm,7 in.,pkg of 5 ea,800 MHz frequency,5 mm
,limit 800 MHz frequency, L 8 in.,,,,, | Z412015 |  | Aldrich | Wilmad ® NMR tubes 5 mm diam., precision |  | ,,,, | Alphabetical Listings , High Resolution NMR Tubes , Labware , NMR Tubes , NMR Tubes and Accessories , NMR tubes, precision , Stable Isotopes , U-Z , Wilmad , Wilmad Precision Grade NMR Tubes for High Resolution NMR |  | Wilmad, 541-PP-8,3.8 μm,0.38 mm,3.8 μm,8 in.,pkg of 5 ea,800 MHz frequency,5 mm | , |  |  | Wilmad, 541-PP-8,3.8 μm,0.38 mm,3.8 μm,8 in.,pkg of 5 ea,800 MHz frequency,5 mm
,limit 900 MHz frequency, L 7 in.,,,,, | Z412023 |  | Aldrich | Wilmad ® NMR tubes 5 mm diam., precision |  | ,,,, | Alphabetical Listings , High Resolution NMR Tubes , Labware , NMR Tubes , NMR Tubes and Accessories , NMR tubes, precision , Stable Isotopes , U-Z , Wilmad , Wilmad Precision Grade NMR Tubes for High Resolution NMR |  | Wilmad, 542-PP-7,3.8 μm,0.38 mm,2.5 μm,7 in.,pkg of 5 ea,900 MHz frequency,5 mm | , |  |  | Wilmad, 542-PP-7,3.8 μm,0.38 mm,2.5 μm,7 in.,pkg of 5 ea,900 MHz frequency,5 mm
,limit 900 MHz frequency, L 8 in.,,,,, | Z412031 |  | Aldrich | Wilmad ® NMR tubes 5 mm diam., precision |  | ,,,, | Alphabetical Listings , High Resolution NMR Tubes , Labware , NMR Tubes , NMR Tubes and Accessories , NMR tubes, precision , Stable Isotopes , U-Z , Wilmad , Wilmad Precision Grade NMR Tubes for High Resolution NMR |  | Wilmad, 542-PP-8,3.8 μm,0.38 mm,2.5 μm,8 in.,pkg of 5 ea,900 MHz frequency,5 mm | , |  |  | Wilmad, 542-PP-8,3.8 μm,0.38 mm,2.5 μm,8 in.,pkg of 5 ea,900 MHz frequency,5 mm
,limit 600 MHz frequency (ultra-thin wall), L 7 in.,,,,, | Z406708 |  | Aldrich | Wilmad ® NMR tubes 5 mm diam., precision |  | ,,,, | Alphabetical Listings , High Resolution NMR Tubes , Labware , NMR Tubes , NMR Tubes and Accessories , NMR tubes, precision , Stable Isotopes , U-Z , Wilmad , Wilmad Precision Grade NMR Tubes for High Resolution NMR |  | Wilmad, 545-PPT-7,6 μm,0.24 mm,13 μm,7 in.,600 MHz frequency (ultra-thin wall),5 mm | , |  |  | Wilmad, 545-PPT-7,6 μm,0.24 mm,13 μm,7 in.,600 MHz frequency (ultra-thin wall),5 mm
,medium wall, limit 100 MHz frequency, diam. 5 mm, L 8 in.,,,,, | Z684031 |  | Aldrich | Wilmad ® NMR tubes 5 mm diam., precision |  | ,,,, | High Resolution NMR Tubes , Labware , NMR Tubes , NMR Tubes and Accessories , NMR tubes, precision , Wilmad , Wilmad Precision Grade NMR Tubes for High Resolution NMR |  | Wilmad, 503-PS-8,51 μm,0.77 mm,76 μm,8 in.,100 MHz frequency,5 mm | , |  |  | Wilmad, 503-PS-8,51 μm,0.77 mm,76 μm,8 in.,100 MHz frequency,5 mm
,medium wall, limit 300 MHz frequency, diam. 5 mm, L 7 in.,,,,, | Z684015 |  | Aldrich | Wilmad ® NMR tubes 5 mm diam., precision | 32129209 | ,,,, | High Resolution NMR Tubes , Labware , NMR Tubes , NMR Tubes and Accessories , NMR tubes, precision , Wilmad , Wilmad Precision Grade NMR Tubes for High Resolution NMR |  | Wilmad, 504-PP-7,51 μm,0.77 mm,152 μm,7 in.,300 MHz frequency,5 mm | , |  |  | Wilmad, 504-PP-7,51 μm,0.77 mm,152 μm,7 in.,300 MHz frequency,5 mm
,medium wall, limit 300 MHz frequency, diam. 5 mm, L 8 in.,,,,, | Z684058 |  | Aldrich | Wilmad ® NMR tubes 5 mm diam., precision |  | ,,,, | High Resolution NMR Tubes , Labware , NMR Tubes , NMR Tubes and Accessories , NMR tubes, precision , Wilmad , Wilmad Precision Grade NMR Tubes for High Resolution NMR |  | Wilmad, 504-PP-8,51 μm,0.77 mm,152 μm,8 in.,300 MHz frequency,5 mm | , |  |  | Wilmad, 504-PP-8,51 μm,0.77 mm,152 μm,8 in.,300 MHz frequency,5 mm
,medium wall, limit 400 MHz frequency, diam. 5 mm, L 7 in.,,,,, | Z684023 |  | Aldrich | Wilmad ® NMR tubes 5 mm diam., precision |  | ,,,, | High Resolution NMR Tubes , Labware , NMR Tubes , NMR Tubes and Accessories , NMR tubes, precision , Wilmad , Wilmad Precision Grade NMR Tubes for High Resolution NMR |  | Wilmad, 524-PP-7,51 μm,0.77 mm,76 μm,7 in.,400 MHz frequency,5 mm | , |  |  | Wilmad, 524-PP-7,51 μm,0.77 mm,76 μm,7 in.,400 MHz frequency,5 mm
,medium wall, limit 400 MHz frequency, diam. 5 mm, L 8 in.,,,,, | Z684066 |  | Aldrich | Wilmad ® NMR tubes 5 mm diam., precision |  | ,,,, | High Resolution NMR Tubes , Labware , NMR Tubes , NMR Tubes and Accessories , NMR tubes, precision , Wilmad , Wilmad Precision Grade NMR Tubes for High Resolution NMR |  | Wilmad, 524-PP-8,51 μm,0.77 mm,76 μm,8 in.,400 MHz frequency,5 mm | , |  |  | Wilmad, 524-PP-8,51 μm,0.77 mm,76 μm,8 in.,400 MHz frequency,5 mm
,heavy wall, limit 100 MHz frequency, diam. 5 mm, L 7 in.,,,,, | Z684074 |  | Aldrich | Wilmad ® NMR tubes 5 mm diam., precision |  | ,,,, | High Resolution NMR Tubes , Labware , NMR Tubes , NMR Tubes and Accessories , NMR tubes, precision , Wilmad , Wilmad Precision Grade NMR Tubes for High Resolution NMR |  | Wilmad, 501-PS-7,51 μm,1.4 mm,152 μm,7 in.,100 MHz frequency,5 mm | , |  |  | Wilmad, 501-PS-7,51 μm,1.4 mm,152 μm,7 in.,100 MHz frequency,5 mm
,heavy wall, limit 100 MHz frequency, diam. 5 mm, L 8 in.,,,,, | Z684104 |  | Aldrich | Wilmad ® NMR tubes 5 mm diam., precision |  | ,,,, | High Resolution NMR Tubes , Labware , NMR Tubes , NMR Tubes and Accessories , NMR tubes, precision , Wilmad , Wilmad Precision Grade NMR Tubes for High Resolution NMR |  | Wilmad, 501-PS-8,51 μm,1.4 mm,152 μm,8 in.,100 MHz frequency,5 mm | , |  |  | Wilmad, 501-PS-8,51 μm,1.4 mm,152 μm,8 in.,100 MHz frequency,5 mm
,heavy wall, limit 300 MHz frequency, diam. 5 mm, L 7 in.,,,,, | Z684082 |  | Aldrich | Wilmad ® NMR tubes 5 mm diam., precision |  | ,,,, | High Resolution NMR Tubes , Labware , NMR Tubes , NMR Tubes and Accessories , NMR tubes, precision , Wilmad , Wilmad Precision Grade NMR Tubes for High Resolution NMR |  | Wilmad, 502-PP-7,51 μm,1.4 mm,152 μm,7 in.,300 MHz frequency,5 mm | , |  |  | Wilmad, 502-PP-7,51 μm,1.4 mm,152 μm,7 in.,300 MHz frequency,5 mm
,heavy wall, limit 300 MHz frequency, diam. 5 mm, L 8 in.,,,,, | Z684112 |  | Aldrich | Wilmad ® NMR tubes 5 mm diam., precision |  | ,,,, | High Resolution NMR Tubes , Labware , NMR Tubes , NMR Tubes and Accessories , NMR tubes, precision , Wilmad , Wilmad Precision Grade NMR Tubes for High Resolution NMR |  | Wilmad, 502-PP-8,51 μm,1.4 mm,152 μm,8 in.,300 MHz frequency,5 mm | , |  |  | Wilmad, 502-PP-8,51 μm,1.4 mm,152 μm,8 in.,300 MHz frequency,5 mm
,heavy wall, limit 500 MHz frequency, diam. 5 mm, L 7 in.,,,,, | Z684090 |  | Aldrich | Wilmad ® NMR tubes 5 mm diam., precision |  | ,,,, | High Resolution NMR Tubes , Labware , NMR Tubes , NMR Tubes and Accessories , NMR tubes, precision , Wilmad , Wilmad Precision Grade NMR Tubes for High Resolution NMR |  | Wilmad, 522-PP-7,51 μm,1.4 mm,51 μm,7 in.,500 MHz frequency,5 mm | , |  |  | Wilmad, 522-PP-7,51 μm,1.4 mm,51 μm,7 in.,500 MHz frequency,5 mm
,heavy wall, limit 500 MHz frequency, diam. 5 mm, L 8 in.,,,,, | Z684120 |  | Aldrich | Wilmad ® NMR tubes 5 mm diam., precision |  | ,,,, | High Resolution NMR Tubes , Labware , NMR Tubes , NMR Tubes and Accessories , NMR tubes, precision , Wilmad , Wilmad Precision Grade NMR Tubes for High Resolution NMR |  | Wilmad, 522-PP-8,51 μm,1.4 mm,51 μm,8 in.,500 MHz frequency,5 mm | , |  |  | Wilmad, 522-PP-8,51 μm,1.4 mm,51 μm,8 in.,500 MHz frequency,5 mm
Wilmad ® NMR tubes 10 mm diam., precision,limit 100 MHz frequency, L 7 in.,,,,, | Z274771 |  | Aldrich | WILMAD ® 10mm diam. NMR tubes |  | ,,,, | Alphabetical Listings , High Resolution NMR Tubes , Labware , NMR Tubes , NMR Tubes and Accessories , NMR tubes, precision , Stable Isotopes , U-Z , Wilmad , Wilmad Precision Grade NMR Tubes for High Resolution NMR |  | Wilmad, 513-1PS-7,51 μm,0.46 mm,254 μm,7 in.,pkg of 5 ea,100 MHz frequency,10 mm | , |  |  | Wilmad, 513-1PS-7,51 μm,0.46 mm,254 μm,7 in.,pkg of 5 ea,100 MHz frequency,10 mm
Wilmad ® NMR tubes 10 mm diam., precision,limit 100 MHz frequency, L 8 in.,,,,, | Z274798 |  | Aldrich | WILMAD ® 10mm diam. NMR tubes |  | ,,,, | Alphabetical Listings , High Resolution NMR Tubes , Labware , NMR Tubes , NMR Tubes and Accessories , NMR tubes, precision , Stable Isotopes , U-Z , Wilmad , Wilmad Precision Grade NMR Tubes for High Resolution NMR |  | Wilmad, 513-1PS-8,51 μm,0.46 mm,254 μm,8 in.,pkg of 5 ea,100 MHz frequency,10 mm | , |  |  | Wilmad, 513-1PS-8,51 μm,0.46 mm,254 μm,8 in.,pkg of 5 ea,100 MHz frequency,10 mm
Wilmad ® NMR tubes 10 mm diam., precision,limit 100 MHz frequency, L 9 in.,,,,, | Z274801 |  | Aldrich | WILMAD ® 10mm diam. NMR tubes |  | ,,,, | Alphabetical Listings , High Resolution NMR Tubes , Labware , NMR Tubes , NMR Tubes and Accessories , NMR tubes, precision , Stable Isotopes , U-Z , Wilmad , Wilmad Precision Grade NMR Tubes for High Resolution NMR |  | Wilmad, 513-1PS-9,51 μm,0.46 mm,254 μm,9 in.,pkg of 5 ea,100 MHz frequency,10 mm | , |  |  | Wilmad, 513-1PS-9,51 μm,0.46 mm,254 μm,9 in.,pkg of 5 ea,100 MHz frequency,10 mm
Wilmad ® NMR tubes 10 mm diam., precision,limit 200 MHz frequency, L 7 in.,,,,, | Z274682 |  | Aldrich | WILMAD ® 10mm diam. NMR tubes |  | ,,,, | Alphabetical Listings , High Resolution NMR Tubes , Labware , NMR Tubes , NMR Tubes and Accessories , NMR tubes, precision , Stable Isotopes , U-Z , Wilmad , Wilmad Precision Grade NMR Tubes for High Resolution NMR |  | Wilmad, 513-1PP-7,51 μm,0.46 mm,254 μm,7 in.,pkg of 5 ea,200 MHz frequency,10 mm | , |  |  | Wilmad, 513-1PP-7,51 μm,0.46 mm,254 μm,7 in.,pkg of 5 ea,200 MHz frequency,10 mm
Wilmad ® NMR tubes 10 mm diam., precision,limit 200 MHz frequency, L 8 in.,,,,, | Z274690 |  | Aldrich | WILMAD ® 10mm diam. NMR tubes |  | ,,,, | Alphabetical Listings , High Resolution NMR Tubes , Labware , NMR Tubes , NMR Tubes and Accessories , NMR tubes, precision , Stable Isotopes , U-Z , Wilmad , Wilmad Precision Grade NMR Tubes for High Resolution NMR |  | Wilmad, 513-1PP-8,51 μm,0.46 mm,254 μm,8 in.,pkg of 5 ea,200 MHz frequency,10 mm | , |  |  | Wilmad, 513-1PP-8,51 μm,0.46 mm,254 μm,8 in.,pkg of 5 ea,200 MHz frequency,10 mm
Wilmad ® NMR tubes 10 mm diam., precision,limit 200 MHz frequency, L 9 in.,,,,, | Z274704 |  | Aldrich | WILMAD ® 10mm diam. NMR tubes |  | ,,,, | Alphabetical Listings , High Resolution NMR Tubes , Labware , NMR Tubes , NMR Tubes and Accessories , NMR tubes, precision , Stable Isotopes , U-Z , Wilmad , Wilmad Precision Grade NMR Tubes for High Resolution NMR |  | Wilmad, 513-1PP-9,51 μm,0.46 mm,254 μm,9 in.,pkg of 5 ea,200 MHz frequency,10 mm | , |  |  | Wilmad, 513-1PP-9,51 μm,0.46 mm,254 μm,9 in.,pkg of 5 ea,200 MHz frequency,10 mm
Wilmad ® NMR tubes 10 mm diam., precision,limit 300 MHz frequency, L 7 in.,,,,, | Z272035 |  | Aldrich | WILMAD ® 10mm diam. NMR tubes |  | ,,,, | Alphabetical Listings , High Resolution NMR Tubes , Labware , NMR Tubes , NMR Tubes and Accessories , NMR tubes, precision , Stable Isotopes , U-Z , Wilmad , Wilmad Precision Grade NMR Tubes for High Resolution NMR |  | Wilmad, 513-3PP-7,38 μm,0.46 mm,76 μm,7 in.,pkg of 5 ea,300 MHz frequency,10 mm | , |  |  | Wilmad, 513-3PP-7,38 μm,0.46 mm,76 μm,7 in.,pkg of 5 ea,300 MHz frequency,10 mm
Wilmad ® NMR tubes 10 mm diam., precision,limit 300 MHz frequency, L 8 in.,,,,, | Z274712 |  | Aldrich | WILMAD ® 10mm diam. NMR tubes |  | ,,,, | Alphabetical Listings , High Resolution NMR Tubes , Labware , NMR Tubes , NMR Tubes and Accessories , NMR tubes, precision , Stable Isotopes , U-Z , Wilmad , Wilmad Precision Grade NMR Tubes for High Resolution NMR |  | Wilmad, 513-3PP-8,38 μm,0.46 mm,76 μm,8 in.,pkg of 5 ea,300 MHz frequency,10 mm | , |  |  | Wilmad, 513-3PP-8,38 μm,0.46 mm,76 μm,8 in.,pkg of 5 ea,300 MHz frequency,10 mm
Wilmad ® NMR tubes 10 mm diam., precision,limit 300 MHz frequency, L 9 in.,,,,, | Z272043 |  | Aldrich | WILMAD ® 10mm diam. NMR tubes |  | ,,,, | Alphabetical Listings , High Resolution NMR Tubes , Labware , NMR Tubes , NMR Tubes and Accessories , NMR tubes, precision , Stable Isotopes , U-Z , Wilmad , Wilmad Precision Grade NMR Tubes for High Resolution NMR |  | Wilmad, 513-3PP-9,38 μm,0.46 mm,76 μm,9 in.,pkg of 5 ea,300 MHz frequency,10 mm | , |  |  | Wilmad, 513-3PP-9,38 μm,0.46 mm,76 μm,9 in.,pkg of 5 ea,300 MHz frequency,10 mm
Wilmad ® NMR tubes 10 mm diam., precision,limit 400 MHz frequency, L 7 in.,,,,, | Z274720 |  | Aldrich | WILMAD ® 10mm diam. NMR tubes |  | ,,,, | Alphabetical Listings , High Resolution NMR Tubes , Labware , NMR Tubes , NMR Tubes and Accessories , NMR tubes, precision , Stable Isotopes , U-Z , Wilmad , Wilmad Precision Grade NMR Tubes for High Resolution NMR |  | Wilmad, 513-5PP-7,25 μm,0.46 mm,51 μm,7 in.,pkg of 5 ea,400 MHz frequency,10 mm | , |  |  | Wilmad, 513-5PP-7,25 μm,0.46 mm,51 μm,7 in.,pkg of 5 ea,400 MHz frequency,10 mm
Wilmad ® NMR tubes 10 mm diam., precision,limit 400 MHz frequency, L 8 in.,,,,, | Z274739 |  | Aldrich | WILMAD ® 10mm diam. NMR tubes | 32129209 | ,,,, | Alphabetical Listings , High Resolution NMR Tubes , Labware , NMR Tubes , NMR Tubes and Accessories , NMR tubes, precision , Stable Isotopes , U-Z , Wilmad , Wilmad Precision Grade NMR Tubes for High Resolution NMR |  | Wilmad, 513-5PP-8,25 μm,0.46 mm,51 μm,8 in.,pkg of 5 ea,400 MHz frequency,10 mm | , |  |  | Wilmad, 513-5PP-8,25 μm,0.46 mm,51 μm,8 in.,pkg of 5 ea,400 MHz frequency,10 mm
Wilmad ® NMR tubes 10 mm diam., precision,limit 400 MHz frequency, L 9 in.,,,,, | Z274747 |  | Aldrich | WILMAD ® 10mm diam. NMR tubes |  | ,,,, | Alphabetical Listings , High Resolution NMR Tubes , Labware , NMR Tubes , NMR Tubes and Accessories , NMR tubes, precision , Stable Isotopes , U-Z , Wilmad , Wilmad Precision Grade NMR Tubes for High Resolution NMR |  | Wilmad, 513-5PP-9,25 μm,0.46 mm,51 μm,9 in.,pkg of 5 ea,400 MHz frequency,10 mm | , |  |  | Wilmad, 513-5PP-9,25 μm,0.46 mm,51 μm,9 in.,pkg of 5 ea,400 MHz frequency,10 mm
Wilmad ® NMR tubes 10 mm diam., precision,limit 500 MHz frequency, L 7 in.,,,,, | Z272051 |  | Aldrich | WILMAD ® 10mm diam. NMR tubes | 32129209 | ,,,, | Alphabetical Listings , High Resolution NMR Tubes , Labware , NMR Tubes , NMR Tubes and Accessories , NMR tubes, precision , Stable Isotopes , U-Z , Wilmad , Wilmad Precision Grade NMR Tubes for High Resolution NMR |  | Wilmad, 513-7PP-7,13 μm,0.46 mm,38 μm,7 in.,pkg of 5 ea,500 MHz frequency,10 mm | , |  |  | Wilmad, 513-7PP-7,13 μm,0.46 mm,38 μm,7 in.,pkg of 5 ea,500 MHz frequency,10 mm
Wilmad ® NMR tubes 10 mm diam., precision,limit 500 MHz frequency, L 8 in.,,,,, | Z274755 |  | Aldrich | WILMAD ® 10mm diam. NMR tubes |  | ,,,, | Alphabetical Listings , High Resolution NMR Tubes , Labware , NMR Tubes , NMR Tubes and Accessories , NMR tubes, precision , Stable Isotopes , U-Z , Wilmad , Wilmad Precision Grade NMR Tubes for High Resolution NMR |  | Wilmad, 513-7PP-8,13 μm,0.46 mm,38 μm,8 in.,pkg of 5 ea,500 MHz frequency,10 mm | , |  |  | Wilmad, 513-7PP-8,13 μm,0.46 mm,38 μm,8 in.,pkg of 5 ea,500 MHz frequency,10 mm
Wilmad ® NMR tubes 10 mm diam., precision,limit 500 MHz frequency, L 9 in.,,,,, | Z274763 |  | Aldrich | WILMAD ® 10mm diam. NMR tubes |  | ,,,, | Alphabetical Listings , High Resolution NMR Tubes , Labware , NMR Tubes , NMR Tubes and Accessories , NMR tubes, precision , Stable Isotopes , U-Z , Wilmad , Wilmad Precision Grade NMR Tubes for High Resolution NMR |  | Wilmad, 513-7PP-9,13 μm,0.46 mm,38 μm,9 in.,pkg of 5 ea,500 MHz frequency,10 mm | , |  |  | Wilmad, 513-7PP-9,13 μm,0.46 mm,38 μm,9 in.,pkg of 5 ea,500 MHz frequency,10 mm
,limit 600 MHz frequency, diam. 5 mm, L 7 in.,,,,, | Z562262 |  | Aldrich | Wilmad ® quartz NMR tube |  | ,,,, | High Resolution NMR Tubes , Labware , NMR Tubes , NMR Tubes and Accessories , Quartz NMR tube , Wilmad , Wilmad Precision Grade NMR Tubes for High Resolution NMR |  | Wilmad, 535-PP-7QTZ,6 μm,thin-walled,7 in.,600 MHz frequency,5 mm,0.38 mm | , |  |  | Wilmad, 535-PP-7QTZ,6 μm,thin-walled,7 in.,600 MHz frequency,5 mm,0.38 mm
,limit 400 MHz frequency, diam. 10 mm, L 7 in.,,,,, | Z562270 |  | Aldrich | Wilmad ® quartz NMR tube |  | ,,,, | High Resolution NMR Tubes , Labware , NMR Tubes , NMR Tubes and Accessories , Quartz NMR tube , Wilmad , Wilmad Precision Grade NMR Tubes for High Resolution NMR |  | Wilmad, 513-7PP-7QTZ,13 μm,thin-walled,7 in.,400 MHz frequency,10 mm,0.46 mm | , |  |  | Wilmad, 513-7PP-7QTZ,13 μm,thin-walled,7 in.,400 MHz frequency,10 mm,0.46 mm
,tube diam. × L 5 mm × 7 in., disposable, color-coded blue, limit 200 MHz frequency,,,,, | Z569194 |  | Aldrich | Aldrich ® ColorSpec ® NMR tubes | 32129209 | ,,,, | Aldrich ColorSpec NMR Tubes , Aldrich Disposable ColorSpec NMR tubes for High Throughput NMR , High Throughput NMR Tubes , Labware , NMR Tubes , NMR Tubes and Accessories |  | Sigma-Aldrich, Z569194,0.43 mm,color-coded blue,borosilicate glass Type 1,102 μm × 102 μm,200 MHz frequency,5 mm × 7 in. | , |  |  | Sigma-Aldrich, Z569194,0.43 mm,color-coded blue,borosilicate glass Type 1,102 μm × 102 μm,200 MHz frequency,5 mm × 7 in.
,tube diam. × L 5 mm × 8 in., disposable, color-coded blue, limit 200 MHz frequency,,,,, | Z569208 |  | Aldrich | Aldrich ® ColorSpec ® NMR tubes |  | ,,,, | Aldrich ColorSpec NMR Tubes , Aldrich Disposable ColorSpec NMR tubes for High Throughput NMR , High Throughput NMR Tubes , Labware , NMR Tubes , NMR Tubes and Accessories |  | Sigma-Aldrich, Z569208,0.43 mm,color-coded blue,borosilicate glass Type 1,102 μm × 102 μm,200 MHz frequency,5 mm × 8 in. | , |  |  | Sigma-Aldrich, Z569208,0.43 mm,color-coded blue,borosilicate glass Type 1,102 μm × 102 μm,200 MHz frequency,5 mm × 8 in.
,secure benchtop placement of MATCH NMR tubes, tube holders, and Bruker spinner turbines,,,,, | NORBTR1000 |  | Aldrich | Bruker Match ™ system rack |  | ,,,, | Bruker Match tubes , Bruker Match tubes for High Throughput NMR , High Throughput NMR Tubes , Labware , NMR Tubes , NMR Tubes and Accessories , Norell |  | Norell,secure benchtop placement of MATCH NMR tubes, tube holders, and Bruker spinner turbines | , |  |  | Norell,secure benchtop placement of MATCH NMR tubes, tube holders, and Bruker spinner turbines
,O.D. × L 1 mm × 100 mm, volume 12 μL, black cap,,,,, | NORS105001 |  | Aldrich | Bruker Match ™ tubes |  | ,,,, | Bruker Match tubes , Bruker Match tubes for High Throughput NMR , High Throughput NMR Tubes , Labware , NMR Tubes , NMR Tubes and Accessories , Norell |  | Norell,, S105001,0.42 mm,1 mm × 100 mm,black cap,12 μL | , |  |  | Norell,, S105001,0.42 mm,1 mm × 100 mm,black cap,12 μL
,O.D. × L 1.7 mm × 100 mm, volume 45 μL, natural cap,,,,, | NORS175001 |  | Aldrich | Bruker Match ™ tubes |  | ,,,, | Bruker Match tubes , Bruker Match tubes for High Throughput NMR , High Throughput NMR Tubes , Labware , NMR Tubes , NMR Tubes and Accessories , Norell |  | Norell,, S175001,0.4 mm,1.7 mm × 100 mm,natural cap,45 μL | , |  |  | Norell,, S175001,0.4 mm,1.7 mm × 100 mm,natural cap,45 μL
,O.D. × L 2.0 mm × 100 mm, volume 70 μL, yellow cap,,,,, | NORS205001 |  | Aldrich | Bruker Match ™ tubes |  | ,,,, | Bruker Match tubes , Bruker Match tubes for High Throughput NMR , High Throughput NMR Tubes , Labware , NMR Tubes , NMR Tubes and Accessories , Norell |  | Norell,, S205001,0.4 mm,2.0 mm × 100 mm,yellow cap,70 μL | , |  |  | Norell,, S205001,0.4 mm,2.0 mm × 100 mm,yellow cap,70 μL
,O.D. × L 2.5 mm × 100 mm, volume 120 μL, red cap,,,,, | NORS255001 |  | Aldrich | Bruker Match ™ tubes |  | ,,,, | Bruker Match tubes , Bruker Match tubes for High Throughput NMR , High Throughput NMR Tubes , Labware , NMR Tubes , NMR Tubes and Accessories , Norell |  | Norell,, S255001,0.4 mm,2.5 mm × 100 mm,red cap,120 μL | , |  |  | Norell,, S255001,0.4 mm,2.5 mm × 100 mm,red cap,120 μL
,O.D. × L 3.0 mm × 100 mm, volume 160 μL, green cap,,,,, | NORS305001 |  | Aldrich | Bruker Match ™ tubes |  | ,,,, | Bruker Match tubes , Bruker Match tubes for High Throughput NMR , High Throughput NMR Tubes , Labware , NMR Tubes , NMR Tubes and Accessories , Norell |  | Norell,, S305001,0.58 mm,3.0 mm × 100 mm,green cap,160 μL | , |  |  | Norell,, S305001,0.58 mm,3.0 mm × 100 mm,green cap,160 μL
,O.D. × L 4.0 mm × 100 mm, volume 310 μL, blue cap,,,,, | NORS405001 |  | Aldrich | Bruker Match ™ tubes |  | ,,,, | Bruker Match tubes , Bruker Match tubes for High Throughput NMR , High Throughput NMR Tubes , Labware , NMR Tubes , NMR Tubes and Accessories , Norell |  | Norell,, S405001,0.79 mm,4.0 mm × 100 mm,blue cap,310 μL | , |  |  | Norell,, S405001,0.79 mm,4.0 mm × 100 mm,blue cap,310 μL
,O.D. × L 4.25 mm × 100 mm, volume 370 μL, natural cap,,,,, | NORS4255001 |  | Aldrich | Bruker Match ™ tubes |  | ,,,, | Bruker Match tubes , Bruker Match tubes for High Throughput NMR , High Throughput NMR Tubes , Labware , NMR Tubes , NMR Tubes and Accessories , Norell |  | Norell,, S4255001,0.82 mm,4.25 mm × 100 mm,natural cap,370 μL | , |  |  | Norell,, S4255001,0.82 mm,4.25 mm × 100 mm,natural cap,370 μL
,O.D. × L 5.0 mm × 100 mm, volume 490 μL, black cap,,,,, | NORS505001 |  | Aldrich | Bruker Match ™ tubes |  | ,,,, | Bruker Match tubes , Bruker Match tubes for High Throughput NMR , High Throughput NMR Tubes , Labware , NMR Tubes , NMR Tubes and Accessories , Norell |  | Norell,, S505001,0.77 mm,5.0 mm × 100 mm,black cap,490 μL | , |  |  | Norell,, S505001,0.77 mm,5.0 mm × 100 mm,black cap,490 μL
Bruker tapered PTFE caps for Match ™ tubes,for NORS105001, black,,,,, | NORTCM100 |  | Aldrich | Bruker tapered PTFE caps |  | ,,,, | Bruker Match tubes for High Throughput NMR , Bruker tapered PTFE caps for Match tubes , High Throughput NMR Tubes , Labware , NMR Tubes , NMR Tubes and Accessories , Norell |  | Norell,, TCM100,for NORS105001,black | , |  |  | Norell,, TCM100,for NORS105001,black
Bruker tapered PTFE caps for Match ™ tubes,for NORS175001, natural,,,,, | NORTCM170 |  | Aldrich | Bruker tapered PTFE caps |  | ,,,, | Bruker Match tubes for High Throughput NMR , Bruker tapered PTFE caps for Match tubes , High Throughput NMR Tubes , Labware , NMR Tubes , NMR Tubes and Accessories , Norell |  | natural,Norell,for NORS175001 | , |  |  | natural,Norell,for NORS175001
Bruker tapered PTFE caps for Match ™ tubes,for NORS205001, yellow,,,,, | NORTCM200 |  | Aldrich | Bruker tapered PTFE caps |  | ,,,, | Bruker Match tubes for High Throughput NMR , Bruker tapered PTFE caps for Match tubes , High Throughput NMR Tubes , Labware , NMR Tubes , NMR Tubes and Accessories , Norell |  | Norell,, TCM200,for NORS205001,yellow | , |  |  | Norell,, TCM200,for NORS205001,yellow
Bruker tapered PTFE caps for Match ™ tubes,for NORS255001, brown,,,,, | NORTCM250 |  | Aldrich | Bruker tapered PTFE caps |  | ,,,, | Bruker Match tubes for High Throughput NMR , Bruker tapered PTFE caps for Match tubes , High Throughput NMR Tubes , Labware , NMR Tubes , NMR Tubes and Accessories , Norell |  | Norell,, TCM250,for NORS255001,brown | , |  |  | Norell,, TCM250,for NORS255001,brown
Bruker tapered PTFE caps for Match ™ tubes,for NORS305001, green,,,,, | NORTCM300 |  | Aldrich | Bruker tapered PTFE caps |  | ,,,, | Bruker Match tubes for High Throughput NMR , Bruker tapered PTFE caps for Match tubes , High Throughput NMR Tubes , Labware , NMR Tubes , NMR Tubes and Accessories , Norell |  | Norell,, TCM300,for NORS305001,green | , |  |  | Norell,, TCM300,for NORS305001,green
Bruker tapered PTFE caps for Match ™ tubes,for NORS405001, blue,,,,, | NORTCM400 |  | Aldrich | Bruker tapered PTFE caps |  | ,,,, | Bruker Match tubes for High Throughput NMR , Bruker tapered PTFE caps for Match tubes , High Throughput NMR Tubes , Labware , NMR Tubes , NMR Tubes and Accessories , Norell |  | Norell,, TCM400,for NORS405001,blue | , |  |  | Norell,, TCM400,for NORS405001,blue
Bruker tapered PTFE caps for Match ™ tubes,for NORS4255001, natural,,,,, | NORTCM425 |  | Aldrich | Bruker tapered PTFE caps |  | ,,,, | Bruker Match tubes for High Throughput NMR , Bruker tapered PTFE caps for Match tubes , High Throughput NMR Tubes , Labware , NMR Tubes , NMR Tubes and Accessories , Norell |  | Norell,, TCM425,for NORS4255001,natural | , |  |  | Norell,, TCM425,for NORS4255001,natural
Bruker tapered PTFE caps for Match ™ tubes,for NORS505001, black,,,,, | NORTCM500 |  | Aldrich | Bruker tapered PTFE caps |  | ,,,, | Bruker Match tubes for High Throughput NMR , Bruker tapered PTFE caps for Match tubes , High Throughput NMR Tubes , Labware , NMR Tubes , NMR Tubes and Accessories , Norell |  | Norell,, TCM500,for NORS505001,black | , |  |  | Norell,, TCM500,for NORS505001,black
,for Bruker 2.5 mm probe, L 8 in.,,,,, | NORBMTS58008 |  | Aldrich | Norell ® microbore NMR tube |  | ,,,, | High Throughput NMR Tubes , Labware , Microbore NMR tube , NMR Tubes , NMR Tubes and Accessories , Norell , Norell Sample Vault Series NMR tubes for High Throughput NMR |  | Norell,, BMTS58008,0.77 mm,8 in.,for Bruker 2.5 mm probe,800 MHz frequency,5 mm | , |  |  | Norell,, BMTS58008,0.77 mm,8 in.,for Bruker 2.5 mm probe,800 MHz frequency,5 mm
,closed port cap, red, diam. 3 mm,,,,, | Z693332 |  | Aldrich | Norell ® NorLoc ™ NMR tube caps |  | ,,,, | High Throughput NMR Tubes , Labware , NMR Tubes , NMR Tubes and Accessories , Norell , Norell Sample Vault Series NMR tubes for High Throughput NMR , Sample Vault Series |  | pkg of 96 ea,Norell, SVCP-NORLOC-3-96PK,3 mm,red | , |  |  | pkg of 96 ea,Norell, SVCP-NORLOC-3-96PK,3 mm,red
,open port cap, white, diam. 3 mm,,,,, | Z693340 |  | Aldrich | Norell ® NorLoc ™ NMR tube caps |  | ,,,, | High Throughput NMR Tubes , Labware , NMR Tubes , NMR Tubes and Accessories , Norell , Norell Sample Vault Series NMR tubes for High Throughput NMR , Sample Vault Series |  | pkg of 96 ea,Norell, SVOP-NORLOC-3-96PK,3 mm,white | , |  |  | pkg of 96 ea,Norell, SVOP-NORLOC-3-96PK,3 mm,white
,closed port cap, red, diam. 5 mm,,,,, | Z693359 |  | Aldrich | Norell ® NorLoc ™ NMR tube caps |  | ,,,, | High Throughput NMR Tubes , Labware , NMR Tubes , NMR Tubes and Accessories , Norell , Norell Sample Vault Series NMR tubes for High Throughput NMR , Sample Vault Series |  | pkg of 96 ea,Norell, SVCP-NORLOC-5-96PK,5 mm,red | , |  |  | pkg of 96 ea,Norell, SVCP-NORLOC-5-96PK,5 mm,red
,open port cap, white, diam. 5 mm,,,,, | Z693367 |  | Aldrich | Norell ® NorLoc ™ NMR tube caps |  | ,,,, | High Throughput NMR Tubes , Labware , NMR Tubes , NMR Tubes and Accessories , Norell , Norell Sample Vault Series NMR tubes for High Throughput NMR , Sample Vault Series |  | pkg of 96 ea,Norell, SVOP-NORLOC-5-96PK,5 mm,white | , |  |  | pkg of 96 ea,Norell, SVOP-NORLOC-5-96PK,5 mm,white
,standard wall, closed cap, limit 700 MHz frequency, diam. × L 5 mm × 103.5 mm,,,,, | Z693111 |  | Aldrich | Norell ® Sample Vault Series ™ NMR tubes |  | ,,,, | High Throughput NMR Tubes , Labware , NMR Tubes , NMR Tubes and Accessories , Norell , Norell Sample Vault Series NMR tubes for High Throughput NMR , Sample Vault Series |  | Norell, SVCP-5-103.5-96PK,60 μm,0.38 mm,pkg of 96 ea,700 MHz frequency,5 mm × 103.5 mm | , |  |  | Norell, SVCP-5-103.5-96PK,60 μm,0.38 mm,pkg of 96 ea,700 MHz frequency,5 mm × 103.5 mm
,standard wall, open cap, limit 700 MHz frequency, diam. × L 5 mm × 103.5 mm,,,,, | Z693138 |  | Aldrich | Norell ® Sample Vault Series ™ NMR tubes |  | ,,,, | High Throughput NMR Tubes , Labware , NMR Tubes , NMR Tubes and Accessories , Norell , Norell Sample Vault Series NMR tubes for High Throughput NMR , Sample Vault Series |  | Norell, SVOP-5-103.5-96PK,60 μm,0.38 mm,pkg of 96 ea,700 MHz frequency,5 mm × 103.5 mm | , |  |  | Norell, SVOP-5-103.5-96PK,60 μm,0.38 mm,pkg of 96 ea,700 MHz frequency,5 mm × 103.5 mm
,standard wall, closed cap, limit 700 MHz frequency, diam. × L 5 mm × 178 mm,,,,, | Z693146 |  | Aldrich | Norell ® Sample Vault Series ™ NMR tubes |  | ,,,, | High Throughput NMR Tubes , Labware , NMR Tubes , NMR Tubes and Accessories , Norell , Norell Sample Vault Series NMR tubes for High Throughput NMR , Sample Vault Series |  | Norell, SVCP-5-178-96PK,60 μm,0.38 mm,pkg of 96 ea,700 MHz frequency,5 mm × 178 mm | , |  |  | Norell, SVCP-5-178-96PK,60 μm,0.38 mm,pkg of 96 ea,700 MHz frequency,5 mm × 178 mm
,standard wall, open cap, limit 700 MHz frequency, diam. × L 5 mm × 178 mm,,,,, | Z693154 |  | Aldrich | Norell ® Sample Vault Series ™ NMR tubes |  | ,,,, | High Throughput NMR Tubes , Labware , NMR Tubes , NMR Tubes and Accessories , Norell , Norell Sample Vault Series NMR tubes for High Throughput NMR , Sample Vault Series |  | Norell, SVOP-5-178-96PK,60 μm,0.38 mm,pkg of 96 ea,700 MHz frequency,5 mm × 178 mm | , |  |  | Norell, SVOP-5-178-96PK,60 μm,0.38 mm,pkg of 96 ea,700 MHz frequency,5 mm × 178 mm
,standard wall, closed cap, limit 700 MHz frequency, diam. × L 3 mm × 103.5 mm,,,,, | Z693162 |  | Aldrich | Norell ® Sample Vault Series ™ NMR tubes |  | ,,,, | High Throughput NMR Tubes , Labware , NMR Tubes , NMR Tubes and Accessories , Norell , Norell Sample Vault Series NMR tubes for High Throughput NMR , Sample Vault Series |  | Norell, SVCP-3-103.5-96PK,60 μm,0.38 mm,pkg of 96 ea,700 MHz frequency,3 mm × 103.5 mm | , |  |  | Norell, SVCP-3-103.5-96PK,60 μm,0.38 mm,pkg of 96 ea,700 MHz frequency,3 mm × 103.5 mm
,standard wall, open cap, limit 700 MHz frequency, diam. × L 3 mm × 103.5 mm,,,,, | Z693170 |  | Aldrich | Norell ® Sample Vault Series ™ NMR tubes |  | ,,,, | High Throughput NMR Tubes , Labware , NMR Tubes , NMR Tubes and Accessories , Norell , Norell Sample Vault Series NMR tubes for High Throughput NMR , Sample Vault Series |  | Norell, SVOP-3-103.5-96PK,30 μm,0.38 mm,pkg of 96 ea,700 MHz frequency,3 mm × 103.5 mm | , |  |  | Norell, SVOP-3-103.5-96PK,30 μm,0.38 mm,pkg of 96 ea,700 MHz frequency,3 mm × 103.5 mm
,standard wall, closed cap, limit 700 MHz frequency, diam. × L 3 mm × 178 mm,,,,, | Z693189 |  | Aldrich | Norell ® Sample Vault Series ™ NMR tubes |  | ,,,, | High Throughput NMR Tubes , Labware , NMR Tubes , NMR Tubes and Accessories , Norell , Norell Sample Vault Series NMR tubes for High Throughput NMR , Sample Vault Series |  | Norell, SVCP-3-178-96PK,60 μm,0.38 mm,pkg of 96 ea,700 MHz frequency,3 mm × 178 mm | , |  |  | Norell, SVCP-3-178-96PK,60 μm,0.38 mm,pkg of 96 ea,700 MHz frequency,3 mm × 178 mm
,standard wall, open cap, limit 700 MHz frequency, diam. × L 3 mm × 178 mm,,,,, | Z693197 |  | Aldrich | Norell ® Sample Vault Series ™ NMR tubes |  | ,,,, | High Throughput NMR Tubes , Labware , NMR Tubes , NMR Tubes and Accessories , Norell , Norell Sample Vault Series NMR tubes for High Throughput NMR , Sample Vault Series |  | Norell, SVOP-3-178-96PK,30 μm,0.38 mm,pkg of 96 ea,700 MHz frequency,3 mm × 178 mm | , |  |  | Norell, SVOP-3-178-96PK,30 μm,0.38 mm,pkg of 96 ea,700 MHz frequency,3 mm × 178 mm
,standard wall, closed cap, limit 950 MHz frequency, diam. × L 5 mm × 103.5 mm,,,,, | Z693200 |  | Aldrich | Norell ® Sample Vault Series ™ NMR tubes |  | ,,,, | High Throughput NMR Tubes , Labware , NMR Tubes , NMR Tubes and Accessories , Norell , Norell Sample Vault Series NMR tubes for High Throughput NMR , Sample Vault Series |  | Norell, SVCP-Super-5-103.5-96PK,30 μm,0.38 mm,pkg of 96 ea,950 MHz frequency,5 mm × 103.5 mm | , |  |  | Norell, SVCP-Super-5-103.5-96PK,30 μm,0.38 mm,pkg of 96 ea,950 MHz frequency,5 mm × 103.5 mm
,standard wall, open cap, limit 950 MHz frequency, diam. × L 5 mm × 103.5 mm,,,,, | Z693219 |  | Aldrich | Norell ® Sample Vault Series ™ NMR tubes |  | ,,,, | High Throughput NMR Tubes , Labware , NMR Tubes , NMR Tubes and Accessories , Norell , Norell Sample Vault Series NMR tubes for High Throughput NMR , Sample Vault Series |  | Norell, SVOP-Super-5-103.5-96PK,30 μm,0.38 mm,pkg of 96 ea,950 MHz frequency,5 mm × 103.5 mm | , |  |  | Norell, SVOP-Super-5-103.5-96PK,30 μm,0.38 mm,pkg of 96 ea,950 MHz frequency,5 mm × 103.5 mm
,standard wall, closed cap, limit 950 MHz frequency, diam. × L 5 mm × 178 mm,,,,, | Z693227 |  | Aldrich | Norell ® Sample Vault Series ™ NMR tubes |  | ,,,, | High Throughput NMR Tubes , Labware , NMR Tubes , NMR Tubes and Accessories , Norell , Norell Sample Vault Series NMR tubes for High Throughput NMR , Sample Vault Series |  | Norell, SVCP-Super-5-178-96PK,30 μm,0.38 mm,pkg of 96 ea,950 MHz frequency,5 mm × 178 mm | , |  |  | Norell, SVCP-Super-5-178-96PK,30 μm,0.38 mm,pkg of 96 ea,950 MHz frequency,5 mm × 178 mm
,standard wall, open cap, limit 950 MHz frequency, diam. × L 5 mm × 178 mm,,,,, | Z693235 |  | Aldrich | Norell ® Sample Vault Series ™ NMR tubes |  | ,,,, | High Throughput NMR Tubes , Labware , NMR Tubes , NMR Tubes and Accessories , Norell , Norell Sample Vault Series NMR tubes for High Throughput NMR , Sample Vault Series |  | Norell, SVOP-Super-5-178-96PK,30 μm,0.38 mm,pkg of 96 ea,950 MHz frequency,5 mm × 178 mm | , |  |  | Norell, SVOP-Super-5-178-96PK,30 μm,0.38 mm,pkg of 96 ea,950 MHz frequency,5 mm × 178 mm
,standard wall, closed cap, limit 950 MHz frequency, diam. × L 3 mm × 103.5 mm,,,,, | Z693243 |  | Aldrich | Norell ® Sample Vault Series ™ NMR tubes |  | ,,,, | High Throughput NMR Tubes , Labware , NMR Tubes , NMR Tubes and Accessories , Norell , Norell Sample Vault Series NMR tubes for High Throughput NMR , Sample Vault Series |  | Norell, SVCP-Super-3-103.5-96PK,30 μm,0.38 mm,pkg of 96 ea,950 MHz frequency,3 mm × 103.5 mm | , |  |  | Norell, SVCP-Super-3-103.5-96PK,30 μm,0.38 mm,pkg of 96 ea,950 MHz frequency,3 mm × 103.5 mm
,standard wall, open cap, limit 950 MHz frequency, diam. × L 3 mm × 103.5 mm,,,,, | Z693251 |  | Aldrich | Norell ® Sample Vault Series ™ NMR tubes |  | ,,,, | High Throughput NMR Tubes , Labware , NMR Tubes , NMR Tubes and Accessories , Norell , Norell Sample Vault Series NMR tubes for High Throughput NMR , Sample Vault Series |  | Norell, SVOP-Super-3-103.5-96PK,30 μm,0.38 mm,pkg of 96 ea,950 MHz frequency,3 mm × 103.5 mm | , |  |  | Norell, SVOP-Super-3-103.5-96PK,30 μm,0.38 mm,pkg of 96 ea,950 MHz frequency,3 mm × 103.5 mm
,standard wall, closed cap, limit 950 MHz frequency, diam. × L 3 mm × 178 mm,,,,, | Z693278 |  | Aldrich | Norell ® Sample Vault Series ™ NMR tubes |  | ,,,, | High Throughput NMR Tubes , Labware , NMR Tubes , NMR Tubes and Accessories , Norell , Norell Sample Vault Series NMR tubes for High Throughput NMR , Sample Vault Series |  | Norell, SVCP-Super-3-178-96PK,30 μm,0.38 mm,pkg of 96 ea,950 MHz frequency,3 mm × 178 mm | , |  |  | Norell, SVCP-Super-3-178-96PK,30 μm,0.38 mm,pkg of 96 ea,950 MHz frequency,3 mm × 178 mm
,standard wall, open cap, limit 950 MHz frequency, diam. × L 3 mm × 178 mm,,,,, | Z693286 |  | Aldrich | Norell ® Sample Vault Series ™ NMR tubes |  | ,,,, | High Throughput NMR Tubes , Labware , NMR Tubes , NMR Tubes and Accessories , Norell , Norell Sample Vault Series NMR tubes for High Throughput NMR , Sample Vault Series |  | Norell, SVOP-Super-3-178-96PK,30 μm,0.38 mm,pkg of 96 ea,950 MHz frequency,3 mm × 178 mm | , |  |  | Norell, SVOP-Super-3-178-96PK,30 μm,0.38 mm,pkg of 96 ea,950 MHz frequency,3 mm × 178 mm
,medium wall, closed cap, limit 950 MHz frequency, diam. × L 5 mm × 103.5 mm,,,,, | Z693294 |  | Aldrich | Norell ® Sample Vault Series ™ NMR tubes |  | ,,,, | High Throughput NMR Tubes , Labware , NMR Tubes , NMR Tubes and Accessories , Norell , Norell Sample Vault Series NMR tubes for High Throughput NMR , Sample Vault Series |  | Norell, SVCP-Super-5-MW-103.5-5,30 μm,0.38 mm,pkg of 5 ea,950 MHz frequency,5 mm × 103.5 mm | , |  |  | Norell, SVCP-Super-5-MW-103.5-5,30 μm,0.38 mm,pkg of 5 ea,950 MHz frequency,5 mm × 103.5 mm
,medium wall, open cap, limit 950 MHz frequency, diam. × L 5 mm × 103.5 mm,,,,, | Z693308 |  | Aldrich | Norell ® Sample Vault Series ™ NMR tubes |  | ,,,, | High Throughput NMR Tubes , Labware , NMR Tubes , NMR Tubes and Accessories , Norell , Norell Sample Vault Series NMR tubes for High Throughput NMR , Sample Vault Series |  | Norell, SVOP-Super-5-MW-103.5-5,30 μm,0.8 mm,pkg of 5 ea,950 MHz frequency,5 mm × 103.5 mm | , |  |  | Norell, SVOP-Super-5-MW-103.5-5,30 μm,0.8 mm,pkg of 5 ea,950 MHz frequency,5 mm × 103.5 mm
,heavy wall, closed cap, limit 950 MHz frequency, diam. × L 5 mm × 103.5 mm,,,,, | Z693316 |  | Aldrich | Norell ® Sample Vault Series ™ NMR tubes |  | ,,,, | High Throughput NMR Tubes , Labware , NMR Tubes , NMR Tubes and Accessories , Norell , Norell Sample Vault Series NMR tubes for High Throughput NMR , Sample Vault Series |  | Norell, SVCP-Super-5-HW-103.5-5,30 μm,0.38 mm,pkg of 5 ea,950 MHz frequency,5 mm × 103.5 mm | , |  |  | Norell, SVCP-Super-5-HW-103.5-5,30 μm,0.38 mm,pkg of 5 ea,950 MHz frequency,5 mm × 103.5 mm
,heavy wall, open cap, limit 950 MHz frequency, diam. × L 5 mm × 103.5 mm,,,,, | Z693324 |  | Aldrich | Norell ® Sample Vault Series ™ NMR tubes |  | ,,,, | High Throughput NMR Tubes , Labware , NMR Tubes , NMR Tubes and Accessories , Norell , Norell Sample Vault Series NMR tubes for High Throughput NMR , Sample Vault Series |  | Norell, SVOP-Super-5-HW-103.5-5,30 μm,1.4 mm,pkg of 5 ea,950 MHz frequency,5 mm × 103.5 mm | , |  |  | Norell, SVOP-Super-5-HW-103.5-5,30 μm,1.4 mm,pkg of 5 ea,950 MHz frequency,5 mm × 103.5 mm
,limit 100 MHz frequency, L 7 in., white cap,,,,, | NORST5007 |  | Aldrich | Norell ® Standard Series ™ 5 mm NMR tubes |  | ,,,, | High Throughput NMR Tubes , Labware , NMR Tubes , NMR Tubes and Accessories , Norell , Norell Standard Series NMR tubes for High Throughput NMR , Standard Series 5 mm NMR tubes |  | Norell,, ST5007,0.075 mm,0.77 mm,5 mm × 4.2 mm,white cap,7 in.,100 MHz frequency | , |  |  | Norell,, ST5007,0.075 mm,0.77 mm,5 mm × 4.2 mm,white cap,7 in.,100 MHz frequency
,limit 100 MHz frequency, L 8 in.,,,,, | NORST5008 |  | Aldrich | Norell ® Standard Series ™ 5 mm NMR tubes |  | ,,,, | High Throughput NMR Tubes , Labware , NMR Tubes , NMR Tubes and Accessories , Norell , Norell Standard Series NMR tubes for High Throughput NMR , Standard Series 5 mm NMR tubes |  | Norell,, ST5008,0.075 mm,0.77 mm,5 mm × 4.2 mm,8 in.,100 MHz frequency | , |  |  | Norell,, ST5008,0.075 mm,0.77 mm,5 mm × 4.2 mm,8 in.,100 MHz frequency
,limit 100 MHz frequency, L 7 in., blue cap,,,,, | Z690104 |  | Aldrich | Norell ® Standard Series ™ 5 mm NMR tubes |  | ,,,, | High Throughput NMR Tubes , Labware , NMR Tubes , NMR Tubes and Accessories , Norell , Norell Standard Series NMR tubes for High Throughput NMR , Standard Series 5 mm NMR tubes |  | Norell,0.075 mm,0.77 mm,5 mm × 4.2 mm,blue cap,7 in.,100 MHz frequency | , |  |  | Norell,0.075 mm,0.77 mm,5 mm × 4.2 mm,blue cap,7 in.,100 MHz frequency
,limit 100 MHz frequency, L 7 in., green cap,,,,, | Z690112 |  | Aldrich | Norell ® Standard Series ™ 5 mm NMR tubes |  | ,,,, | High Throughput NMR Tubes , Labware , NMR Tubes , NMR Tubes and Accessories , Norell , Norell Standard Series NMR tubes for High Throughput NMR , Standard Series 5 mm NMR tubes |  | Norell,0.075 mm,0.77 mm,5 mm × 4.2 mm,green cap,7 in.,100 MHz frequency | , |  |  | Norell,0.075 mm,0.77 mm,5 mm × 4.2 mm,green cap,7 in.,100 MHz frequency
,limit 100 MHz frequency, L 7 in., yellow cap,,,,, | Z690120 |  | Aldrich | Norell ® Standard Series ™ 5 mm NMR tubes |  | ,,,, | High Throughput NMR Tubes , Labware , NMR Tubes , NMR Tubes and Accessories , Norell , Norell Standard Series NMR tubes for High Throughput NMR , Standard Series 5 mm NMR tubes |  | Norell,0.075 mm,0.77 mm,5 mm × 4.2 mm,yellow cap,7 in.,100 MHz frequency | , |  |  | Norell,0.075 mm,0.77 mm,5 mm × 4.2 mm,yellow cap,7 in.,100 MHz frequency
,limit 100 MHz frequency, L 7 in., orange cap,,,,, | Z690139 |  | Aldrich | Norell ® Standard Series ™ 5 mm NMR tubes |  | ,,,, | High Throughput NMR Tubes , Labware , NMR Tubes , NMR Tubes and Accessories , Norell , Norell Standard Series NMR tubes for High Throughput NMR , Standard Series 5 mm NMR tubes |  | Norell,0.075 mm,0.77 mm,5 mm × 4.2 mm,orange cap,7 in.,100 MHz frequency | , |  |  | Norell,0.075 mm,0.77 mm,5 mm × 4.2 mm,orange cap,7 in.,100 MHz frequency
,limit 100 MHz frequency, L 7 in., black cap,,,,, | Z690147 |  | Aldrich | Norell ® Standard Series ™ 5 mm NMR tubes |  | ,,,, | High Throughput NMR Tubes , Labware , NMR Tubes , NMR Tubes and Accessories , Norell , Norell Standard Series NMR tubes for High Throughput NMR , Standard Series 5 mm NMR tubes |  | Norell,0.075 mm,0.77 mm,5 mm × 4.2 mm,black cap,7 in.,100 MHz frequency | , |  |  | Norell,0.075 mm,0.77 mm,5 mm × 4.2 mm,black cap,7 in.,100 MHz frequency
,limit 100 MHz frequency, L 7 in., purple cap,,,,, | Z690155 |  | Aldrich | Norell ® Standard Series ™ 5 mm NMR tubes |  | ,,,, | High Throughput NMR Tubes , Labware , NMR Tubes , NMR Tubes and Accessories , Norell , Norell Standard Series NMR tubes for High Throughput NMR , Standard Series 5 mm NMR tubes |  | Norell,0.075 mm,0.77 mm,5 mm × 4.2 mm,purple cap,7 in.,100 MHz frequency | , |  |  | Norell,0.075 mm,0.77 mm,5 mm × 4.2 mm,purple cap,7 in.,100 MHz frequency
,limit 100 MHz frequency, L 7 in., red cap,,,,, | Z692123 |  | Aldrich | Norell ® Standard Series ™ 5 mm NMR tubes |  | ,,,, | High Throughput NMR Tubes , Labware , NMR Tubes , NMR Tubes and Accessories , Norell , Norell Standard Series NMR tubes for High Throughput NMR , Standard Series 5 mm NMR tubes |  | Norell,0.075 mm,0.77 mm,5 mm × 4.2 mm,red cap,7 in.,100 MHz frequency | , |  |  | Norell,0.075 mm,0.77 mm,5 mm × 4.2 mm,red cap,7 in.,100 MHz frequency
,limit 100 MHz frequency, L 7 in., pink cap,,,,, | Z692484 |  | Aldrich | Norell ® Standard Series ™ 5 mm NMR tubes |  | ,,,, | High Throughput NMR Tubes , Labware , NMR Tubes , NMR Tubes and Accessories , Norell , Norell Standard Series NMR tubes for High Throughput NMR , Standard Series 5 mm NMR tubes |  | Norell,0.075 mm,0.77 mm,5 mm × 4.2 mm,pink cap,7 in.,100 MHz frequency | , |  |  | Norell,0.075 mm,0.77 mm,5 mm × 4.2 mm,pink cap,7 in.,100 MHz frequency
,L 103.5 mm, O.D. 5.0 mm, cap,,,,, | WIMWG10004SJ |  | Aldrich | Bruker ® SampleJet NMR tubes |  | ,,,, | High Throughput NMR Tubes , Labware , NMR Tubes and Accessories , Wilmad NMR tubes, Economy Grade for High Throughput NMR |  | Wilmad, WG-1000-4-SJ,60 μm,5.0 mm,103.5 mm,cap,pack of 100 ea,600 MHz frequency,0.43 mm | , |  |  | Wilmad, WG-1000-4-SJ,60 μm,5.0 mm,103.5 mm,cap,pack of 100 ea,600 MHz frequency,0.43 mm
,L 178 mm, cap, O.D. 5.0 mm,,,,, | WIMWG10007SJ |  | Aldrich | Bruker ® SampleJet NMR tubes |  | ,,,, | High Throughput NMR Tubes , Labware , NMR Tubes and Accessories , Wilmad NMR tubes, Economy Grade for High Throughput NMR |  | Wilmad, WG-1000-7-SJ,60 μm,5.0 mm,178 mm,cap,pack of 100 ea,600 MHz frequency,0.43 mm | , |  |  | Wilmad, WG-1000-7-SJ,60 μm,5.0 mm,178 mm,cap,pack of 100 ea,600 MHz frequency,0.43 mm
,L 103.5 mm, cap, O.D. 3.0 mm,,,,, | WIMWG30004SJ |  | Aldrich | Bruker ® SampleJet NMR tubes |  | ,,,, | High Throughput NMR Tubes , Labware , NMR Tubes and Accessories , Wilmad NMR tubes, Economy Grade for High Throughput NMR |  | Wilmad, WG-3000-4-SJ,60 μm,3.0 mm,103.5 mm,cap,pack of 100 ea,600 MHz frequency,0.43 mm | , |  |  | Wilmad, WG-3000-4-SJ,60 μm,3.0 mm,103.5 mm,cap,pack of 100 ea,600 MHz frequency,0.43 mm
,L 178 mm, cap, O.D. 3.0 mm,,,,, | WIMWG30007SJ |  | Aldrich | Bruker ® SampleJet NMR tubes |  | ,,,, | High Throughput NMR Tubes , Labware , NMR Tubes and Accessories , Wilmad NMR tubes, Economy Grade for High Throughput NMR |  | Wilmad, WG-3000-7-SJ,60 μm,3.0 mm,178 mm,cap,pack of 100 ea,600 MHz frequency,0.43 mm | , |  |  | Wilmad, WG-3000-7-SJ,60 μm,3.0 mm,178 mm,cap,pack of 100 ea,600 MHz frequency,0.43 mm
Wilmad ® NMR tubes 5 mm diam., economy,limit 100 MHz frequency, L 7 in.,,,,, | Z565229 |  | Aldrich | WILMAD ® NMR Tubes - Economy | 32129209 | ,,,, | High Throughput NMR Tubes , Labware , NMR Tubes , NMR Tubes and Accessories , NMR tubes, economy , Wilmad , Wilmad NMR tubes, Economy Grade for High Throughput NMR |  | Wilmad, WG-1000-7,102 μm,0.43 mm,102 μm,borosilicate glass (ASTM Type 1 Class B),7 in.,100 MHz frequency,5 mm | , |  |  | Wilmad, WG-1000-7,102 μm,0.43 mm,102 μm,borosilicate glass (ASTM Type 1 Class B),7 in.,100 MHz frequency,5 mm
Wilmad ® NMR tubes 5 mm diam., economy,limit 100 MHz frequency, L 8 in.,,,,, | Z723185 |  | Aldrich | WILMAD ® NMR Tubes - Economy |  | ,,,, | High Throughput NMR Tubes , Labware , NMR Tubes , NMR Tubes and Accessories , NMR tubes, economy , Wilmad , Wilmad NMR tubes, Economy Grade for High Throughput NMR |  | Wilmad, WG-1000-8,102 μm,0.43 mm,102 μm,borosilicate glass (ASTM Type 1 Class B),8 in.,100 MHz frequency,5 mm | , |  |  | Wilmad, WG-1000-8,102 μm,0.43 mm,102 μm,borosilicate glass (ASTM Type 1 Class B),8 in.,100 MHz frequency,5 mm
,cap: No, high throughput, L 7 in.,,,,, | WIMWG40007 |  | Aldrich | Wilmad ® NMR tubes 10 mm diam., economy |  | ,,,, | High Throughput NMR Tubes , Labware , NMR Tubes and Accessories , Wilmad NMR tubes, Economy Grade for High Throughput NMR |  | Wilmad, WG-4000-7,60 μm,9.994 mm,7 in.,cap: No high throughput,pack of 100 ea,10 mm,0.60 mm | , |  |  | Wilmad, WG-4000-7,60 μm,9.994 mm,7 in.,cap: No high throughput,pack of 100 ea,10 mm,0.60 mm
,L 103.5 mm, cap: No,,,,, | WIMWG10004 |  | Aldrich | Wilmad ® NMR tubes 5 mm diam., high throughput |  | ,,,, | High Throughput NMR Tubes , Labware , NMR Tubes and Accessories , Wilmad NMR tubes, Economy Grade for High Throughput NMR |  | Wilmad, WG-1000-4,5.0 mm,103.5 mm,cap: No,pack of 100 ea,5 mm,0.43 mm | , |  |  | Wilmad, WG-1000-4,5.0 mm,103.5 mm,cap: No,pack of 100 ea,5 mm,0.43 mm
,L 7 in., cap,,,,, | WIMWG3000750 |  | Aldrich | Wilmad ® NMR tubes 3 mm diam., Type 1 Class A, high throughput |  | ,,,, | High Throughput NMR Tubes , Labware , NMR Tubes and Accessories , Wilmad NMR tubes, Economy Grade for High Throughput NMR |  | Wilmad, WG-3000-7-50,2.99 mm (±0.03 mm),7 in.,cap,pack of 50 ea,3 mm,0.27 mm | , |  |  | Wilmad, WG-3000-7-50,2.99 mm (±0.03 mm),7 in.,cap,pack of 50 ea,3 mm,0.27 mm
,L 8 in., cap,,,,, | WIMWG3000850 |  | Aldrich | Wilmad ® NMR tubes 3 mm diam., Type 1 Class A, high throughput |  | ,,,, | High Throughput NMR Tubes , Labware , NMR Tubes and Accessories , Wilmad NMR tubes, Economy Grade for High Throughput NMR |  | Wilmad, WG-3000-8-50,2.99 mm (±0.03 mm),8 in.,cap,pack of 50 ea,3 mm,0.27 mm | , |  |  | Wilmad, WG-3000-8-50,2.99 mm (±0.03 mm),8 in.,cap,pack of 50 ea,3 mm,0.27 mm
,red,,,,, | Z286095 |  | Aldrich | Aldrich ® pocket NMR tube carrier |  | ,,,, | A , Accessories for NMR tubes , Aldrich ColorSpec NMR Tubes, Accessories & Solvents , Alphabetical Listings , Labware , NMR Tube Accessories , NMR Tubes , NMR Tubes and Accessories , Spectroscopy Supplies , Stable Isotopes |  | red | , |  |  | red
,white,,,,, | Z286052 |  | Aldrich | Aldrich ® pocket NMR tube carrier |  | ,,,, | A , Accessories for NMR tubes , Aldrich ColorSpec NMR Tubes, Accessories & Solvents , Alphabetical Listings , Labware , NMR Tube Accessories , NMR Tubes , NMR Tubes and Accessories , Spectroscopy Supplies , Stable Isotopes |  | white | , |  |  | white
,blue,,,,, | Z286109 |  | Aldrich | Aldrich ® pocket NMR tube carrier |  | ,,,, | A , Accessories for NMR tubes , Aldrich ColorSpec NMR Tubes, Accessories & Solvents , Alphabetical Listings , Labware , NMR Tube Accessories , NMR Tubes , NMR Tubes and Accessories , Spectroscopy Supplies , Stable Isotopes |  | blue | , |  |  | blue
,assorted colors, pkg of 3 ea,,,,, | Z286192 |  | Aldrich | Aldrich ® pocket NMR tube carrier |  | ,,,, | A , Accessories for NMR tubes , Aldrich ColorSpec NMR Tubes, Accessories & Solvents , Alphabetical Listings , Labware , NMR Tube Accessories , NMR Tubes , NMR Tubes and Accessories , Spectroscopy Supplies , Stable Isotopes |  | pkg of 3 ea,assorted colors | , |  |  | pkg of 3 ea,assorted colors
,tip L 9 in.,,,,, | Z255688 |  | Aldrich | NMR pipette |  | ,,,, | Accessories for NMR tubes , Aldrich ColorSpec NMR Tubes, Accessories & Solvents , Labware , Liquid Handling Equipment , NMR Tube Accessories , NMR Tubes , NMR Tubes and Accessories , Pasteur Pipettes , Pipettes , Pipettes, Pipettors and Tips , Spectroscopy Supplies |  | pkg of 100 ea,~3 mm,9 in. | , |  |  | pkg of 100 ea,~3 mm,9 in.
,for tubes, 5 mm x 7 or 8 in.,,,,, | Z567078 |  | Aldrich | NMR tube carrier |  | ,,,, | Accessories for NMR tubes , Aldrich ColorSpec NMR Tubes, Accessories & Solvents , Labware , NMR Tube Accessories , NMR Tubes , NMR Tubes and Accessories , Spectroscopy Supplies |  | for tubes 5 mm x 7 or 8 in. | , |  |  | for tubes 5 mm x 7 or 8 in.
,L × W 38 mm × 8.7 mm, limit −40-150 °F temperature, pkg of 25 ea,,,,, | Z220574 |  | Aldrich | NMR tube labels |  | ,,,, | Accessories for NMR tubes , Aldrich ColorSpec NMR Tubes, Accessories & Solvents , Alphabetical Listings , Labware , N-O , NMR Tube Accessories , NMR Tubes , NMR Tubes and Accessories , Spectroscopy Supplies , Stable Isotopes |  | pkg of 25 ea,−40-150 °F temperature,38 mm × 8.7 mm | , |  |  | pkg of 25 ea,−40-150 °F temperature,38 mm × 8.7 mm
,capacity 1 mL,,,,, | Z111589 |  | Aldrich | Pasteur pipette rubber bulbs | 32079210 | ,,,, | Accessories for NMR tubes , Aldrich ColorSpec NMR Tubes, Accessories & Solvents , Labware , Liquid Handling Equipment , NMR Tube Accessories , NMR Tubes , NMR Tubes and Accessories , Pipette Bulbs and Fillers , Spectroscopy Supplies |  | 1 mL | , |  |  | 1 mL
,holds seventy-two 5 mm tubes,,,,, | Z118257 |  | Aldrich | Polypropylene NMR tube rack |  | ,,,, | Accessories for NMR tubes , Aldrich ColorSpec NMR Tubes, Accessories & Solvents , Alphabetical Listings , Bel-Art , Bel-Art Spectroscopy , Labware , Manufacturer Browser , NMR Tube Accessories , NMR Tubes , NMR Tubes and Accessories , P , Spectroscopy Supplies , Stable Isotopes |  | Bel-Art, 18854-0005 | , |  |  | Bel-Art, 18854-0005
,holds seventy-two 3 mm tubes,,,,, | Z692131 |  | Aldrich | Polypropylene NMR tube rack |  | ,,,, | Accessories for NMR tubes , Aldrich ColorSpec NMR Tubes, Accessories & Solvents , Alphabetical Listings , Bel-Art , Bel-Art Spectroscopy , Labware , Manufacturer Browser , NMR Tube Accessories , NMR Tubes , NMR Tubes and Accessories , P , Spectroscopy Supplies , Stable Isotopes |  | Bel-Art, 18854-0003 | , |  |  | Bel-Art, 18854-0003
,no. of holes, 20,,,,, | Z514322 |  | Aldrich | Stainless steel NMR tube rack |  | ,,,, | Accessories for NMR tubes , Aldrich ColorSpec NMR Tubes, Accessories & Solvents , Alphabetical Listings , Labware , NMR Tube Accessories , NMR Tubes , NMR Tubes and Accessories , Q-S , Spectroscopy Supplies , Stable Isotopes |  | no. of holes 20 | , |  |  | no. of holes 20
,single position, Joint: ST/NS 24/40,,,,, | Z421561 |  | Aldrich | Aldrich ® dual-action NMR tube cleaner |  | ,,,, | A , Aldrich , Aldrich ColorSpec NMR Tubes, Accessories & Solvents , Aldrich Spectroscopy , Alphabetical Listings , Dual-action NMR tube cleaner , Labware , Manufacturer Browser , NMR Accessories , NMR Tube Cleaners , NMR Tubes and Accessories , NMR tube cleaners , Spectroscopy Supplies , Stable Isotopes , Tube Cleaners |  | Joint: ST/NS24/40 | , |  |  | Joint: ST/NS24/40
,single position, Joint: ST/NS 29/32,,,,, | Z421588 |  | Aldrich | Aldrich ® dual-action NMR tube cleaner |  | ,,,, | A , Aldrich , Aldrich ColorSpec NMR Tubes, Accessories & Solvents , Aldrich Spectroscopy , Alphabetical Listings , Dual-action NMR tube cleaner , Labware , Manufacturer Browser , NMR Accessories , NMR Tube Cleaners , NMR Tubes and Accessories , NMR tube cleaners , Spectroscopy Supplies , Stable Isotopes , Tube Cleaners |  | Joint: ST/NS29/32 | , |  |  | Joint: ST/NS29/32
,three position, Joint: ST/NS 24/40,,,,, | Z414174 |  | Aldrich | Aldrich ® dual-action NMR tube cleaner |  | ,,,, | A , Aldrich , Aldrich ColorSpec NMR Tubes, Accessories & Solvents , Aldrich Spectroscopy , Alphabetical Listings , Dual-action NMR tube cleaner , Labware , Manufacturer Browser , NMR Accessories , NMR Tube Cleaners , NMR Tubes and Accessories , NMR tube cleaners , Spectroscopy Supplies , Stable Isotopes , Tube Cleaners |  | Joint: ST/NS24/40 | , |  |  | Joint: ST/NS24/40
,three position, Joint: ST/NS 29/32,,,,, | Z421596 |  | Aldrich | Aldrich ® dual-action NMR tube cleaner |  | ,,,, | A , Aldrich , Aldrich ColorSpec NMR Tubes, Accessories & Solvents , Aldrich Spectroscopy , Alphabetical Listings , Dual-action NMR tube cleaner , Labware , Manufacturer Browser , NMR Accessories , NMR Tube Cleaners , NMR Tubes and Accessories , NMR tube cleaners , Spectroscopy Supplies , Stable Isotopes , Tube Cleaners |  | Joint: ST/NS29/32 | , |  |  | Joint: ST/NS29/32
,Model A, Joint: tooled end, for tubes, 5 mm,,,,, | Z282383 |  | Aldrich | Aldrich ® NMR-tube cleaner |  | ,,,, | A , Aldrich , Aldrich ColorSpec NMR Tubes, Accessories & Solvents , Aldrich Spectroscopy , Alphabetical Listings , Labware , Manufacturer Browser , NMR Accessories , NMR Tube Cleaners , NMR Tubes and Accessories , NMR tube cleaners , NMR-tube cleaner , Spectroscopy Supplies , Stable Isotopes , Tube Cleaners |  | Joint: tooled end,for tubes 5 mm | , |  |  | Joint: tooled end,for tubes 5 mm
,Model B, Joint: ST/NS 24/40, for tubes, 5 mm,,,,, | Z174793 |  | Aldrich | Aldrich ® NMR-tube cleaner |  | ,,,, | A , Aldrich , Aldrich ColorSpec NMR Tubes, Accessories & Solvents , Aldrich Spectroscopy , Alphabetical Listings , Labware , Manufacturer Browser , NMR Accessories , NMR Tube Cleaners , NMR Tubes and Accessories , NMR tube cleaners , NMR-tube cleaner , Spectroscopy Supplies , Stable Isotopes , Tube Cleaners |  | Joint: ST/NS24/40,for tubes 5 mm | , |  |  | Joint: ST/NS24/40,for tubes 5 mm
,Model C, Joint: ST/NS 24/40, for tubes, 5 mm,,,,, | Z282391 |  | Aldrich | Aldrich ® NMR-tube cleaner |  | ,,,, | A , Aldrich , Aldrich ColorSpec NMR Tubes, Accessories & Solvents , Aldrich Spectroscopy , Alphabetical Listings , Labware , Manufacturer Browser , NMR Accessories , NMR Tube Cleaners , NMR Tubes and Accessories , NMR tube cleaners , NMR-tube cleaner , Spectroscopy Supplies , Stable Isotopes , Tube Cleaners |  | Joint: ST/NS24/40,for tubes 5 mm | , |  |  | Joint: ST/NS24/40,for tubes 5 mm
,Model C, Joint: ST/NS 24/40, for tubes, 10 mm,,,,, | Z127418 |  | Aldrich | Aldrich ® NMR-tube cleaner |  | ,,,, | A , Aldrich , Aldrich ColorSpec NMR Tubes, Accessories & Solvents , Aldrich Spectroscopy , Alphabetical Listings , Labware , Manufacturer Browser , NMR Accessories , NMR Tube Cleaners , NMR Tubes and Accessories , NMR tube cleaners , NMR-tube cleaner , Spectroscopy Supplies , Stable Isotopes , Tube Cleaners |  | Joint: ST/NS24/40,for tubes 10 mm | , |  |  | Joint: ST/NS24/40,for tubes 10 mm
,Model C, Joint: ST/NS 29/32, for tubes, 5 mm,,,,, | Z421553 |  | Aldrich | Aldrich ® NMR-tube cleaner |  | ,,,, | A , Aldrich , Aldrich ColorSpec NMR Tubes, Accessories & Solvents , Aldrich Spectroscopy , Alphabetical Listings , Labware , Manufacturer Browser , NMR Accessories , NMR Tube Cleaners , NMR Tubes and Accessories , NMR tube cleaners , NMR-tube cleaner , Spectroscopy Supplies , Stable Isotopes , Tube Cleaners |  | Joint: ST/NS29/32,for tubes 5 mm | , |  |  | Joint: ST/NS29/32,for tubes 5 mm
,Model D, Joint: ST/NS 24/40, for tubes, 5 mm,,,,, | Z239216 |  | Aldrich | Aldrich ® NMR-tube cleaner |  | ,,,, | A , Aldrich , Aldrich ColorSpec NMR Tubes, Accessories & Solvents , Aldrich Spectroscopy , Alphabetical Listings , Labware , Manufacturer Browser , NMR Accessories , NMR Tube Cleaners , NMR Tubes and Accessories , NMR tube cleaners , NMR-tube cleaner , Spectroscopy Supplies , Stable Isotopes , Tube Cleaners |  | Joint: ST/NS24/40,for tubes 5 mm | , |  |  | Joint: ST/NS24/40,for tubes 5 mm
,Model D, Joint: ST/NS 29/32, for tubes, 5 mm,,,,, | Z239224 |  | Aldrich | Aldrich ® NMR-tube cleaner |  | ,,,, | A , Aldrich , Aldrich ColorSpec NMR Tubes, Accessories & Solvents , Aldrich Spectroscopy , Alphabetical Listings , Labware , Manufacturer Browser , NMR Accessories , NMR Tube Cleaners , NMR Tubes and Accessories , NMR tube cleaners , NMR-tube cleaner , Spectroscopy Supplies , Stable Isotopes , Tube Cleaners |  | Joint: ST/NS29/32,for tubes 5 mm | , |  |  | Joint: ST/NS29/32,for tubes 5 mm
,Model E, Joint: ST/NS 24/40, for tubes, 5 mm,,,,, | Z220078 |  | Aldrich | Aldrich ® NMR-tube cleaner |  | ,,,, | A , Aldrich , Aldrich ColorSpec NMR Tubes, Accessories & Solvents , Aldrich Spectroscopy , Alphabetical Listings , Labware , Manufacturer Browser , NMR Accessories , NMR Tube Cleaners , NMR Tubes and Accessories , NMR tube cleaners , NMR-tube cleaner , Spectroscopy Supplies , Stable Isotopes , Tube Cleaners |  | Joint: ST/NS24/40,for tubes 5 mm | , |  |  | Joint: ST/NS24/40,for tubes 5 mm
,Suprasil ® quartz, limit 200-2500 nm spectral range, pathlength 10x10 mm, chamber volume 3300 μL,,,,, | Z804983 |  | Fluka | Hellma ® fluorescence cuvettes, Flow-through cells |  | ,,,, | Cuvettes , Fluorescence Cells , Hellma , Hellma Flow-Through Cells , Labware , Manufacturer Browser , Spectroscopy , UV/Visible (UV/VIS) Spectroscopy , 分析/色谱 , 分析试剂 |  | 4 polished windows,Suprasil ® quartz,200-2500 nm spectral range,3300 μL,10x10 mm,45 mm × 12.5 mm × 12.5 mm | , |  |  | 4 polished windows,Suprasil ® quartz,200-2500 nm spectral range,3300 μL,10x10 mm,45 mm × 12.5 mm × 12.5 mm
,Suprasil ® quartz, limit 200-2500 nm spectral range, pathlength 10x2.5 mm, chamber volume 275 μL,,,,, | Z805092 |  | Fluka | Hellma ® fluorescence cuvettes, Flow-through cells |  | ,,,, | Cuvettes , Fluorescence Cells , Hellma , Hellma Flow-Through Cells , Labware , Manufacturer Browser , Spectroscopy , UV/Visible (UV/VIS) Spectroscopy , 分析/色谱 , 分析试剂 |  | (176.754-QS),4 polished windows,Suprasil ® quartz,200-2500 nm spectral range,275 μL,10x2.5 mm,35 mm × 12.5 mm × 12.5 mm | , |  |  | (176.754-QS),4 polished windows,Suprasil ® quartz,200-2500 nm spectral range,275 μL,10x2.5 mm,35 mm × 12.5 mm × 12.5 mm
,Suprasil ® quartz, limit 200-2500 nm spectral range, pathlength 0.5 ± 0.010 mm, chamber volume 130 μL,,,,, | Z800058 |  | Fluka | Hellma ® cuvettes, demountable cells |  | ,,,, | Cuvettes , Cuvettes for Special Application , Hellma , Hellma Cuvettes, Demountable Cells , Labware , Manufacturer Browser , Spectroscopy , UV/Visible (UV/VIS) Spectroscopy , 分析/色谱 , 分析试剂 |  | (106-QS),Suprasil ® quartz,200-2500 nm spectral range,130 μL,0.5 ± 0.010 mm,45 mm × 12.5 mm | , |  |  | (106-QS),Suprasil ® quartz,200-2500 nm spectral range,130 μL,0.5 ± 0.010 mm,45 mm × 12.5 mm
,Suprasil ® quartz, limit 200-2500 nm spectral range, pathlength 0.1 ± 0.005 mm, chamber volume 26 μL,,,,, | Z805963 |  | Fluka | Hellma ® cuvettes, demountable cells |  | ,,,, | Cuvettes , Cuvettes for Special Application , Hellma , Hellma Cuvettes, Demountable Cells , Labware , Manufacturer Browser , Spectroscopy , UV/Visible (UV/VIS) Spectroscopy , 分析/色谱 , 分析试剂 |  | (106-QS),Suprasil ® quartz,200-2500 nm spectral range,26 μL,0.1 ± 0.005 mm,45 mm × 12.5 mm | , |  |  | (106-QS),Suprasil ® quartz,200-2500 nm spectral range,26 μL,0.1 ± 0.005 mm,45 mm × 12.5 mm
,optical glass, limit 360-2500 nm spectral range, chamber volume 12000 μL,,,,, | Z800384 |  | Fluka | Hellma ® cuvettes for reflection measurements |  | ,,,, | Cuvettes , Cuvettes for Special Application , Hellma , Hellma Cuvettes for Reflection Measurements , Labware , Manufacturer Browser , Spectroscopy , UV/Visible (UV/VIS) Spectroscopy , 分析/色谱 , 分析试剂 |  | (692.091-OG),25 mm × 34 mm,optical glass,360-2500 nm spectral range,12000 μL | , |  |  | (692.091-OG),25 mm × 34 mm,optical glass,360-2500 nm spectral range,12000 μL
,(Borofloat), limit 330-2500 nm spectral range, chamber volume 73000 μL,,,,, | Z800600 |  | Fluka | Hellma ® cuvettes for reflection measurements |  | ,,,, | Cuvettes , Cuvettes for Special Application , Hellma , Hellma Cuvettes for Reflection Measurements , Labware , Manufacturer Browser , Spectroscopy , UV/Visible (UV/VIS) Spectroscopy , 分析/色谱 , 分析试剂 |  | (692.104-BF),40.5 mm × 60 mm,(Borofloat),330-2500 nm spectral range,73000 μL | , |  |  | (692.104-BF),40.5 mm × 60 mm,(Borofloat),330-2500 nm spectral range,73000 μL
,1701CTC, for use with CTC 10μL syringe,,,,, | 28641-U |  | Sigma-Aldrich | Hamilton ® plunger assemblies for CTC syringes |  | ,,,for use with CTC 10μL syringe, | CTC/Leap Technologies Autosamplers , GC Autosampler Syringes , Replacement Plungers for CTC/Leap Autosamplers , Syringes , 分析/色谱 |  | pkg of 10 ea,Hamilton ® , 203239,10 μL | , |  |  | pkg of 10 ea,Hamilton ® , 203239,for use with CTC 10μL syringe,10 μL
,(Borofloat), limit 330-2500 nm spectral range, chamber volume 32000 μL,,,,, | Z800481 |  | Fluka | Hellma ® cuvettes for reflection measurements |  | ,,,, | Cuvettes , Cuvettes for Special Application , Hellma , Hellma Cuvettes for Reflection Measurements , Labware , Manufacturer Browser , Spectroscopy , UV/Visible (UV/VIS) Spectroscopy , 分析/色谱 , 分析试剂 |  | (692.103-BF),30 mm × 50 mm,(Borofloat),330-2500 nm spectral range,32000 μL | , |  |  | (692.103-BF),30 mm × 50 mm,(Borofloat),330-2500 nm spectral range,32000 μL
,optical glass, limit 360-2500 nm spectral range, pathlength 30 ± 0.2 mm, chamber volume 22500 μL,,,,, | Z805866 |  | Fluka | Hellma ® cuvettes for special application, Large cells |  | ,,,, | Cuvettes , Cuvettes for Special Application , Hellma , Hellma Cuvettes for Special Application, Large Cells , Labware , Manufacturer Browser , Spectroscopy , UV/Visible (UV/VIS) Spectroscopy , 分析/色谱 , 分析试剂 |  | (704.001-OG),optical glass,360-2500 nm spectral range,22500 μL,30 ± 0.2 mm,32.5 mm × 35 mm × 35 mm | , |  |  | (704.001-OG),optical glass,360-2500 nm spectral range,22500 μL,30 ± 0.2 mm,32.5 mm × 35 mm × 35 mm
,optical glass, limit 360-2500 nm spectral range, pathlength 10 ± 0.2 mm, chamber volume 20000 μL,,,,, | Z805319 |  | Fluka | Hellma ® cuvettes for special application, Large cells |  | ,,,, | Cuvettes , Cuvettes for Special Application , Hellma , Hellma Cuvettes for Special Application, Large Cells , Labware , Manufacturer Browser , Spectroscopy , UV/Visible (UV/VIS) Spectroscopy , 分析/色谱 , 分析试剂 |  | (700.000-OG),optical glass,360-2500 nm spectral range,20000 μL,10 ± 0.2 mm,53 mm × 55 mm × 15 mm | , |  |  | (700.000-OG),optical glass,360-2500 nm spectral range,20000 μL,10 ± 0.2 mm,53 mm × 55 mm × 15 mm
,optical glass, limit 360-2500 nm spectral range, pathlength 50 ± 0.5 mm, chamber volume 88000 μL,,,,, | Z805750 |  | Fluka | Hellma ® cuvettes for special application, Large cells |  | ,,,, | Cuvettes , Cuvettes for Special Application , Hellma , Hellma Cuvettes for Special Application, Large Cells , Labware , Manufacturer Browser , Spectroscopy , UV/Visible (UV/VIS) Spectroscopy , 分析/色谱 , 分析试剂 |  | (704.003-OG),optical glass,360-2500 nm spectral range,88000 μL,50 ± 0.5 mm,52.5 mm × 55 mm × 55 mm | , |  |  | (704.003-OG),optical glass,360-2500 nm spectral range,88000 μL,50 ± 0.5 mm,52.5 mm × 55 mm × 55 mm
,optical glass, limit 360-2500 nm spectral range, pathlength 20 ± 0.2 mm, chamber volume 56000 μL,,,,, | Z805521 |  | Fluka | Hellma ® cuvettes for special application, Large cells |  | ,,,, | Cuvettes , Cuvettes for Special Application , Hellma , Hellma Cuvettes for Special Application, Large Cells , Labware , Manufacturer Browser , Spectroscopy , UV/Visible (UV/VIS) Spectroscopy , 分析/色谱 , 分析试剂 |  | (700.010-OG),optical glass,360-2500 nm spectral range,56000 μL,20 ± 0.2 mm,82 mm × 44.4 mm × 24.4 mm | , |  |  | (700.010-OG),optical glass,360-2500 nm spectral range,56000 μL,20 ± 0.2 mm,82 mm × 44.4 mm × 24.4 mm
,optical glass, limit 360-2500 nm spectral range, pathlength 20 ± 0.2 mm, chamber volume 40000 μL,,,,, | Z805424 |  | Fluka | Hellma ® cuvettes for special application, Large cells |  | ,,,, | Cuvettes , Cuvettes for Special Application , Hellma , Hellma Cuvettes for Special Application, Large Cells , Labware , Manufacturer Browser , Spectroscopy , UV/Visible (UV/VIS) Spectroscopy , 分析/色谱 , 分析试剂 |  | (700.000-OG),optical glass,360-2500 nm spectral range,40000 μL,20 ± 0.2 mm,53 mm × 55 mm × 25 mm | , |  |  | (700.000-OG),optical glass,360-2500 nm spectral range,40000 μL,20 ± 0.2 mm,53 mm × 55 mm × 25 mm
,optical glass, limit 360-2500 nm spectral range, pathlength 18 ± 0.2 mm, chamber volume 10000 μL,,,,, | Z805637 |  | Fluka | Hellma ® cuvettes for special application, Large cells |  | ,,,, | Cuvettes , Cuvettes for Special Application , Hellma , Hellma Cuvettes for Special Application, Large Cells , Labware , Manufacturer Browser , Spectroscopy , UV/Visible (UV/VIS) Spectroscopy , 分析/色谱 , 分析试剂 |  | (700.016-OG),optical glass,360-2500 nm spectral range,10000 μL,18 ± 0.2 mm,38 mm × 22 mm × 22 mm | , |  |  | (700.016-OG),optical glass,360-2500 nm spectral range,10000 μL,18 ± 0.2 mm,38 mm × 22 mm × 22 mm
Hamilton ® 7701.2 syringe,7701.2, volume 1.2 μL, needle size 26s ga (cone tip), needle L 51 mm (2 in.),,,,, | 28617-U |  | Sigma-Aldrich | Hamilton ® 7701.2 注射器 |  | ,,,for use with CTC A200S PAL Instruments (cemented needle), | 1.2 μL , CTC/Leap Technologies Autosamplers , GC Autosampler Syringes , GC Sampling Syringes, CTC Combi PAL and GC PAL Instruments , Syringes , 分析/色谱 |  | Hamilton, 203185,stainless steel cone tip (point style 1),51 mm (2 in.),Modified Microliter¿ Syringe,pkg of 1 ea,1.2 μL,26s ga (cone tip) | , |  |  | Hamilton, 203185,stainless steel cone tip (point style 1),51 mm (2 in.),Modified Microliter¿ Syringe,pkg of 1 ea,1.2 μL,26s ga (cone tip),for use with CTC A200S PAL Instruments (cemented needle)
Hamilton ® 75N syringe,75N, volume 5 μL, needle size 26s ga (cone tip), needle L 51 mm (2 in.),,,,, | 28613-U |  | Sigma-Aldrich | Hamilton ® 75N 注射器 |  | ,,,for use with CTC A200S PAL Instruments (cemented needle), | 5 μL , CTC/Leap Technologies Autosamplers , GC Autosampler Syringes , GC Sampling Syringes, CTC Combi PAL and GC PAL Instruments , Syringes , 分析/色谱 |  | Hamilton, 203189,5uL,stainless steel cone tip (point style 1),51 mm (2 in.),Microliter ™ Syringe, Fixed Needle,pkg of 1 ea,5 μL,26s ga (cone tip) | , |  |  | Hamilton, 203189,5uL,stainless steel cone tip (point style 1),51 mm (2 in.),Microliter ™ Syringe, Fixed Needle,pkg of 1 ea,5 μL,26s ga (cone tip),for use with CTC A200S PAL Instruments (cemented needle)
Hamilton ® 701N syringe,701N (Slimline), volume 10 μL, needle size 26s ga (bevel tip), needle L 51 mm (2 in.),,,,, | 28614-U |  | Sigma-Aldrich | Hamilton ® 701N 注射器 |  | ,,,for use with CTC A200S PAL Instruments (cemented needle), | 10 μL , CTC/Leap Technologies Autosamplers , GC Autosampler Syringes , GC Sampling Syringes, CTC Combi PAL and GC PAL Instruments , Syringes , 分析/色谱 |  | Hamilton, 203072,stainless steel bevel tip (point style 2),51 mm (2 in.),Microliter ™ Syringe, Fixed Needle,pkg of 1 ea,10 μL,26s ga (bevel tip) | , |  |  | Hamilton, 203072,stainless steel bevel tip (point style 2),51 mm (2 in.),Microliter ™ Syringe, Fixed Needle,pkg of 1 ea,10 μL,26s ga (bevel tip),for use with CTC A200S PAL Instruments (cemented needle)
Hamilton ® 701N syringe,701N, volume 10 μL, needle size 26s ga (cone tip), needle L 51 mm (2 in.),,,,, | 28615-U |  | Sigma-Aldrich | Hamilton ® 701N 注射器 | 32070500 | ,,,for use with CTC GC PAL Instruments (cemented needle), | 10 μL , CTC/Leap Technologies Autosamplers , GC Autosampler Syringes , GC Sampling Syringes, CTC Combi PAL and GC PAL Instruments , Syringes , 分析/色谱 |  | Hamilton, 203205,stainless steel cone tip (point style 1),51 mm (2 in.),Microliter ™ Syringe, Fixed Needle,pkg of 1 ea,10 μL,26s ga (cone tip) | , |  |  | Hamilton, 203205,stainless steel cone tip (point style 1),51 mm (2 in.),Microliter ™ Syringe, Fixed Needle,pkg of 1 ea,10 μL,26s ga (cone tip),for use with CTC GC PAL Instruments (cemented needle)
,701N, volume 10 μL, needle size 23s ga (cone tip), needle L 51 mm (2 in.),,,,, | 29603-U |  | Supelco | Hamilton ® syringe for CTC GC PAL |  | ,,,for use with CTC GC PAL, | 10 μL , CTC/Leap Technologies Autosamplers , GC Autosampler Syringes , GC Sampling Syringes, CTC Combi PAL and GC PAL Instruments , Syringes , 分析/色谱 |  | point style 1,Hamilton, 203361,stainless steel needle cone tip,51 mm (2 in.),needle type N (cemented needle),pkg of 1 ea,10 μL,23s ga (cone tip) | , |  |  | point style 1,Hamilton, 203361,stainless steel needle cone tip,51 mm (2 in.),needle type N (cemented needle),pkg of 1 ea,10 μL,23s ga (cone tip),for use with CTC GC PAL
,701N, volume 10 μL, needle size 23s ga (bevel tip), needle L 51 mm (2 in.),,,,, | 29606-U |  | Supelco | Hamilton ® syringe for CTC GC PAL |  | ,,,, | 10 μL , CTC/Leap Technologies Autosamplers , GC Autosampler Syringes , GC Sampling Syringes, CTC Combi PAL and GC PAL Instruments , Syringes , 分析/色谱 |  | point style 2,Hamilton, 203363,stainless steel needle bevel tip,51 mm (2 in.),needle type N (cemented needle),pkg of 1 ea,10 μL,23s ga (bevel tip) | , |  |  | point style 2,Hamilton, 203363,stainless steel needle bevel tip,51 mm (2 in.),needle type N (cemented needle),pkg of 1 ea,10 μL,23s ga (bevel tip)
,701N, volume 10 μL, needle size 23s-26s ga (cone tip), needle L 51 mm (2 in.),,,,, | 29604-U |  | Supelco | Hamilton ® syringe for CTC GC PAL |  | ,,,, | 10 μL , CTC/Leap Technologies Autosamplers , GC Autosampler Syringes , GC Sampling Syringes, CTC Combi PAL and GC PAL Instruments , Syringes , 分析/色谱 |  | point style 1,Hamilton, 203362,stainless steel needle cone tip,51 mm (2 in.),needle type N (cemented needle),pkg of 1 ea,10 μL,23s-26s ga (cone tip) | , |  |  | point style 1,Hamilton, 203362,stainless steel needle cone tip,51 mm (2 in.),needle type N (cemented needle),pkg of 1 ea,10 μL,23s-26s ga (cone tip)
Hamilton ® 1702N syringe,1702N, volume 25 μL, needle size 26s ga (cone tip), needle L 51 mm (2 in.),,,,, | 28649-U |  | Sigma-Aldrich | Hamilton ® 1702N 注射器 |  | ,,,for use with CTC A200S PAL Instruments (cemented needle), | 25 μL , CTC/Leap Technologies Autosamplers , GC Autosampler Syringes , GC Sampling Syringes, CTC Combi PAL and GC PAL Instruments , Syringes , 分析/色谱 |  | Hamilton, 203043,gastight,stainless steel cone tip (point style 1),51 mm (2 in.),GASTIGHT ® Syringe, Fixed Needle,pkg of 1 ea,25 μL,26s ga (cone tip) | , |  |  | Hamilton, 203043,gastight,stainless steel cone tip (point style 1),51 mm (2 in.),GASTIGHT ® Syringe, Fixed Needle,pkg of 1 ea,25 μL,26s ga (cone tip),for use with CTC A200S PAL Instruments (cemented needle)
,1702CTC Slim Line, volume 25 μL, needle size 26s ga (cone tip), needle L 51 mm (2 in.),,,,, | 29608-U |  | Supelco | Hamilton ® syringe for CTC GC PAL |  | ,,,, | 25 μL , CTC/Leap Technologies Autosamplers , GC Autosampler Syringes , GC Sampling Syringes, CTC Combi PAL and GC PAL Instruments , Syringes , 分析/色谱 |  | point style 1,Hamilton, 203074,stainless steel needle cone tip,51 mm (2 in.),needle type N (cemented needle),pkg of 1 ea,25 μL,26s ga (cone tip) | , |  |  | point style 1,Hamilton, 203074,stainless steel needle cone tip,51 mm (2 in.),needle type N (cemented needle),pkg of 1 ea,25 μL,26s ga (cone tip)
Hamilton ® 1750N syringe,1750N, volume 0.5 mL, needle size 26s ga (cone tip), needle L 51 mm (2 in.),,,,, | 28653-U |  | Sigma-Aldrich | Hamilton ® 1750N 注射器 |  | ,,,for use with CTC A200S PAL Instruments (cemented needle), | 100 μL- 500 μL , CTC/Leap Technologies Autosamplers , GC Autosampler Syringes , GC Sampling Syringes, CTC Combi PAL and GC PAL Instruments , Syringes , 分析/色谱 |  | Hamilton, 203080,gastight,stainless steel cone tip (point style 1),51 mm (2 in.),GASTIGHT ® Syringe, Fixed Needle,pkg of 1 ea,0.5 mL,26s ga (cone tip) | , |  |  | Hamilton, 203080,gastight,stainless steel cone tip (point style 1),51 mm (2 in.),GASTIGHT ® Syringe, Fixed Needle,pkg of 1 ea,0.5 mL,26s ga (cone tip),for use with CTC A200S PAL Instruments (cemented needle)
Hamilton ® 1710N syringe,1710N Slim Line, volume 100 μL, needle size 26s ga (cone tip), needle L 51 mm (2 in.),,,,, | 28651-U |  | Sigma-Aldrich | Hamilton ® 1710N 注射器 |  | ,,,for use with CTC A200S PAL Instruments (cemented needle), | 100 μL- 500 μL , CTC/Leap Technologies Autosamplers , GC Autosampler Syringes , GC Sampling Syringes, CTC Combi PAL and GC PAL Instruments , Syringes , 分析/色谱 |  | Hamilton, 203076,gastight,stainless steel cone tip (point style 1),51 mm (2 in.),GASTIGHT ® Syringe, Fixed Needle,pkg of 1 ea,100 μL,26s ga (cone tip) | , |  |  | Hamilton, 203076,gastight,stainless steel cone tip (point style 1),51 mm (2 in.),GASTIGHT ® Syringe, Fixed Needle,pkg of 1 ea,100 μL,26s ga (cone tip),for use with CTC A200S PAL Instruments (cemented needle)
Hamilton ® 1725N syringe,volume 250 μL, needle size 26s ga (cone tip), needle L 51 mm (2 in.),,,,, | 28652-U |  | Sigma-Aldrich | Hamilton ® 1725N 注射器 |  | ,,,for use with CTC A200S PAL Instruments (cemented needle), | 100 μL- 500 μL , CTC/Leap Technologies Autosamplers , GC Autosampler Syringes , GC Sampling Syringes, CTC Combi PAL and GC PAL Instruments , Syringes , 分析/色谱 |  | gastight,Hamilton, 203078,1725N,stainless steel cone tip (point style 1),51 mm (2 in.),GASTIGHT ® Syringe, Fixed Needle,pkg of 1 ea,250 μL,26s ga (cone tip) | , |  |  | gastight,Hamilton, 203078,1725N,stainless steel cone tip (point style 1),51 mm (2 in.),GASTIGHT ® Syringe, Fixed Needle,pkg of 1 ea,250 μL,26s ga (cone tip),for use with CTC A200S PAL Instruments (cemented needle)
Hamilton ® 1001LTN syringe,1000LTN, volume 1 mL, needle size 23 ga (cone tip, side port), needle L 51 mm (2 in.),,,,, | 28621-U |  | Sigma-Aldrich | Hamilton ® 1001LTN 注射器 |  | ,,,for use with CTC COMBI PAL (luer tip needle), | CTC/Leap Technologies Autosamplers , GC Autosampler Syringes , GC Headspace Sampling: CTC Combi PAL and GC PAL , Syringes , 分析/色谱 |  | Hamilton ® , 203082,gastight,stainless steel cone tip, side port (point style 5),51 mm (2 in.),GASTIGHT ® Syringe, Fixed Needle,pkg of 1 ea,1 mL,23 ga (cone tip, side port) | , |  |  | Hamilton ® , 203082,gastight,stainless steel cone tip, side port (point style 5),51 mm (2 in.),GASTIGHT ® Syringe, Fixed Needle,pkg of 1 ea,1 mL,23 ga (cone tip, side port),for use with CTC COMBI PAL (luer tip needle)
Hamilton ® 1001LTN syringe,1001LTN, volume 1 mL, needle size 26 ga (cone tip, side port), needle L 51 mm (2 in.),,,,, | 28622-U |  | Sigma-Aldrich | Hamilton ® 1001LTN 注射器 |  | ,,,for use with CTC COMBI PAL (luer tip needle), | CTC/Leap Technologies Autosamplers , GC Autosampler Syringes , GC Headspace Sampling: CTC Combi PAL and GC PAL , Syringes , 分析/色谱 |  | Hamilton ® , 203141,gastight,stainless steel cone tip, side port (point style 5),51 mm (2 in.),GASTIGHT ® Syringe, Fixed Needle,pkg of 1 ea,1 mL,26 ga (cone tip, side port) | , |  |  | Hamilton ® , 203141,gastight,stainless steel cone tip, side port (point style 5),51 mm (2 in.),GASTIGHT ® Syringe, Fixed Needle,pkg of 1 ea,1 mL,26 ga (cone tip, side port),for use with CTC COMBI PAL (luer tip needle)
Hamilton ® 1002LTN syringe,1002LTN, volume 2.5 mL, needle size 23 ga (cone tip, side port), needle L 51 mm (2 in.),,,,, | 28626-U |  | Sigma-Aldrich | Hamilton ® 1002LTN 注射器 |  | ,,,for use with CTC COMBI PAL (luer tip needle), | CTC/Leap Technologies Autosamplers , GC Autosampler Syringes , GC Headspace Sampling: CTC Combi PAL and GC PAL , Syringes , 分析/色谱 |  | Hamilton ® , 203084,gastight,stainless steel cone tip, side port (point style 5),51 mm (2 in.),GASTIGHT ® Syringe, Fixed Needle,pkg of 1 ea,2.5 mL,23 ga (cone tip, side port) | , |  |  | Hamilton ® , 203084,gastight,stainless steel cone tip, side port (point style 5),51 mm (2 in.),GASTIGHT ® Syringe, Fixed Needle,pkg of 1 ea,2.5 mL,23 ga (cone tip, side port),for use with CTC COMBI PAL (luer tip needle)
Hamilton ® 1002LTN syringe,1002LTN, volume 2.5 mL, needle size 26 ga (cone tip, side port), needle L 51 mm (2 in.),,,,, | 28627-U |  | Sigma-Aldrich | Hamilton ® 1002LTN 注射器 |  | ,,,for use with CTC COMBI PAL (luer tip needle), | CTC/Leap Technologies Autosamplers , GC Autosampler Syringes , GC Headspace Sampling: CTC Combi PAL and GC PAL , Syringes , 分析/色谱 |  | Hamilton ® , 203181,gastight,stainless steel cone tip, side port (point style 5),51 mm (2 in.),GASTIGHT ® Syringe, Fixed Needle,pkg of 1 ea,2.5 mL,26 ga (cone tip, side port) | , |  |  | Hamilton ® , 203181,gastight,stainless steel cone tip, side port (point style 5),51 mm (2 in.),GASTIGHT ® Syringe, Fixed Needle,pkg of 1 ea,2.5 mL,26 ga (cone tip, side port),for use with CTC COMBI PAL (luer tip needle)
Hamilton ® 1005LTN syringe,1005LTN, volume 5 mL, needle size 23 ga (cone tip, side port), needle L 51 mm (2 in.),,,,, | 28628-U |  | Sigma-Aldrich | Hamilton ® 1005LTN 注射器 |  | ,,,for use with CTC COMBI Pal (luer tip needle), | CTC/Leap Technologies Autosamplers , GC Autosampler Syringes , GC Headspace Sampling: CTC Combi PAL and GC PAL , Syringes , 分析/色谱 |  | Hamilton ® , 203086,gastight,stainless steel cone tip, side port (point style 5),51 mm (2 in.),GASTIGHT ® Syringe, Fixed Needle,pkg of 1 ea,5 mL,23 ga (cone tip, side port) | , |  |  | Hamilton ® , 203086,gastight,stainless steel cone tip, side port (point style 5),51 mm (2 in.),GASTIGHT ® Syringe, Fixed Needle,pkg of 1 ea,5 mL,23 ga (cone tip, side port),for use with CTC COMBI Pal (luer tip needle)
,1702CTC, for use with CTC 25μL syringe,,,,, | 28642-U |  | Sigma-Aldrich | Hamilton ® plunger assemblies for CTC syringes |  | ,,,for use with CTC 25μL syringe, | CTC/Leap Technologies Autosamplers , GC Autosampler Syringes , Replacement Plungers for CTC/Leap Autosamplers , Syringes , 分析/色谱 |  | pkg of 10 ea,Hamilton ® , 203245,25 μL | , |  |  | pkg of 10 ea,Hamilton ® , 203245,for use with CTC 25μL syringe,25 μL
,1710CTC, for use with CTC 100μl syringe,,,,, | 28643-U |  | Sigma-Aldrich | Hamilton ® plunger assemblies for CTC syringes |  | ,,,for use with CTC 100μl syringe, | CTC/Leap Technologies Autosamplers , GC Autosampler Syringes , Replacement Plungers for CTC/Leap Autosamplers , Syringes , 分析/色谱 |  | pkg of 10 ea,Hamilton ® , 203246,100 μL | , |  |  | pkg of 10 ea,Hamilton ® , 203246,for use with CTC 100μl syringe,100 μL
,1725CTC, for use with CTC 250μL Syringe,,,,, | 28644-U |  | Sigma-Aldrich | Hamilton ® plunger assemblies for CTC syringes |  | ,,,for use with CTC 250μL Syringe, | CTC/Leap Technologies Autosamplers , GC Autosampler Syringes , Replacement Plungers for CTC/Leap Autosamplers , Syringes , 分析/色谱 |  | pkg of 1 ea,Hamilton ® , 203098,250 μL | , |  |  | pkg of 1 ea,Hamilton ® , 203098,for use with CTC 250μL Syringe,250 μL
,1001CTC, for use with CTC 1 mL syringe,,,,, | 28646-U |  | Sigma-Aldrich | Hamilton ® plunger assemblies for CTC syringes |  | ,,,for use with CTC 1 mL syringe, | CTC/Leap Technologies Autosamplers , GC Autosampler Syringes , Replacement Plungers for CTC/Leap Autosamplers , Syringes , 分析/色谱 |  | pkg of 1 ea,Hamilton ® , 203255,1.0 mL | , |  |  | pkg of 1 ea,Hamilton ® , 203255,for use with CTC 1 mL syringe,1.0 mL
,1002CTC, for use with CTC 2.5 mL syringe,,,,, | 28647-U |  | Sigma-Aldrich | Hamilton ® plunger assemblies for CTC syringes |  | ,,,for use with CTC 2.5 mL syringe, | CTC/Leap Technologies Autosamplers , GC Autosampler Syringes , Replacement Plungers for CTC/Leap Autosamplers , Syringes , 分析/色谱 |  | pkg of 1 ea,Hamilton ® , 203256,2.5 mL | , |  |  | pkg of 1 ea,Hamilton ® , 203256,for use with CTC 2.5 mL syringe,2.5 mL
,1005CTC, for use with CTC 5mL syringe,,,,, | 28648-U |  | Sigma-Aldrich | Hamilton ® plunger assemblies for CTC syringes |  | ,,,for use with CTC 5mL syringe, | CTC/Leap Technologies Autosamplers , GC Autosampler Syringes , Replacement Plungers for CTC/Leap Autosamplers , Syringes , 分析/色谱 |  | pkg of 1 ea,Hamilton ® , 203066,5.0 mL | , |  |  | pkg of 1 ea,Hamilton ® , 203066,for use with CTC 5mL syringe,5.0 mL
SGE autosampler syringes, fixed needle, for CTC/LEAP,5F-C/F-5/0.63, Slim line, fixed needle, volume 5 μL, needle size 23 ga (cone tip), needle L × O.D. 50 mm × 0.63 mm,,,,, | 29622-U |  | Supelco | CTC/LEAP 的 SGE 自动进样器注射器 |  | ,,,, | 5 μL , CTC/Leap Technologies Autosamplers , GC Autosampler Syringes , SGE Color-Coated Autosampler syringes , SGE Color-Coded GC syringes for CTC/Leap, Fixed Needle , SGE Syringe Products , SGE Syringes for CTC CombiPAL and GC PAL , Syringes , 分析/色谱 |  | point style 1,SGE, 001981,color (lime),stainless steel needle cone tip,needle type F (cemented needle),pkg of 1 ea,5 μL,23 ga (cone tip),50 mm × 0.63 mm | , |  |  | point style 1,SGE, 001981,color (lime),stainless steel needle cone tip,needle type F (cemented needle),pkg of 1 ea,5 μL,23 ga (cone tip),50 mm × 0.63 mm
SGE autosampler syringes, fixed needle, for CTC/LEAP,5F-C/F-5/0.47, Slim line, fixed needle, volume 5 μL, needle size 26 ga (cone tip), needle L × O.D. 50 mm × 0.47 mm, color (lime),,,,, | 29623-U |  | Supelco | CTC/LEAP 的 SGE 自动进样器注射器 |  | ,,,, | 5 μL , CTC/Leap Technologies Autosamplers , GC Autosampler Syringes , SGE Color-Coated Autosampler syringes , SGE Color-Coded GC syringes for CTC/Leap, Fixed Needle , SGE Syringe Products , SGE Syringes for CTC CombiPAL and GC PAL , Syringes , 分析/色谱 |  | syringe type F (cemented needle),SGE, 001982,5 μL,stainless steel needle cone tip,point style 1,pkg of 1 ea,26 ga (cone tip),50 mm × 0.47 mm | , |  |  | syringe type F (cemented needle),SGE, 001982,5 μL,stainless steel needle cone tip,point style 1,pkg of 1 ea,26 ga (cone tip),50 mm × 0.47 mm
SGE autosampler syringes, fixed needle, for CTC/LEAP,10F-C/F-0.63, Slim line, fixed needle, volume 10 μL, needle size 23 ga (cone tip), needle L × O.D. 50 mm × 0.63 mm,,,,, | 29624-U |  | Supelco | CTC/LEAP 的 SGE 自动进样器注射器 |  | ,,,, | 10 μL , CTC/Leap Technologies Autosamplers , GC Autosampler Syringes , SGE Color-Coated Autosampler syringes , SGE Color-Coded GC syringes for CTC/Leap, Fixed Needle , SGE Syringe Products , SGE Syringes for CTC CombiPAL and GC PAL , Syringes , 分析/色谱 |  | syringe type F (cemented needle),SGE, 002981,color (dark orange),stainless steel needle cone tip,point style 1,pkg of 1 ea,10 μL,23 ga (cone tip),50 mm × 0.63 mm | , |  |  | syringe type F (cemented needle),SGE, 002981,color (dark orange),stainless steel needle cone tip,point style 1,pkg of 1 ea,10 μL,23 ga (cone tip),50 mm × 0.63 mm
SGE autosampler syringes, fixed needle, for CTC/LEAP,10F-C/F-5/0.47C, Slim line, fixed needle, volume 10 μL, needle size 26 ga (cone tip), needle L × O.D. 50 mm × 0.47 mm,,,,, | 29625-U |  | Supelco | CTC/LEAP 的 SGE 自动进样器注射器 |  | ,,,, | 10 μL , CTC/Leap Technologies Autosamplers , GC Autosampler Syringes , SGE Color-Coated Autosampler syringes , SGE Color-Coded GC syringes for CTC/Leap, Fixed Needle , SGE Syringe Products , SGE Syringes for CTC CombiPAL and GC PAL , Syringes , 分析/色谱 |  | syringe type F (cemented needle),SGE, 002980,color (dark orange),stainless steel needle cone tip,point style 1,pkg of 1 ea,10 μL,26 ga (cone tip),50 mm × 0.47 mm | , |  |  | syringe type F (cemented needle),SGE, 002980,color (dark orange),stainless steel needle cone tip,point style 1,pkg of 1 ea,10 μL,26 ga (cone tip),50 mm × 0.47 mm
SGE autosampler syringes, fixed needle, for CTC/LEAP,SK-10F-C/F-5/0.47C, Slim line, fixed needle, volume 10 μL, needle size 26 ga (cone tip), needle L × O.D. 50 mm × 0.47 mm,,,,, | 29626-U |  | Supelco | CTC/LEAP 的 SGE 自动进样器注射器 |  | ,,,, | 10 μL , CTC/Leap Technologies Autosamplers , GC Autosampler Syringes , SGE Color-Coated Autosampler syringes , SGE Color-Coded GC syringes for CTC/Leap, Fixed Needle , SGE Syringe Products , SGE Syringes for CTC CombiPAL and GC PAL , Syringes , 分析/色谱 |  | syringe type F (cemented needle),SGE, 002986,10 μL,stainless steel needle cone tip,point style 1,pkg of 6 ea,26 ga (cone tip),50 mm × 0.47 mm | , |  |  | syringe type F (cemented needle),SGE, 002986,10 μL,stainless steel needle cone tip,point style 1,pkg of 6 ea,26 ga (cone tip),50 mm × 0.47 mm
SGE autosampler syringes, fixed needle, for CTC/LEAP,10F-C/F-GT-0.63, Slim line, Gas tight, volume 10 μL, needle size 23 ga (cone tip), needle L × O.D. 50 mm × 0.63 mm,,,,, | 29627-U |  | Supelco | CTC/LEAP 的 SGE 自动进样器注射器 |  | ,,,, | 10 μL , CTC/Leap Technologies Autosamplers , GC Autosampler Syringes , SGE Color-Coated Autosampler syringes , SGE Color-Coded GC syringes for CTC/Leap, Fixed Needle , SGE Syringe Products , SGE Syringes for CTC CombiPAL and GC PAL , Syringes , 分析/色谱 |  | syringe type F (cemented needle),SGE, 002987,color (dark orange),stainless steel needle cone tip,point style 1,pkg of 1 ea,10 μL,23 ga (cone tip),50 mm × 0.63 mm | , |  |  | syringe type F (cemented needle),SGE, 002987,color (dark orange),stainless steel needle cone tip,point style 1,pkg of 1 ea,10 μL,23 ga (cone tip),50 mm × 0.63 mm
SGE autosampler syringes, fixed needle, for CTC/LEAP,25F-C/F-0.47C, Slim line, fixed needle, volume 25 μL, needle size 26 ga (cone tip), needle L × O.D. 50 mm × 0.47 mm,,,,, | 29628-U |  | Supelco | CTC/LEAP 的 SGE 自动进样器注射器 |  | ,,,, | 25 μL , CTC/Leap Technologies Autosamplers , GC Autosampler Syringes , SGE Color-Coated Autosampler syringes , SGE Color-Coded GC syringes for CTC/Leap, Fixed Needle , SGE Syringe Products , SGE Syringes for CTC CombiPAL and GC PAL , Syringes , 分析/色谱 |  | syringe type F (cemented needle),SGE, 003980,color (green),stainless steel needle cone tip,point style 1,pkg of 1 ea,25 μL,26 ga (cone tip),50 mm × 0.47 mm | , |  |  | syringe type F (cemented needle),SGE, 003980,color (green),stainless steel needle cone tip,point style 1,pkg of 1 ea,25 μL,26 ga (cone tip),50 mm × 0.47 mm
SGE autosampler syringes, fixed needle, for CTC/LEAP,25F-C/F-GT-0.63, Slim line, Gas tight, volume 25 μL, needle size 23 ga (cone tip), needle L × O.D. 50 mm × 0.63 mm,,,,, | 29629-U |  | Supelco | CTC/LEAP 的 SGE 自动进样器注射器 |  | ,,,, | 25 μL , CTC/Leap Technologies Autosamplers , GC Autosampler Syringes , SGE Color-Coated Autosampler syringes , SGE Color-Coded GC syringes for CTC/Leap, Fixed Needle , SGE Syringe Products , SGE Syringes for CTC CombiPAL and GC PAL , Syringes , 分析/色谱 |  | syringe type F (cemented needle),SGE, 003987,color (green),25 μL,point style 1,pkg of 1 ea,23 ga (cone tip),50 mm × 0.63 mm | , |  |  | syringe type F (cemented needle),SGE, 003987,color (green),25 μL,point style 1,pkg of 1 ea,23 ga (cone tip),50 mm × 0.63 mm
SGE autosampler syringes, fixed needle, for CTC/LEAP,100F-C/F-GT-0.63, Slim line, Gas tight, volume 100 μL, needle size 23 ga (cone tip), needle L × O.D. 50 mm × 0.63 mm,,,,, | 29631-U |  | Supelco | CTC/LEAP 的 SGE 自动进样器注射器 |  | ,,,, | 100 μL , CTC/Leap Technologies Autosamplers , GC Autosampler Syringes , SGE Color-Coated Autosampler syringes , SGE Color-Coded GC syringes for CTC/Leap, Fixed Needle , SGE Syringe Products , SGE Syringes for CTC CombiPAL and GC PAL , Syringes , 分析/色谱 |  | syringe type F (cemented needle),SGE, 005335,color (aqua),stainless steel needle cone tip,point style 1,pkg of 1 ea,100 μL,23 ga (cone tip),50 mm × 0.63 mm | , |  |  | syringe type F (cemented needle),SGE, 005335,color (aqua),stainless steel needle cone tip,point style 1,pkg of 1 ea,100 μL,23 ga (cone tip),50 mm × 0.63 mm
,0.5BNR-C/F-0.63, Slim line, Removable needle, volume 0.5 μL, needle size 23 ga (cone tip), needle L × O.D. 50 mm × 0.63 mm,,,,, | 29633-U |  | Supelco | SGE autosampler syringes, removable needle, for CTC Analytics |  | ,,,, | CTC/Leap Technologies Autosamplers , GC Autosampler Syringes , SGE Color-Coated Autosampler syringes , SGE GC Syringes for CTC Analytics, Removable Needle , SGE Syringe Products , SGE Syringes for CTC CombiPAL and GC PAL , Syringes , 分析/色谱 |  | point style 1,SGE, 000492,color (light orange),stainless steel needle cone tip,needle type R (removable needle),pkg of 1 ea,0.5 μL,23 ga (cone tip),50 mm × 0.63 mm | , |  |  | point style 1,SGE, 000492,color (light orange),stainless steel needle cone tip,needle type R (removable needle),pkg of 1 ea,0.5 μL,23 ga (cone tip),50 mm × 0.63 mm
,10R-C/F-5/0.47C, Slim line, Removable needle, volume 10 μL, needle size 26 ga (cone tip), needle L × O.D. 50 mm × 0.47 mm,,,,, | 29634-U |  | Supelco | SGE autosampler syringes, removable needle, for CTC Analytics |  | ,,,, | CTC/Leap Technologies Autosamplers , GC Autosampler Syringes , SGE Color-Coated Autosampler syringes , SGE GC Syringes for CTC Analytics, Removable Needle , SGE Syringe Products , SGE Syringes for CTC CombiPAL and GC PAL , Syringes , 分析/色谱 |  | syringe type R (removable needle),SGE, 002982,color (dark orange),stainless steel needle cone tip,point style 1,pkg of 1 ea,10 μL,26 ga (cone tip),50 mm × 0.47 mm | , |  |  | syringe type R (removable needle),SGE, 002982,color (dark orange),stainless steel needle cone tip,point style 1,pkg of 1 ea,10 μL,26 ga (cone tip),50 mm × 0.47 mm
,10R-C/F-0.63, Slim line, Removable needle, volume 10 μL, needle size 23 ga (cone tip), needle L × O.D. 50 mm × 0.63 mm, color (dark orange),,,,, | 29635-U |  | Supelco | SGE autosampler syringes, removable needle, for CTC Analytics |  | ,,,, | CTC/Leap Technologies Autosamplers , GC Autosampler Syringes , SGE Color-Coated Autosampler syringes , SGE GC Syringes for CTC Analytics, Removable Needle , SGE Syringe Products , SGE Syringes for CTC CombiPAL and GC PAL , Syringes , 分析/色谱 |  | syringe type R (removable needle),SGE, 002984,10 μL,point style 1,pkg of 1 ea,23 ga (cone tip),50 mm × 0.63 mm | , |  |  | syringe type R (removable needle),SGE, 002984,10 μL,point style 1,pkg of 1 ea,23 ga (cone tip),50 mm × 0.63 mm
,10R-C/T-GT-5/0.47C, Slim line, Removable needle, volume 10 μL, needle size 26 ga (cone tip), needle L × O.D. 50 mm × 0.47 mm,,,,, | 29636-U |  | Supelco | SGE autosampler syringes, removable needle, for CTC Analytics |  | ,,,, | CTC/Leap Technologies Autosamplers , GC Autosampler Syringes , SGE Color-Coated Autosampler syringes , SGE GC Syringes for CTC Analytics, Removable Needle , SGE Syringe Products , SGE Syringes for CTC CombiPAL and GC PAL , Syringes , 分析/色谱 |  | SGE, 002985,color (dark orange),stainless steel needle cone tip,syringe type R (removable needle),pkg of 1 ea,10 μL,26 ga (cone tip),50 mm × 0.47 mm | , |  |  | SGE, 002985,color (dark orange),stainless steel needle cone tip,syringe type R (removable needle),pkg of 1 ea,10 μL,26 ga (cone tip),50 mm × 0.47 mm
,100R-C/F-GT-0.47C, Slim line, Gas tight, volume 100 μL, needle size 26 ga (cone tip), needle L × O.D. 50 mm × 0.47 mm, color (aqua),,,,, | 29632-U |  | Supelco | SGE autosampler syringes, removable needle, for CTC Analytics |  | ,,,, | CTC/Leap Technologies Autosamplers , GC Autosampler Syringes , SGE Color-Coated Autosampler syringes , SGE GC Syringes for CTC Analytics, Removable Needle , SGE Syringe Products , SGE Syringes for CTC CombiPAL and GC PAL , Syringes , 分析/色谱 |  | syringe type R (removable needle),SGE, 005333,100 μL,stainless steel needle cone tip,point style 1,pkg of 1 ea,26 ga (cone tip),50 mm × 0.47 mm | , |  |  | syringe type R (removable needle),SGE, 005333,100 μL,stainless steel needle cone tip,point style 1,pkg of 1 ea,26 ga (cone tip),50 mm × 0.47 mm
Syringe for On-Column Injection, Stainless Steel Fixed Needle,701SN, volume 10 μL, for use with Agilent/HP injectors, size 32 ga (blunt tip), needle L 12.5 cm,,,,, | 21352 |  | Sigma-Aldrich | 用于柱上进样的注射器，带不锈钢固定针头 |  | ,,,for use with Agilent/HP injectors, | GC Manual Syringes , Hamilton On-Column, Special Purpose Syringes , On-Column Injection, Fixed Needle Microliter Syringes , Syringes , 分析/色谱 |  | Hamilton, 80308,stainless steel needle blunt tip (point style 3),12.5 cm,pkg of 1 ea,10 μL,32 ga (blunt tip) | , |  |  | Hamilton, 80308,stainless steel needle blunt tip (point style 3),12.5 cm,pkg of 1 ea,10 μL,for use with Agilent/HP injectors,32 ga (blunt tip)
Syringe for On-Column Injection, Stainless Steel Fixed Needle,701SN, volume 10 μL, for use with Carlo Erba Injectors, size 32 ga (blunt tip), needle L 7.5 cm,,,,, | 21351 |  | Sigma-Aldrich | 用于柱上进样的注射器，带不锈钢固定针头 |  | ,,,for use with Carlo Erba Injectors, | GC Manual Syringes , Hamilton On-Column, Special Purpose Syringes , On-Column Injection, Fixed Needle Microliter Syringes , Syringes , 分析/色谱 |  | Hamilton, 80351,stainless steel needle blunt tip (point style 3),7.5 cm,pkg of 1 ea,10 μL,32 ga (blunt tip) | , |  |  | Hamilton, 80351,stainless steel needle blunt tip (point style 3),7.5 cm,pkg of 1 ea,10 μL,for use with Carlo Erba Injectors,32 ga (blunt tip)
Syringe for On-column Injection, Removable needle,701RNFS, volume 10 μL, needle L × O.D. 10 cm × 0.17 mm, needle size (blunt tip),,,,, | 21359 |  | Sigma-Aldrich | 柱上进样注射器，可拆卸针头 |  | ,,,for use with Hamilton 701RNFS, | GC Manual Syringes , Hamilton On-Column, Special Purpose Syringes , Syringe for On-Column Injection, Removable Needle , Syringes , 分析/色谱 |  | Hamilton, 87402,fused silica needle blunt tip (point style 3),pkg of 1 ea,10 μL,(blunt tip),10 cm × 0.17 mm | , |  |  | Hamilton, 87402,fused silica needle blunt tip (point style 3),pkg of 1 ea,10 μL,(blunt tip),10 cm × 0.17 mm,for use with Hamilton 701RNFS
Syringe for On-column Injection, Removable needle,701RN, volume 10 μL, needle L × O.D. 12.5 cm × 0.23 mm, needle size (bevel tip),,,,, | 26724 |  | Supelco | 柱上进样注射器，可拆卸针头 | 32070500 | ,,,, | GC Manual Syringes , Hamilton On-Column, Special Purpose Syringes , Syringe for On-Column Injection, Removable Needle , Syringes , 分析/色谱 |  | (bevel tip),pkg of 1 ea,12.5 cm × 0.23 mm,Hamilton, 80386,10 μL | , |  |  | (bevel tip),pkg of 1 ea,12.5 cm × 0.23 mm,Hamilton, 80386,10 μL
Needle, .17mm/11.5cm, pt#3, ea,volume 10 μL, RNFS, needle L 11.5 cm, point style, #3 (blunt tip),,,,, | 26725 |  | Supelco | 针头，0.17mm/11.5cm，针头类型 #3，件 |  | ,,,, | GC Manual Syringes , Hamilton On-Column, Special Purpose Syringes , Needles for RNFS Syringes , Syringes , 分析/色谱 |  | replacement needles,Hamilton, 17076,stainless steel needle,11.5 cm,needle type RNFS,pkg of 1 ea,10 μL,(blunt tip) | , |  |  | replacement needles,Hamilton, 17076,stainless steel needle,11.5 cm,needle type RNFS,pkg of 1 ea,10 μL,(blunt tip)
,7000.5ASRN, volume 0.5 μL, needle size 23s ga (cone tip), needle L 43 mm (1.71 in.),,,,, | 26214 |  | Sigma-Aldrich | Hamilton ® Modified Microliter ™ syringe, removable needle |  | ,,,, | 7000 Series Modified Microliter Syringe , Agilent 7673/7683 , GC Autosampler Syringes , Hamilton Microliter Syringes for Agilent/HP 7673 & 7683 , Hamilton Microliter syringes for autosamplers , Hamilton Syringe Products , Hamilton Syringes for Agilent / HP 7673 & 7683 Autosampler , Hamilton autosampler syringes , Syringes , 分析/色谱 |  | Hamilton, 86276,stainless steel needle cone tip (point style 1),43 mm (1.71 in.),needle type ASRN (removable needle),pkg of 1 ea,0.5 μL,23s ga (cone tip) | , |  |  | Hamilton, 86276,stainless steel needle cone tip (point style 1),43 mm (1.71 in.),needle type ASRN (removable needle),pkg of 1 ea,0.5 μL,23s ga (cone tip)
,7000.5 ASRN, volume 0.5 μL, needle size 26s ga (cone tip), needle L 43 mm (1.71 in.),,,,, | 26215 |  | Sigma-Aldrich | Hamilton ® Modified Microliter ™ syringe, removable needle |  | ,,,, | 7000 Series Modified Microliter Syringe , Agilent 7673/7683 , GC Autosampler Syringes , Hamilton Microliter Syringes for Agilent/HP 7673 & 7683 , Hamilton Microliter syringes for autosamplers , Hamilton Syringe Products , Hamilton Syringes for Agilent / HP 7673 & 7683 Autosampler , Hamilton autosampler syringes , Syringes , 分析/色谱 |  | Hamilton, 86274,stainless steel needle cone tip (point style 1),43 mm (1.71 in.),needle type ASRN (removable needle),pkg of 1 ea,0.5 μL,26s ga (cone tip) | , |  |  | Hamilton, 86274,stainless steel needle cone tip (point style 1),43 mm (1.71 in.),needle type ASRN (removable needle),pkg of 1 ea,0.5 μL,26s ga (cone tip)
,7001ASRN, volume 1 μL, needle size 23s ga (cone tip), needle L 43 mm (1.71 in.),,,,, | 26216 |  | Sigma-Aldrich | Hamilton ® Modified Microliter ™ syringe, removable needle |  | ,,,, | 7000 Series Modified Microliter Syringe , Agilent 7673/7683 , GC Autosampler Syringes , Hamilton Microliter Syringes for Agilent/HP 7673 & 7683 , Hamilton Microliter syringes for autosamplers , Hamilton Syringe Products , Hamilton Syringes for Agilent / HP 7673 & 7683 Autosampler , Hamilton autosampler syringes , Syringes , 分析/色谱 |  | Hamilton, 80176,stainless steel needle cone tip (point style 1),43 mm (1.71 in.),needle type ASRN (removable needle),pkg of 1 ea,1 μL,23s ga (cone tip) | , |  |  | Hamilton, 80176,stainless steel needle cone tip (point style 1),43 mm (1.71 in.),needle type ASRN (removable needle),pkg of 1 ea,1 μL,23s ga (cone tip)
,7001ASRN, volume 1 μL, needle size 26s ga (cone tip), needle L 43 mm (1.71 in.),,,,, | 26217 |  | Sigma-Aldrich | Hamilton ® Modified Microliter ™ syringe, removable needle |  | ,,,, | 7000 Series Modified Microliter Syringe , Agilent 7673/7683 , GC Autosampler Syringes , Hamilton Microliter Syringes for Agilent/HP 7673 & 7683 , Hamilton Microliter syringes for autosamplers , Hamilton Syringe Products , Hamilton Syringes for Agilent / HP 7673 & 7683 Autosampler , Hamilton autosampler syringes , Syringes , 分析/色谱 |  | Hamilton, 80175,stainless steel needle cone tip (point style 1),43 mm (1.71 in.),needle type ASRN (removable needle),pkg of 1 ea,1 μL,26s ga (cone tip) | , |  |  | Hamilton, 80175,stainless steel needle cone tip (point style 1),43 mm (1.71 in.),needle type ASRN (removable needle),pkg of 1 ea,1 μL,26s ga (cone tip)
Hamilton ® Microliter ™ syringe, cemented needle,701 ASN, volume 10 μL, needle size 23s ga (cone tip), needle L 43 mm (1.71 in.), pkg of 1 ea,,,,, | 21313 |  | Sigma-Aldrich | Hamilton ® Microliter ™ 粘合针头注射器 |  | ,,,for use with Agilent/HP 7673 and 7683 autosampler, | 700 Series Microliter Syringe, Fixed Needle , Agilent 7673/7683 , GC Autosampler Syringes , Hamilton Microliter Syringes for Agilent/HP 7673 & 7683 , Hamilton Microliter syringes for autosamplers , Hamilton Syringe Products , Hamilton Syringes for Agilent / HP 7673 & 7683 Autosampler , Hamilton autosampler syringes , Syringes , 分析/色谱 |  | Hamilton, 80387,stainless steel needle cone tip (point style 1),43 mm (1.71 in.),needle type N (cemented needle),pkg of 1 ea,10 μL,23s ga (cone tip) | , |  |  | Hamilton, 80387,stainless steel needle cone tip (point style 1),43 mm (1.71 in.),needle type N (cemented needle),pkg of 1 ea,10 μL,23s ga (cone tip),for use with Agilent/HP 7673 and 7683 autosampler
Hamilton ® Microliter ™ syringe, cemented needle,701 ASN, volume 10 μL, needle size 26s ga (cone tip), needle L 43 mm (1.71 in.), pkg of 1 ea,,,,, | 21312 |  | Sigma-Aldrich | Hamilton ® Microliter ™ 粘合针头注射器 |  | ,,,for use with Agilent/HP 7673 and 7683 autosampler, | 700 Series Microliter Syringe, Fixed Needle , Agilent 7673/7683 , GC Autosampler Syringes , Hamilton Microliter Syringes for Agilent/HP 7673 & 7683 , Hamilton Microliter syringes for autosamplers , Hamilton Syringe Products , Hamilton Syringes for Agilent / HP 7673 & 7683 Autosampler , Hamilton autosampler syringes , Syringes , 分析/色谱 |  | Hamilton, 80388,stainless steel needle cone tip (point style 1),43 mm (1.71 in.),needle type N (cemented needle),pkg of 1 ea,10 μL,26s ga (cone tip) | , |  |  | Hamilton, 80388,stainless steel needle cone tip (point style 1),43 mm (1.71 in.),needle type N (cemented needle),pkg of 1 ea,10 μL,26s ga (cone tip),for use with Agilent/HP 7673 and 7683 autosampler
Hamilton ® Microliter ™ syringe, cemented needle,701 ASN, volume 10 μL, needle size 23s-26s ga (cone tip), needle L 43 mm (1.71 in.), pkg of 1 ea,,,,, | 24573 |  | Sigma-Aldrich | Hamilton ® Microliter ™ 粘合针头注射器 |  | ,,,for use with Agilent/HP 7673 and 7683 autosampler, | 700 Series Microliter Syringe, Fixed Needle , Agilent 7673/7683 , GC Autosampler Syringes , Hamilton Microliter Syringes for Agilent/HP 7673 & 7683 , Hamilton Microliter syringes for autosamplers , Hamilton Syringe Products , Hamilton Syringes for Agilent / HP 7673 & 7683 Autosampler , Hamilton autosampler syringes , Syringes , 分析/色谱 |  | Hamilton, 80393,stainless steel needle cone tip (point style 1),43 mm (1.71 in.),needle type N (cemented needle),pkg of 1 ea,10 μL,23s-26s ga (cone tip) | , |  |  | Hamilton, 80393,stainless steel needle cone tip (point style 1),43 mm (1.71 in.),needle type N (cemented needle),pkg of 1 ea,10 μL,23s-26s ga (cone tip),for use with Agilent/HP 7673 and 7683 autosampler
,701 ASRN, volume 10 μL, needle size 23s ga (cone tip), needle L 43 mm (1.71 in.),,,,, | 21323-U |  | Sigma-Aldrich | Hamilton ® Microliter ™ syringe, removable needle |  | ,,,for use with Agilent/HP 7673 and 7683 autosammpler, | 700 Series Microliter Syringe, Removable Needle , Agilent 7673/7683 , GC Autosampler Syringes , Hamilton Microliter Syringes for Agilent/HP 7673 & 7683 , Hamilton Microliter syringes for autosamplers , Hamilton Syringe Products , Hamilton Syringes for Agilent / HP 7673 & 7683 Autosampler , Hamilton autosampler syringes , Syringes , 分析/色谱 |  | Hamilton, 80357,stainless steel needle cone tip (point style 1),43 mm (1.71 in.),needle type ASRN (removable needle),pkg of 1 ea,10 μL,23s ga (cone tip) | , |  |  | Hamilton, 80357,stainless steel needle cone tip (point style 1),43 mm (1.71 in.),needle type ASRN (removable needle),pkg of 1 ea,10 μL,23s ga (cone tip),for use with Agilent/HP 7673 and 7683 autosammpler
,701 ASRN, volume 10 μL, needle size 26s ga (cone tip), needle L 43 mm (1.71 in.),,,,, | 21322-U |  | Sigma-Aldrich | Hamilton ® Microliter ™ syringe, removable needle |  | ,,,for use with Agilent/HP 7673 and 7683 autosampler, | 700 Series Microliter Syringe, Removable Needle , Agilent 7673/7683 , GC Autosampler Syringes , Hamilton Microliter Syringes for Agilent/HP 7673 & 7683 , Hamilton Microliter syringes for autosamplers , Hamilton Syringe Products , Hamilton Syringes for Agilent / HP 7673 & 7683 Autosampler , Hamilton autosampler syringes , Syringes , 分析/色谱 |  | Hamilton, 80358,stainless steel needle cone tip (point style 1),43 mm (1.71 in.),needle type ASRN (removable needle),pkg of 1,10 μL,26s ga (cone tip) | , |  |  | Hamilton, 80358,stainless steel needle cone tip (point style 1),43 mm (1.71 in.),needle type ASRN (removable needle),pkg of 1,10 μL,26s ga (cone tip),for use with Agilent/HP 7673 and 7683 autosampler
,701 ASRN, volume 10 μL, needle L 43 mm (1.71 in.), needle size 23s-26s ga (cone tip),,,,, | 24575 |  | Sigma-Aldrich | Hamilton ® Microliter ™ syringe, removable needle |  | ,,,, | 700 Series Microliter Syringe, Removable Needle , Agilent 7673/7683 , GC Autosampler Syringes , Hamilton Microliter Syringes for Agilent/HP 7673 & 7683 , Hamilton Microliter syringes for autosamplers , Hamilton Syringe Products , Hamilton Syringes for Agilent / HP 7673 & 7683 Autosampler , Hamilton autosampler syringes , Syringes , 分析/色谱 |  | Hamilton, 80359,stainless steel needle cone tip (point style 1),43 mm (1.71 in.),needle type ASRN (removable needle),pkg of 1 ea,10 μL,23s-26s ga (cone tip) | , |  |  | Hamilton, 80359,stainless steel needle cone tip (point style 1),43 mm (1.71 in.),needle type ASRN (removable needle),pkg of 1 ea,10 μL,23s-26s ga (cone tip)
Hamilton ® Microliter ™ syringes, cemented needle with 22° bevel,701 ASN, volume 10 μL, needle size 23s ga (bevel tip), needle L 43 mm (1.71 in.),,,,, | 26715 |  | Sigma-Aldrich | Hamilton ® Microliter ™ 注射器，带有 22° 斜口粘合针头 |  | ,,,, | 700 Series Microliter Syringe, 22° bevel , Agilent 7673/7683 , GC Autosampler Syringes , Hamilton Microliter Syringes for Agilent/HP 7673 & 7683 , Hamilton Microliter syringes for autosamplers , Hamilton Syringe Products , Hamilton Syringes for Agilent / HP 7673 & 7683 Autosampler , Hamilton autosampler syringes , Syringes , 分析/色谱 |  | Hamilton, 80398,stainless steel needle bevel tip (point style 2),43 mm (1.71 in.),needle type ASN (fixed),pkg of 1 ea,10 μL,23s ga (bevel tip) | , |  |  | Hamilton, 80398,stainless steel needle bevel tip (point style 2),43 mm (1.71 in.),needle type ASN (fixed),pkg of 1 ea,10 μL,23s ga (bevel tip)
Hamilton ® Microliter ™ syringes, cemented needle with 22° bevel,701 ASN, volume 10 μL, needle size 26s ga (bevel tip), needle L 43 mm (1.71 in.),,,,, | 26722 |  | Supelco | Hamilton ® Microliter ™ 注射器，带有 22° 斜口粘合针头 | 32070500 | ,,,, | 700 Series Microliter Syringe, 22° bevel , Agilent 7673/7683 , GC Autosampler Syringes , Hamilton Microliter Syringes for Agilent/HP 7673 & 7683 , Hamilton Microliter syringes for autosamplers , Hamilton Syringe Products , Hamilton Syringes for Agilent / HP 7673 & 7683 Autosampler , Hamilton autosampler syringes , Syringes , 分析/色谱 |  | Hamilton, 80399,stainless steel needle bevel tip (point style 2),43 mm (1.71 in.),needle type ASN (fixed),pkg of 1 ea,10 μL,26s ga (bevel tip) | , |  |  | Hamilton, 80399,stainless steel needle bevel tip (point style 2),43 mm (1.71 in.),needle type ASN (fixed),pkg of 1 ea,10 μL,26s ga (bevel tip)
Hamilton ® Microliter ™ syringe, cemented needle,75 ASN, volume 5 μL, needle size 23s ga (cone tip), needle L 43 mm (1.71 in.), pkg of 1 ea,,,,, | 21311 |  | Sigma-Aldrich | Hamilton ® Microliter ™ 粘合针头注射器 |  | ,,,, | 700 Series Microliter Syringe, Fixed Needle , Agilent 7673/7683 , GC Autosampler Syringes , Hamilton Microliter Syringes for Agilent/HP 7673 & 7683 , Hamilton Microliter syringes for autosamplers , Hamilton Syringe Products , Hamilton Syringes for Agilent / HP 7673 & 7683 Autosampler , Hamilton autosampler syringes , Syringes , 分析/色谱 |  | Hamilton, 87987,needle cone tip (point style 1),43 mm (1.71 in.),needle type N (cemented needle),pkg of 1 ea,5 μL,23s ga (cone tip) | , |  |  | Hamilton, 87987,needle cone tip (point style 1),43 mm (1.71 in.),needle type N (cemented needle),pkg of 1 ea,5 μL,23s ga (cone tip)
Hamilton ® Microliter ™ syringe, cemented needle,75 ASN, volume 5 μL, needle size 23s-26s ga (cone tip), needle L 43 mm (1.71 in.), pkg of 1 ea,,,,, | 24570-U |  | Sigma-Aldrich | Hamilton ® Microliter ™ 粘合针头注射器 |  | ,,,for use with Agilent/HP 7673 and 7683 autosampler, | 700 Series Microliter Syringe, Fixed Needle , Agilent 7673/7683 , GC Autosampler Syringes , Hamilton Microliter Syringes for Agilent/HP 7673 & 7683 , Hamilton Microliter syringes for autosamplers , Hamilton Syringe Products , Hamilton Syringes for Agilent / HP 7673 & 7683 Autosampler , Hamilton autosampler syringes , Syringes , 分析/色谱 |  | Hamilton, 87993,stainless steel needle cone tip (point style 1),43 mm (1.71 in.),needle type N (cemented needle),pkg of 1 ea,5 μL,23s-26s ga (cone tip) | , |  |  | Hamilton, 87993,stainless steel needle cone tip (point style 1),43 mm (1.71 in.),needle type N (cemented needle),pkg of 1 ea,5 μL,23s-26s ga (cone tip),for use with Agilent/HP 7673 and 7683 autosampler
,75 ASRN, volume 5 μL, needle size 23s ga (cone tip), needle L 43 mm (1.71 in.),,,,, | 21321 |  | Supelco | Hamilton ® Microliter ™ syringe, removable needle |  | ,,,, | 700 Series Microliter Syringe, Removable Needle , Agilent 7673/7683 , GC Autosampler Syringes , Hamilton Microliter Syringes for Agilent/HP 7673 & 7683 , Hamilton Microliter syringes for autosamplers , Hamilton Syringe Products , Hamilton Syringes for Agilent / HP 7673 & 7683 Autosampler , Hamilton autosampler syringes , Syringes , 分析/色谱 |  | Hamilton, 87957,stainless steel needle cone tip (point style 1),43 mm (1.71 in.),needle type ASRN (removable needle),pkg of 1 ea,5 μL,23s ga (cone tip) | , |  |  | Hamilton, 87957,stainless steel needle cone tip (point style 1),43 mm (1.71 in.),needle type ASRN (removable needle),pkg of 1 ea,5 μL,23s ga (cone tip)
Hamilton ® Microliter ™ syringes, cemented needle with 22° bevel,75 ASN, volume 5 μL, needle size 23s ga (bevel tip), needle L 43 mm (1.71 in.),,,,, | 26714 |  | Supelco | Hamilton ® Microliter ™ 注射器，带有 22° 斜口粘合针头 |  | ,,,, | 700 Series Microliter Syringe, 22° bevel , Agilent 7673/7683 , GC Autosampler Syringes , Hamilton Microliter Syringes for Agilent/HP 7673 & 7683 , Hamilton Microliter syringes for autosamplers , Hamilton Syringe Products , Hamilton Syringes for Agilent / HP 7673 & 7683 Autosampler , Hamilton autosampler syringes , Syringes , 分析/色谱 |  | Hamilton, 87991,stainless steel needle bevel tip (point style 2),43 mm (1.71 in.),needle type ASN (fixed),pkg of 1 ea,5 μL,23s ga (bevel tip) | , |  |  | Hamilton, 87991,stainless steel needle bevel tip (point style 2),43 mm (1.71 in.),needle type ASN (fixed),pkg of 1 ea,5 μL,23s ga (bevel tip)
Hamilton ® Microliter ™ syringes, cemented needle with 22° bevel,75 ASN, volume 5 μL, needle size 26s ga (bevel tip), needle L 43 mm (1.71 in.),,,,, | 26721 |  | Supelco | Hamilton ® Microliter ™ 注射器，带有 22° 斜口粘合针头 |  | ,,,, | 700 Series Microliter Syringe, 22° bevel , Agilent 7673/7683 , GC Autosampler Syringes , Hamilton Microliter Syringes for Agilent/HP 7673 & 7683 , Hamilton Microliter syringes for autosamplers , Hamilton Syringe Products , Hamilton Syringes for Agilent / HP 7673 & 7683 Autosampler , Hamilton autosampler syringes , Syringes , 分析/色谱 |  | Hamilton, 87992,stainless steel needle bevel tip (point style 2),43 mm (1.71 in.),needle type ASN (fixed),pkg of 1 ea,5 μL,26s ga (bevel tip) | , |  |  | Hamilton, 87992,stainless steel needle bevel tip (point style 2),43 mm (1.71 in.),needle type ASN (fixed),pkg of 1 ea,5 μL,26s ga (bevel tip)
Hamilton ® GASTIGHT ® syringe, cemented needle,1701ASN, volume 10 μL, needle size 23s ga (cone tip), needle L 43 mm (1.71 in.),,,,, | 26719 |  | Sigma-Aldrich | Hamilton ® Gastight ® 注射器，粘合针头 |  | ,,,, | Agilent 7673/7683 , GC Autosampler Syringes , Hamilton GASTIGHT Syringes for Agilent/HP 7673 & 7683 , Hamilton GASTIGHT syringes for autosamplers, 10 μL , Hamilton Syringe Products , Hamilton Syringes for Agilent / HP 7673 & 7683 Autosampler , Hamilton autosampler syringes , Syringes , 分析/色谱 |  | syringe type Gastight,Hamilton, 80080,stainless steel needle cone tip (point style 1),43 mm (1.71 in.),needle type ASN (cemented needle),pkg of 1 ea,10 μL,23s ga (cone tip) | , |  |  | syringe type Gastight,Hamilton, 80080,stainless steel needle cone tip (point style 1),43 mm (1.71 in.),needle type ASN (cemented needle),pkg of 1 ea,10 μL,23s ga (cone tip)
Hamilton ® GASTIGHT ® syringe, cemented needle,1701ASN, volume 10 μL, needle size 23s-26s ga (cone tip), needle L 43 mm (1.71 in.),,,,, | 24579 |  | Sigma-Aldrich | Hamilton ® Gastight ® 注射器，粘合针头 |  | ,,,, | Agilent 7673/7683 , GC Autosampler Syringes , Hamilton GASTIGHT Syringes for Agilent/HP 7673 & 7683 , Hamilton GASTIGHT syringes for autosamplers, 10 μL , Hamilton Syringe Products , Hamilton Syringes for Agilent / HP 7673 & 7683 Autosampler , Hamilton autosampler syringes , Syringes , 分析/色谱 |  | syringe type Gastight,Hamilton, 80079,stainless steel needle cone tip (point style 1),43 mm (1.71 in.),needle type ASN (cemented needle),pkg of 1 ea,10 μL,23s-26s ga (cone tip) | , |  |  | syringe type Gastight,Hamilton, 80079,stainless steel needle cone tip (point style 1),43 mm (1.71 in.),needle type ASN (cemented needle),pkg of 1 ea,10 μL,23s-26s ga (cone tip)
,1701ASRN, volume 10 μL, needle size 23s ga (cone tip), needle L 43 mm (1.71 in.), pkg of 1 ea,,,,, | 21325-U |  | Sigma-Aldrich | Hamilton ® GASTIGHT ® syringe, removable needle |  | ,,,, | Agilent 7673/7683 , GC Autosampler Syringes , Hamilton GASTIGHT Syringes for Agilent/HP 7673 & 7683 , Hamilton GASTIGHT syringes for autosamplers, 10 μL , Hamilton Syringe Products , Hamilton Syringes for Agilent / HP 7673 & 7683 Autosampler , Hamilton autosampler syringes , Syringes , 分析/色谱 |  | syringe type Gastight,Hamilton, 80087,stainless steel needle cone tip (point style 1),43 mm (1.71 in.),needle type ASRN (removable needle),pkg of 1 ea,10 μL,23s ga (cone tip) | , |  |  | syringe type Gastight,Hamilton, 80087,stainless steel needle cone tip (point style 1),43 mm (1.71 in.),needle type ASRN (removable needle),pkg of 1 ea,10 μL,23s ga (cone tip)
,1701ASRN, volume 10 μL, needle size 23s-26s ga (cone tip), needle L 43 mm (1.71 in.), pkg of 1 ea,,,,, | 24581 |  | Sigma-Aldrich | Hamilton ® GASTIGHT ® syringe, removable needle |  | ,,,, | Agilent 7673/7683 , GC Autosampler Syringes , Hamilton GASTIGHT Syringes for Agilent/HP 7673 & 7683 , Hamilton GASTIGHT syringes for autosamplers, 10 μL , Hamilton Syringe Products , Hamilton Syringes for Agilent / HP 7673 & 7683 Autosampler , Hamilton autosampler syringes , Syringes , 分析/色谱 |  | syringe type Gastight,Hamilton, 80089,stainless steel needle cone tip (point style 1),43 mm (1.71 in.),needle type ASRN (removable needle),pkg of 1 ea,10 μL,23s-26s ga (cone tip) | , |  |  | syringe type Gastight,Hamilton, 80089,stainless steel needle cone tip (point style 1),43 mm (1.71 in.),needle type ASRN (removable needle),pkg of 1 ea,10 μL,23s-26s ga (cone tip)
Hamilton ® GASTIGHT ® syringe, cemented needle,175ASN, volume 5 μL, needle size 23s ga (cone tip), needle L 43 mm (1.71 in.),,,,, | 26716 |  | Sigma-Aldrich | Hamilton ® Gastight ® 注射器，粘合针头 |  | ,,,, | Hamilton GASTIGHT Syringes for Agilent/HP 7673 & 7683 , Hamilton Syringe Products , Hamilton autosampler syringes , Syringes , 分析/色谱 |  | syringe type Gastight,Hamilton, 80074,stainless steel needle cone tip (point style 1),43 mm (1.71 in.),needle type ASN (cemented needle),pkg of 1 ea,5 μL,23s ga (cone tip) | , |  |  | syringe type Gastight,Hamilton, 80074,stainless steel needle cone tip (point style 1),43 mm (1.71 in.),needle type ASN (cemented needle),pkg of 1 ea,5 μL,23s ga (cone tip)
,701LT, volume 10 μL, needle size (not included),,,,, | 24530 |  | Sigma-Aldrich | Hamilton ® syringe, luer tip |  | ,,,for use with Hamilton 701LT (Luer tip), | 700 Series, LT (Luer Tip) , GC Manual Syringes , Hamilton Microliter Syringes, 700 Series , Liquid sampling , Standard syringe, 5-500 µL , Syringes , 分析/色谱 |  | Hamilton, 80301,, n/a,needle type LT (Luer tip),pkg of 1 ea,10 μL,(not included) | , |  |  | Hamilton, 80301,, n/a,needle type LT (Luer tip),pkg of 1 ea,10 μL,(not included),for use with Hamilton 701LT (Luer tip)
,702LT, volume 25 μL, needle size (not included),,,,, | 24531 |  | Sigma-Aldrich | Hamilton ® syringe, luer tip |  | ,,,for use with Hamilton 702LT (Luer tip), | 700 Series, LT (Luer Tip) , GC Manual Syringes , Hamilton Microliter Syringes, 700 Series , Liquid sampling , Standard syringe, 5-500 µL , Syringes , 分析/色谱 |  | Hamilton, 80401,, n/a,needle type LT (Luer tip),pkg of 1 ea,25 μL,(not included) | , |  |  | Hamilton, 80401,, n/a,needle type LT (Luer tip),pkg of 1 ea,25 μL,(not included),for use with Hamilton 702LT (Luer tip)
,705LT, volume 50 μL, needle size (not included),,,,, | 20701 |  | Sigma-Aldrich | Hamilton ® syringe, luer tip | 32070500 | ,,,for use with Hamilton 705LT (Luer tip), | 700 Series, LT (Luer Tip) , GC Manual Syringes , Hamilton Microliter Syringes, 700 Series , Liquid sampling , Standard syringe, 5-500 µL , Syringes , 分析/色谱 |  | Hamilton, 80501,, n/a,needle type LT (Luer tip),pkg of 1 ea,50 μL,(not included) | , |  |  | Hamilton, 80501,, n/a,needle type LT (Luer tip),pkg of 1 ea,50 μL,(not included),for use with Hamilton 705LT (Luer tip)
,710LT, volume 100 μL, needle size (not included),,,,, | 20702 |  | Sigma-Aldrich | Hamilton ® syringe, luer tip |  | ,,,for use with Hamilton 710LT (Luer tip), | 700 Series, LT (Luer Tip) , GC Manual Syringes , Hamilton Microliter Syringes, 700 Series , Liquid sampling , Standard syringe, 5-500 µL , Syringes , 分析/色谱 |  | Hamilton, 80601,, n/a,needle type LT (Luer tip),pkg of 1 ea,100 μL,(not included) | , |  |  | Hamilton, 80601,, n/a,needle type LT (Luer tip),pkg of 1 ea,100 μL,(not included),for use with Hamilton 710LT (Luer tip)
,750LT, volume 0.5 mL, needle size (not included),,,,, | 20704 |  | Sigma-Aldrich | Hamilton ® syringe, luer tip | 32070500 | ,,,for use with Hamilton 750LT (Luer tip), | 700 Series, LT (Luer Tip) , GC Manual Syringes , Hamilton Microliter Syringes, 700 Series , Liquid sampling , Standard syringe, 5-500 µL , Syringes , 分析/色谱 |  | Hamilton, 80801,, n/a,needle type LT (Luer tip),pkg of 1 ea,0.5 mL,(not included) | , |  |  | Hamilton, 80801,, n/a,needle type LT (Luer tip),pkg of 1 ea,0.5 mL,(not included),for use with Hamilton 750LT (Luer tip)
Hamilton ® syringe, 700 series, fixed needle,750N, volume 0.5 mL, needle size 22 ga (bevel tip), needle L 51 mm (2 in.),,,,, | 20739 |  | Sigma-Aldrich | Hamilton ® 注射器，700 系列，固定针头 | 32070500 | ,,,, | 700 Series, N (Cemented Needle) , GC Manual Syringes , Hamilton Microliter Syringes, 700 Series , Liquid sampling , Standard syringe, 5-500 µL , Syringes , 分析/色谱 |  | point style 2,Hamilton, 80800,stainless steel needle (point style 2),51 mm (2 in.),needle type N (cemented needle),pkg of 1 ea,0.5 mL,22 ga (bevel tip) | , |  |  | point style 2,Hamilton, 80800,stainless steel needle (point style 2),51 mm (2 in.),needle type N (cemented needle),pkg of 1 ea,0.5 mL,22 ga (bevel tip)
Hamilton ® syringe, 700 series, fixed needle,710N, volume 100 μL, needle size 22s ga (bevel tip), needle L 51 mm (2 in.),,,,, | 20737 |  | Sigma-Aldrich | Hamilton ® 注射器，700 系列，固定针头 | 32070500 | ,,,, | 700 Series, N (Cemented Needle) , GC Manual Syringes , Hamilton Microliter Syringes, 700 Series , Liquid sampling , Standard syringe, 5-500 µL , Syringes , 分析/色谱 |  | point style 2,Hamilton, 80600,stainless steel needle (point style 2),51 mm (2 in.),needle type N (cemented needle),pkg of 1 ea,100 μL,22s ga (bevel tip) | , |  |  | point style 2,Hamilton, 80600,stainless steel needle (point style 2),51 mm (2 in.),needle type N (cemented needle),pkg of 1 ea,100 μL,22s ga (bevel tip)
Hamilton ® syringe, 700 series, fixed needle,volume 25 μL, needle size 22s ga (bevel tip),,,,, | 20735 |  | Sigma-Aldrich | Hamilton ® 注射器，700 系列，固定针头 | 32070500 | ,,,for use with Hamilton 702N (cemented needle), | 700 Series, N (Cemented Needle) , GC Manual Syringes , Hamilton Microliter Syringes, 700 Series , Liquid sampling , Standard syringe, 5-500 µL , Syringes , 分析/色谱 |  | point style 2,Hamilton, 80400,702N,stainless steel needle (point style 2),51 mm (2 in.),needle type N (cemented needle),pkg of 1 ea,25 μL,22s ga (bevel tip) | , |  |  | point style 2,Hamilton, 80400,702N,stainless steel needle (point style 2),51 mm (2 in.),needle type N (cemented needle),pkg of 1 ea,25 μL,22s ga (bevel tip),for use with Hamilton 702N (cemented needle)
Hamilton ® syringe, 700 series, fixed needle,725N, volume 250 μL, needle size 22s ga (bevel tip), needle L 51 mm (2 in.),,,,, | 20738 |  | Sigma-Aldrich | Hamilton ® 注射器，700 系列，固定针头 | 32070500 | ,,,, | 700 Series, N (Cemented Needle) , GC Manual Syringes , Hamilton Microliter Syringes, 700 Series , Liquid sampling , Standard syringe, 5-500 µL , Syringes , 分析/色谱 |  | point style 2,Hamilton, 80700,stainless steel needle (point style 2),51 mm (2 in.),needle type N (cemented needle),pkg of 1 ea,250 μL,22s ga (bevel tip) | , |  |  | point style 2,Hamilton, 80700,stainless steel needle (point style 2),51 mm (2 in.),needle type N (cemented needle),pkg of 1 ea,250 μL,22s ga (bevel tip)
Hamilton ® syringe, 700 series, fixed needle,75N, volume 5 μL, needle size 26s ga (bevel tip), needle L 51 mm (2 in.),,,,, | 26200-U |  | Sigma-Aldrich | Hamilton ® 注射器，700 系列，固定针头 | 32070500 | ,,,for use with Hamilton 75N (cemented needle), | 700 Series, N (Cemented Needle) , GC Manual Syringes , Hamilton Microliter Syringes, 700 Series , Liquid sampling , Standard syringe, 5-500 µL , Syringes , 分析/色谱 |  | point style 2,Hamilton, 87900,stainless steel needle (point style 2),51 mm (2 in.),needle type N (cemented needle),pkg of 1 ea,5 μL,26s ga (bevel tip) | , |  |  | point style 2,Hamilton, 87900,stainless steel needle (point style 2),51 mm (2 in.),needle type N (cemented needle),pkg of 1 ea,5 μL,26s ga (bevel tip),for use with Hamilton 75N (cemented needle)
,750N, volume 0.5 mL, needle size 22 ga (cone tip, side-port), needle L 51 mm (2 in.),,,,, | 24537 |  | Supelco | Hamilton ® syringe, 700 series, cemented needle, pt.#5 |  | ,,,, | 700 Series, N (Cemented Needle), Pt Style #5 (conical needle with side port) , GC Manual Syringes , Hamilton Microliter Syringes, 700 Series , Liquid sampling , Standard syringe, 5-500 µL , Syringes , 分析/色谱 |  | point style 5,Hamilton, 80839,stainless steel needle (point style 5),51 mm (2 in.),needle type N (cemented needle),pkg of 1 ea,0.5 mL,22 ga (cone tip, side-port) | , |  |  | point style 5,Hamilton, 80839,stainless steel needle (point style 5),51 mm (2 in.),needle type N (cemented needle),pkg of 1 ea,0.5 mL,22 ga (cone tip, side-port)
,710N, volume 100 μL, needle size 22s ga (cone tip, side-port), needle L 51 mm (2 in.),,,,, | 24535 |  | Supelco | Hamilton ® syringe, 700 series, cemented needle, pt.#5 | 32070500 | ,,,, | 700 Series, N (Cemented Needle), Pt Style #5 (conical needle with side port) , GC Manual Syringes , Hamilton Microliter Syringes, 700 Series , Liquid sampling , Standard syringe, 5-500 µL , Syringes , 分析/色谱 |  | point style 5,Hamilton, 80639,stainless steel needle (point style 5),51 mm (2 in.),needle type N (cemented needle),pkg of 1 ea,100 μL,22s ga (cone tip, side-port) | , |  |  | point style 5,Hamilton, 80639,stainless steel needle (point style 5),51 mm (2 in.),needle type N (cemented needle),pkg of 1 ea,100 μL,22s ga (cone tip, side-port)
,702N, volume 25 μL, needle size 22s ga (cone tip, side-port), needle L 51 mm (2 in.),,,,, | 24533-U |  | Supelco | Hamilton ® syringe, 700 series, cemented needle, pt.#5 | 32070500 | ,,,, | 700 Series, N (Cemented Needle), Pt Style #5 (conical needle with side port) , GC Manual Syringes , Hamilton Microliter Syringes, 700 Series , Liquid sampling , Standard syringe, 5-500 µL , Syringes , 分析/色谱 |  | point style 5,Hamilton, 80439,stainless steel needle (point style 5),51 mm (2 in.),needle type N (cemented needle),pkg of 1 ea,25 μL,22s ga (cone tip, side-port) | , |  |  | point style 5,Hamilton, 80439,stainless steel needle (point style 5),51 mm (2 in.),needle type N (cemented needle),pkg of 1 ea,25 μL,22s ga (cone tip, side-port)
,725N, volume 250 μL, needle size 22s ga (cone tip, side-port), needle L 51 mm (2 in.),,,,, | 24536 |  | Supelco | Hamilton ® syringe, 700 series, cemented needle, pt.#5 | 32070500 | ,,,, | 700 Series, N (Cemented Needle), Pt Style #5 (conical needle with side port) , GC Manual Syringes , Hamilton Microliter Syringes, 700 Series , Liquid sampling , Standard syringe, 5-500 µL , Syringes , 分析/色谱 |  | point style 5,Hamilton, 80739,stainless steel needle (point style 5),51 mm (2 in.),needle type N (cemented needle),pkg of 1 ea,250 μL,22s ga (cone tip, side-port) | , |  |  | point style 5,Hamilton, 80739,stainless steel needle (point style 5),51 mm (2 in.),needle type N (cemented needle),pkg of 1 ea,250 μL,22s ga (cone tip, side-port)
,705N, volume 50 μL, needle size 22s ga (cone tip, side-port), needle L 51 mm (2 in.),,,,, | 24534-U |  | Supelco | Hamilton ® syringe, 700 series, cemented needle, pt.#5 | 32070500 | ,,,, | 700 Series, N (Cemented Needle), Pt Style #5 (conical needle with side port) , GC Manual Syringes , Hamilton Microliter Syringes, 700 Series , Liquid sampling , Standard syringe, 5-500 µL , Syringes , 分析/色谱 |  | point style 5,Hamilton, 80539,stainless steel needle (point style 5),51 mm (2 in.),needle type N (cemented needle),pkg of 1 ea,50 μL,22s ga (cone tip, side-port) | , |  |  | point style 5,Hamilton, 80539,stainless steel needle (point style 5),51 mm (2 in.),needle type N (cemented needle),pkg of 1 ea,50 μL,22s ga (cone tip, side-port)
,701NCH, volume 10 μL, needle size 26s ga (bevel tip), needle L 51 mm (2 in.),,,,, | 20747 |  | Sigma-Aldrich | Hamilton ® syringe, cemented needle with chaney adapter |  | ,,,, | 700 Series, NCH , GC Manual Syringes , Hamilton Microliter Syringes, 700 Series , Liquid sampling , Standard syringe, 5-500 µL , Syringes , 分析/色谱 |  | Hamilton, 80304,stainless steel needle (point style 2),51 mm (2 in.),needle type N (cemented) with Chaney adapter,pkg of 1 ea,10 μL,26s ga (bevel tip) | , |  |  | Hamilton, 80304,stainless steel needle (point style 2),51 mm (2 in.),needle type N (cemented) with Chaney adapter,pkg of 1 ea,10 μL,26s ga (bevel tip)
,701NWG, volume 10 μL, needle size 26s ga (bevel tip), needle L 51 mm (2 in.),,,,, | 20753 |  | Supelco | Hamilton ® syringe, cemented needle with guide | 32070500 | ,,,for use with Hamilton 701NWG (cemented needle with guide), | 700 Series, NWG (Cemented Needle with Guide) , GC Manual Syringes , Hamilton Microliter Syringes, 700 Series , Liquid sampling , Standard syringe, 5-500 µL , Syringes , 分析/色谱 |  | Hamilton, 80307,stainless steel needle (point style 2),51 mm (2 in.),needle type N (cemented) with guide,pkg of 1 ea,10 μL,26s ga (bevel tip) | , |  |  | Hamilton, 80307,stainless steel needle (point style 2),51 mm (2 in.),needle type N (cemented) with guide,pkg of 1 ea,10 μL,26s ga (bevel tip),for use with Hamilton 701NWG (cemented needle with guide)
,702NWG, volume 25 μL, needle size 22s ga (bevel tip), needle L 51 mm (2 in.),,,,, | 20754 |  | Supelco | Hamilton ® syringe, cemented needle with guide |  | ,,,, | 700 Series, NWG (Cemented Needle with Guide) , GC Manual Syringes , Hamilton Microliter Syringes, 700 Series , Liquid sampling , Standard syringe, 5-500 µL , Syringes , 分析/色谱 |  | Hamilton, 80407,stainless steel needle (point style 2),51 mm (2 in.),needle type N (cemented) with guide,pkg of 1 ea,25 μL,22s ga (bevel tip) | , |  |  | Hamilton, 80407,stainless steel needle (point style 2),51 mm (2 in.),needle type N (cemented) with guide,pkg of 1 ea,25 μL,22s ga (bevel tip)
,750RN, volume 0.5 mL, needle size 22 ga (bevel tip), needle L 51 mm (2 in.),,,,, | 24539 |  | Sigma-Aldrich | Hamilton ® syringe, 700 series, removable needle | 32070500 | ,,,, | 700 Series, RN (Removable Needle) , GC Manual Syringes , Hamilton Microliter Syringes, 700 Series , Liquid sampling , Standard syringe, 5-500 µL , Syringes , 分析/色谱 |  | point style 2,Hamilton, 80830,stainless steel needle (point style 2),51 mm (2 in.),needle type RN (removable needle),pkg of 1 ea,0.5 mL,22 ga (bevel tip) | , |  |  | point style 2,Hamilton, 80830,stainless steel needle (point style 2),51 mm (2 in.),needle type RN (removable needle),pkg of 1 ea,0.5 mL,22 ga (bevel tip)
,710RN, volume 100 μL, needle size 22s ga (bevel tip), needle L 51 mm (2 in.),,,,, | 20790-U |  | Sigma-Aldrich | Hamilton ® syringe, 700 series, removable needle | 32070500 | ,,,for use with Hamilton 710RN (removable needle), | 700 Series, RN (Removable Needle) , GC Manual Syringes , Hamilton Microliter Syringes, 700 Series , Liquid sampling , Standard syringe, 5-500 µL , Syringes , 分析/色谱 |  | point style 2,Hamilton, 80630,stainless steel needle (point style 2),51 mm (2 in.),needle type RN (removable needle),pkg of 1 ea,100 μL,22s ga (bevel tip) | , |  |  | point style 2,Hamilton, 80630,stainless steel needle (point style 2),51 mm (2 in.),needle type RN (removable needle),pkg of 1 ea,100 μL,22s ga (bevel tip),for use with Hamilton 710RN (removable needle)
,702RN, volume 25 μL, needle size 22s ga (bevel tip), needle L 51 mm (2 in.),,,,, | 20787 |  | Sigma-Aldrich | Hamilton ® syringe, 700 series, removable needle |  | ,,,, | 700 Series, RN (Removable Needle) , GC Manual Syringes , Hamilton Microliter Syringes, 700 Series , Liquid sampling , Standard syringe, 5-500 µL , Syringes , 分析/色谱 |  | point style 2,Hamilton, 80430,stainless steel needle (point style 2),51 mm (2 in.),needle type RN (removable needle),pkg of 1 ea,25 μL,22s ga (bevel tip) | , |  |  | point style 2,Hamilton, 80430,stainless steel needle (point style 2),51 mm (2 in.),needle type RN (removable needle),pkg of 1 ea,25 μL,22s ga (bevel tip)
,725RN, volume 250 μL, needle size 22s ga (bevel tip), needle L 51 mm (2 in.),,,,, | 24538-U |  | Sigma-Aldrich | Hamilton ® syringe, 700 series, removable needle | 32070500 | ,,,for use with Hamilton 725RN (removable needle), | 700 Series, RN (Removable Needle) , GC Manual Syringes , Hamilton Microliter Syringes, 700 Series , Liquid sampling , Standard syringe, 5-500 µL , Syringes , 分析/色谱 |  | point style 2,Hamilton, 80730,stainless steel needle (point style 2),51 mm (2 in.),needle type RN (removable needle),pkg of 1 ea,250 μL,22s ga (bevel tip) | , |  |  | point style 2,Hamilton, 80730,stainless steel needle (point style 2),51 mm (2 in.),needle type RN (removable needle),pkg of 1 ea,250 μL,22s ga (bevel tip),for use with Hamilton 725RN (removable needle)
,705RN, volume 50 μL, needle size 22s ga (bevel tip), needle L 51 mm (2 in.),,,,, | 20788 |  | Sigma-Aldrich | Hamilton ® syringe, 700 series, removable needle | 32070500 | ,,,, | 700 Series, RN (Removable Needle) , GC Manual Syringes , Hamilton Microliter Syringes, 700 Series , Liquid sampling , Standard syringe, 5-500 µL , Syringes , 分析/色谱 |  | point style 2,Hamilton, 80530,stainless steel needle (point style 2),51 mm (2 in.),needle type RN (removable needle),pkg of 1 ea,50 μL,22s ga (bevel tip) | , |  |  | point style 2,Hamilton, 80530,stainless steel needle (point style 2),51 mm (2 in.),needle type RN (removable needle),pkg of 1 ea,50 μL,22s ga (bevel tip)
,701RNCH, volume 10 μL, needle size 26s ga (bevel tip), needle L 51 mm (2 in.),,,,, | 20699 |  | Sigma-Aldrich | Hamilton ® syringe, 700 series, removable needle with chaney adapter |  | ,,,for use with Hamilton 701RNCH (removable needle with chaney adapter), | 700 Series, RNCH (Removable Needle with Chaney Adapter) , GC Manual Syringes , Hamilton Microliter Syringes, 700 Series , Liquid sampling , Standard syringe, 5-500 µL , Syringes , 分析/色谱 |  | Hamilton, 80334,stainless steel needle (point style 2),51 mm (2 in.),removable needle with Chaney adapter RNCH,pkg of 1 ea,10 μL,26s ga (bevel tip) | , |  |  | Hamilton, 80334,stainless steel needle (point style 2),51 mm (2 in.),removable needle with Chaney adapter RNCH,pkg of 1 ea,10 μL,26s ga (bevel tip),for use with Hamilton 701RNCH (removable needle with chaney adapter)
,701RNWG, volume 10 μL, needle size 26s ga (bevel tip), needle L 51 mm (2 in.),,,,, | 20698 |  | Sigma-Aldrich | Hamilton ® syringe, 700 series, removable needle with guide |  | ,,,, | 700 Series, RNWG (Removable Needle with Guide) , GC Manual Syringes , Hamilton Microliter Syringes, 700 Series , Liquid sampling , Standard syringe, 5-500 µL , Syringes , 分析/色谱 |  | Hamilton, 80337,stainless steel needle (point style 2),51 mm (2 in.),removable needle with guide RNWG,pkg of 1 ea,10 μL,26s ga (bevel tip) | , |  |  | Hamilton, 80337,stainless steel needle (point style 2),51 mm (2 in.),removable needle with guide RNWG,pkg of 1 ea,10 μL,26s ga (bevel tip)
,750SNR, volume 0.5 mL, needle size 22 ga (blunt tip), needle L 51 mm (2 in.),,,,, | 26222-U |  | Sigma-Aldrich | Hamilton ® syringe, 700 series, special needle | 32070500 | ,,,for use with HPLC valves, | 700 Series, SN (Special Needle) , GC Manual Syringes , HPLC Manual Syringes , HPLC Syringes , Hamilton HPLC Syringes , Hamilton HPLC Syringes, 700 Series , Hamilton Microliter Syringes, 700 Series , Hamilton syringes , Labware , Liquid sampling , Rheodyne, Valco VISF-2, Altex and SSI Injection Valves , Standard syringe, 5-500 µL , Syringes , Syringes and Needles , 分析/色谱 |  | for use with Valco VISF-2,Hamilton, 80865,stainless steel needle (point style 3),51 mm (2 in.),needle type SN (special needle),pkg of 1 ea,0.5 mL,22 ga (blunt tip) | , |  |  | for use with Valco VISF-2,Hamilton, 80865,stainless steel needle (point style 3),51 mm (2 in.),needle type SN (special needle),pkg of 1 ea,0.5 mL,22 ga (blunt tip),for use with HPLC valves
,701SN, volume 10 μL, needle size 26s ga (blunt tip), needle L 51 mm (2 in.),,,,, | 20682 |  | Sigma-Aldrich | Hamilton ® syringe, 700 series, special needle | 32070500 | ,,,for use with Rheodyne 701SNR, | 700 Series, SN (Special Needle) , GC Manual Syringes , HPLC Syringes , Hamilton Microliter Syringes, 700 Series , Hamilton syringes , Labware , Liquid sampling , Standard syringe, 5-500 µL , Syringes , Syringes and Needles , 分析/色谱 |  | Hamilton, 80383,stainless steel needle (point style 3),51 mm (2 in.),needle type SN (special needle),pkg of 1 ea,10 μL,26s ga (blunt tip) | , |  |  | Hamilton, 80383,stainless steel needle (point style 3),51 mm (2 in.),needle type SN (special needle),pkg of 1 ea,10 μL,26s ga (blunt tip),for use with Rheodyne 701SNR
,701SNR, volume 10 μL, needle size 22s ga (blunt tip), needle L 51 mm (2 in.),,,,, | 58380-U |  | Sigma-Aldrich | Hamilton ® syringe, 700 series, special needle |  | ,,,for use with Rheodyne, | 700 Series, SN (Special Needle) , GC Manual Syringes , HPLC Manual Syringes , HPLC Syringes , Hamilton HPLC Syringes , Hamilton HPLC Syringes, 700 Series , Hamilton Microliter Syringes, 700 Series , Hamilton syringes , Labware , Liquid sampling , Rheodyne, Valco VISF-2, Altex and SSI Injection Valves , Standard syringe, 5-500 µL , Syringes , Syringes and Needles , 分析/色谱 |  | for use with Valco VISF-2,Hamilton, 80365,stainless steel needle (point style 3),51 mm (2 in.),needle type SN (special needle),pkg of 1 ea,10 μL,22s ga (blunt tip) | , |  |  | for use with Valco VISF-2,Hamilton, 80365,stainless steel needle (point style 3),51 mm (2 in.),needle type SN (special needle),pkg of 1 ea,10 μL,22s ga (blunt tip),for use with Rheodyne
,701SN, volume 10 μL, needle size 26s ga (bevel tip), needle L 76 mm (3 in.),,,,, | 21572 |  | Sigma-Aldrich | Hamilton ® syringe, 700 series, special needle |  | ,,,for use with Hamilton 701SN (special needle), | 700 Series, SN (Special Needle) , GC Manual Syringes , HPLC Syringes , Hamilton Microliter Syringes, 700 Series , Hamilton syringes , Labware , Liquid sampling , Standard syringe, 5-500 µL , Syringes , Syringes and Needles , 分析/色谱 |  | Hamilton, 80384,stainless steel needle (point style 2),76 mm (3 in.),needle type SN (special needle),pkg of 1 ea,10 μL,26s ga (bevel tip) | , |  |  | Hamilton, 80384,stainless steel needle (point style 2),76 mm (3 in.),needle type SN (special needle),pkg of 1 ea,10 μL,26s ga (bevel tip),for use with Hamilton 701SN (special needle)
,701SN, volume 10 μL, needle size 26s ga (bevel tip), needle L 101 mm (4 in.),,,,, | 21573 |  | Sigma-Aldrich | Hamilton ® syringe, 700 series, special needle |  | ,,,for use with Hamilton 701SN (special needle), | 700 Series, SN (Special Needle) , GC Manual Syringes , HPLC Syringes , Hamilton Microliter Syringes, 700 Series , Hamilton syringes , Labware , Liquid sampling , Standard syringe, 5-500 µL , Syringes , Syringes and Needles , 分析/色谱 |  | Hamilton, 80382,stainless steel needle (point style 2),101 mm (4 in.),needle type SN (special needle),pkg of 1 ea,10 μL,26s ga (bevel tip) | , |  |  | Hamilton, 80382,stainless steel needle (point style 2),101 mm (4 in.),needle type SN (special needle),pkg of 1 ea,10 μL,26s ga (bevel tip),for use with Hamilton 701SN (special needle)
,701SN, volume 10 μL, needle size 26s ga (bevel tip), needle L 152 mm (6 in.),,,,, | 21574 |  | Sigma-Aldrich | Hamilton ® syringe, 700 series, special needle |  | ,,,, | 700 Series, SN (Special Needle) , GC Manual Syringes , HPLC Syringes , Hamilton Microliter Syringes, 700 Series , Hamilton syringes , Labware , Liquid sampling , Standard syringe, 5-500 µL , Syringes , Syringes and Needles , 分析/色谱 |  | Hamilton, 80385,stainless steel needle (point style 2),152 mm (6 in.),needle type SN (special needle),pkg of 1 ea,10 μL,26s ga (bevel tip) | , |  |  | Hamilton, 80385,stainless steel needle (point style 2),152 mm (6 in.),needle type SN (special needle),pkg of 1 ea,10 μL,26s ga (bevel tip)
,710SNR, volume 100 μL, needle size 22s ga (blunt tip), needle L 51 mm (2 in.),,,,, | 58383 |  | Sigma-Aldrich | Hamilton ® syringe, 700 series, special needle |  | ,,,for use with Rheodyne, | 700 Series, SN (Special Needle) , GC Manual Syringes , HPLC Manual Syringes , HPLC Syringes , Hamilton HPLC Syringes , Hamilton HPLC Syringes, 700 Series , Hamilton Microliter Syringes, 700 Series , Hamilton syringes , Labware , Liquid sampling , Rheodyne, Valco VISF-2, Altex and SSI Injection Valves , Standard syringe, 5-500 µL , Syringes , Syringes and Needles , 分析/色谱 |  | for use with Valco VISF-2,Hamilton, 80665,stainless steel needle (point style 3),51 mm (2 in.),needle type SN (special needle),pkg of 1 ea,100 μL,22s ga (blunt tip) | , |  |  | for use with Valco VISF-2,Hamilton, 80665,stainless steel needle (point style 3),51 mm (2 in.),needle type SN (special needle),pkg of 1 ea,100 μL,22s ga (blunt tip),for use with Rheodyne
,702SNR, volume 25 μL, needle size 22s ga (blunt tip), needle L 51 mm (2 in.),,,,, | 58381 |  | Sigma-Aldrich | Hamilton ® syringe, 700 series, special needle |  | ,,,for use with Rheodyne, | 700 Series, SN (Special Needle) , GC Manual Syringes , HPLC Manual Syringes , HPLC Syringes , Hamilton HPLC Syringes , Hamilton HPLC Syringes, 700 Series , Hamilton Microliter Syringes, 700 Series , Hamilton syringes , Labware , Liquid sampling , Rheodyne, Valco VISF-2, Altex and SSI Injection Valves , Standard syringe, 5-500 µL , Syringes , Syringes and Needles , 分析/色谱 |  | for use with Valco VISF-2,pkg of 1 ea,Hamilton, 80465,51 mm (2 in.),needle type SN (special needle),25 μL,22s ga (blunt tip) | , |  |  | for use with Valco VISF-2,pkg of 1 ea,Hamilton, 80465,51 mm (2 in.),needle type SN (special needle),25 μL,22s ga (blunt tip),for use with Rheodyne
,725SNR, volume 250 μL, needle size 22 ga (blunt tip), needle L 51 mm (2 in.),,,,, | 58384 |  | Sigma-Aldrich | Hamilton ® syringe, 700 series, special needle |  | ,,,for sampling Valco VISF-2, | 700 Series, SN (Special Needle) , GC Manual Syringes , HPLC Manual Syringes , HPLC Syringes , Hamilton HPLC Syringes , Hamilton HPLC Syringes, 700 Series , Hamilton Microliter Syringes, 700 Series , Hamilton syringes , Labware , Liquid sampling , Rheodyne, Valco VISF-2, Altex and SSI Injection Valves , Standard syringe, 5-500 µL , Syringes , Syringes and Needles , 分析/色谱 |  | for use with SSI,Hamilton, 80765,stainless steel needle (point style 3),51 mm (2 in.),needle type SN (special needle),pkg of 1 ea,250 μL,22 ga (blunt tip) | , |  |  | for use with SSI,Hamilton, 80765,stainless steel needle (point style 3),51 mm (2 in.),needle type SN (special needle),pkg of 1 ea,250 μL,22 ga (blunt tip),for sampling Valco VISF-2
,705SNR, volume 50 μL, needle size 22s ga (blunt tip), needle L 51 mm (2 in.),,,,, | 58382 |  | Sigma-Aldrich | Hamilton ® syringe, 700 series, special needle |  | ,,,for use with Rheodyne, | 700 Series, SN (Special Needle) , GC Manual Syringes , HPLC Manual Syringes , HPLC Syringes , Hamilton HPLC Syringes , Hamilton HPLC Syringes, 700 Series , Hamilton Microliter Syringes, 700 Series , Hamilton syringes , Labware , Liquid sampling , Rheodyne, Valco VISF-2, Altex and SSI Injection Valves , Standard syringe, 5-500 µL , Syringes , Syringes and Needles , 分析/色谱 |  | mode of use Valco VISF-2,Hamilton, 80565,stainless steel needle (point style 3),51 mm (2 in.),needle type SN (special needle),pkg of 1 ea,50 μL,22s ga (blunt tip) | , |  |  | mode of use Valco VISF-2,Hamilton, 80565,stainless steel needle (point style 3),51 mm (2 in.),needle type SN (special needle),pkg of 1 ea,50 μL,22s ga (blunt tip),for use with Rheodyne
Hamilton ® syringe, 700 series, fixed needle,701SN, volume 10 μL, needle size 23s ga (cone tip), needle L 43 mm (1.71 in.),,,,, | 26228 |  | Sigma-Aldrich | Hamilton ® 注射器，700 系列，固定针头 |  | ,,,for use with Hamilton 701SN (use with Merlin Microseal), | 700 Series, SN (Use with Merlin MicroSeal, Manual Injection) , GC Manual Syringes , Hamilton Microliter Syringes, 700 Series , Liquid sampling , Standard syringe, 5-500 µL , Syringes , 分析/色谱 |  | point style 1,Hamilton, 80395,stainless steel needle (point style 1),43 mm (1.71 in.),needle type N (cemented needle),pkg of 1 ea,10 μL,23s ga (cone tip) | , |  |  | point style 1,Hamilton, 80395,stainless steel needle (point style 1),43 mm (1.71 in.),needle type N (cemented needle),pkg of 1 ea,10 μL,23s ga (cone tip),for use with Hamilton 701SN (use with Merlin Microseal)
,801RNW, volume 10 μL, needle size 25s ga (blunt tip), needle L 50 mm (1.97 in.),,,,, | 58390-U |  | Sigma-Aldrich | Hamilton ® syringe, 800 series, waters RN |  | ,,,Waters U6K Loop Injector, | 800 Series Syringes , GC Manual Syringes , HPLC Manual Syringes , HPLC Syringes , Hamilton HPLC Syringes , Hamilton Microliter Syringes, 800 and 900 Series , Hamilton syringes , Labware , Liquid sampling , Syringe with extended barrel , Syringes , Syringes and Needles , Waters U6K Loop Injector , 分析/色谱 |  | Hamilton, 84815,stainless steel needle (point style 3),50 mm (1.97 in.),pkg of 1 ea,10 μL,25s ga (blunt tip) | , |  |  | Hamilton, 84815,stainless steel needle (point style 3),50 mm (1.97 in.),pkg of 1 ea,10 μL,25s ga (blunt tip),Waters U6K Loop Injector
,810RNW, volume 100 μL, needle size 25s ga (blunt tip), needle L 50 mm (1.97 in.),,,,, | 58393 |  | Sigma-Aldrich | Hamilton ® syringe, 800 series, waters RN |  | ,,,for use with Waters U6K Loop Injector, | 800 Series Syringes , GC Manual Syringes , HPLC Manual Syringes , HPLC Syringes , Hamilton HPLC Syringes , Hamilton Microliter Syringes, 800 and 900 Series , Hamilton syringes , Labware , Liquid sampling , Syringe with extended barrel , Syringes , Syringes and Needles , Waters U6K Loop Injector , 分析/色谱 |  | Hamilton, 84818,stainless steel needle (point style 3),50 mm (1.97 in.),pkg of 1 ea,100 μL,25s ga (blunt tip) | , |  |  | Hamilton, 84818,stainless steel needle (point style 3),50 mm (1.97 in.),pkg of 1 ea,100 μL,25s ga (blunt tip),for use with Waters U6K Loop Injector
,802RNW, volume 25 μL, needle size 25s ga (blunt tip), needle L 50 mm (1.97 in.),,,,, | 58391 |  | Sigma-Aldrich | Hamilton ® syringe, 800 series, waters RN |  | ,,,for use with Waters U6K Loop Injector, | 800 Series Syringes , GC Manual Syringes , HPLC Manual Syringes , HPLC Syringes , Hamilton HPLC Syringes , Hamilton Microliter Syringes, 800 and 900 Series , Hamilton syringes , Labware , Liquid sampling , Syringe with extended barrel , Syringes , Syringes and Needles , Waters U6K Loop Injector , 分析/色谱 |  | Hamilton, 84816,stainless steel needle (point style 3),50 mm (1.97 in.),pkg of 1 ea,25 μL,25s ga (blunt tip) | , |  |  | Hamilton, 84816,stainless steel needle (point style 3),50 mm (1.97 in.),pkg of 1 ea,25 μL,25s ga (blunt tip),for use with Waters U6K Loop Injector
,825RNW, volume 250 μL, needle size 25s ga (blunt tip), needle L 50 mm (1.97 in.),,,,, | 58394 |  | Sigma-Aldrich | Hamilton ® syringe, 800 series, waters RN |  | ,,,for use with Waters U6K Loop Injector, | 800 Series Syringes , GC Manual Syringes , HPLC Manual Syringes , HPLC Syringes , Hamilton HPLC Syringes , Hamilton Microliter Syringes, 800 and 900 Series , Hamilton syringes , Labware , Liquid sampling , Syringe with extended barrel , Syringes , Syringes and Needles , Waters U6K Loop Injector , 分析/色谱 |  | Hamilton, 84819,stainless steel needle (point style 3),50 mm (1.97 in.),pkg of 1 ea,250 μL,25s ga (blunt tip) | , |  |  | Hamilton, 84819,stainless steel needle (point style 3),50 mm (1.97 in.),pkg of 1 ea,250 μL,25s ga (blunt tip),for use with Waters U6K Loop Injector
,805RNW, volume 50 μL, needle size 25s ga (blunt tip), needle L 50 mm (1.97 in.),,,,, | 58392 |  | Sigma-Aldrich | Hamilton ® syringe, 800 series, waters RN |  | ,,,for use with Waters U6K Loop Injector, | 800 Series Syringes , GC Manual Syringes , HPLC Manual Syringes , HPLC Syringes , Hamilton HPLC Syringes , Hamilton Microliter Syringes, 800 and 900 Series , Hamilton syringes , Labware , Liquid sampling , Syringe with extended barrel , Syringes , Syringes and Needles , Waters U6K Loop Injector , 分析/色谱 |  | Hamilton, 84817,stainless steel needle (point style 3),50 mm (1.97 in.),pkg of 1 ea,50 μL,25s ga (blunt tip) | , |  |  | Hamilton, 84817,stainless steel needle (point style 3),50 mm (1.97 in.),pkg of 1 ea,50 μL,25s ga (blunt tip),for use with Waters U6K Loop Injector
Hamilton ® 800 Series MULTI-PAK,800RNW, volume 10-250 μL, needle size 25s ga (blunt tip), needle L 51 mm (2 in.), pkg of 5 syringes,,,,, | Z109681 |  | Aldrich | Hamilton ® 800 系列·MULTI-PAK |  | ,,,, | 800 Series Syringes , GC Manual Syringes , Hamilton Microliter 800 Series Syringe , Hamilton Microliter Syringes, 800 and 900 Series , Liquid sampling , Syringe with extended barrel , Syringes , 分析/色谱 |  | 25s ga (blunt tip),pkg of 5 syringes,51 mm (2 in.),Hamilton, 84891,10-250 μL | , |  |  | 25s ga (blunt tip),pkg of 5 syringes,51 mm (2 in.),Hamilton, 84891,10-250 μL
Hamilton ® syringe, 800 series, cemented needle,801N, volume 10 μL, needle size 26s ga (bevel tip), needle L 51 mm (2 in.),,,,, | 20795-U |  | Sigma-Aldrich | Hamilton ® 注射器，800 系列，固定针头 | 32070500 | ,,,, | 800 Series Syringes , GC Manual Syringes , Hamilton Microliter Syringes, 800 Series, Fixed Needle , Hamilton Microliter Syringes, 800 and 900 Series , Liquid sampling , Syringe with extended barrel , Syringes , 分析/色谱 |  | Hamilton, 84852,Microliter ™,stainless steel needle (point style 2),51 mm (2 in.),needle type N (cemented),pkg of 1 ea,10 μL,26s ga (bevel tip) | , |  |  | Hamilton, 84852,Microliter ™,stainless steel needle (point style 2),51 mm (2 in.),needle type N (cemented),pkg of 1 ea,10 μL,26s ga (bevel tip)
Hamilton ® syringe, 800 series, cemented needle,810N, volume 100 μL, needle size 22s ga (bevel tip), needle L 51 mm (2 in.),,,,, | 21497-U |  | Sigma-Aldrich | Hamilton ® 注射器，800 系列，固定针头 | 32070500 | ,,,for use with Hamilton 810N (cemented needle), | 800 Series Syringes , GC Manual Syringes , Hamilton Microliter Syringes, 800 Series, Fixed Needle , Hamilton Microliter Syringes, 800 and 900 Series , Liquid sampling , Syringe with extended barrel , Syringes , 分析/色谱 |  | Hamilton, 84858,Microliter ™,stainless steel needle (point style 2),51 mm (2 in.),needle type N (cemented),pkg of 1 ea,100 μL,22s ga (bevel tip) | , |  |  | Hamilton, 84858,Microliter ™,stainless steel needle (point style 2),51 mm (2 in.),needle type N (cemented),pkg of 1 ea,100 μL,22s ga (bevel tip),for use with Hamilton 810N (cemented needle)
Hamilton ® syringe, 800 series, cemented needle,802N, volume 25 μL, needle size 22s ga (bevel tip), needle L 51 mm (2 in.),,,,, | 21492 |  | Sigma-Aldrich | Hamilton ® 注射器，800 系列，固定针头 |  | ,,,, | 800 Series Syringes , GC Manual Syringes , Hamilton Microliter Syringes, 800 Series, Fixed Needle , Hamilton Microliter Syringes, 800 and 900 Series , Liquid sampling , Syringe with extended barrel , Syringes , 分析/色谱 |  | Hamilton, 84854,Microliter ™,stainless steel needle (point style 2),51 mm (2 in.),needle type N (cemented),pkg of 1 ea,25 μL,22s ga (bevel tip) | , |  |  | Hamilton, 84854,Microliter ™,stainless steel needle (point style 2),51 mm (2 in.),needle type N (cemented),pkg of 1 ea,25 μL,22s ga (bevel tip)
Hamilton ® syringe, 800 series, cemented needle,85N, volume 5 μL, needle size 26s ga (bevel tip), needle L 51 mm (2 in.),,,,, | 20835-U |  | Aldrich | Hamilton ® 注射器，800 系列，固定针头 |  | ,,,, | 800 Series Syringes , GC Manual Syringes , Hamilton Microliter Syringes, 800 Series, Fixed Needle , Hamilton Microliter Syringes, 800 and 900 Series , Liquid sampling , Syringe with extended barrel , Syringes , 分析/色谱 |  | Hamilton, 84850,Microliter ™,stainless steel needle (point style 2),51 mm (2 in.),needle type N (cemented),pkg of 1 ea,5 μL,26s ga (bevel tip) | , |  |  | Hamilton, 84850,Microliter ™,stainless steel needle (point style 2),51 mm (2 in.),needle type N (cemented),pkg of 1 ea,5 μL,26s ga (bevel tip)
Hamilton ® syringe, 800 series, cemented needle,805N, volume 50 μL, needle size 22s ga (bevel tip), needle L 51 mm (2 in.),,,,, | 24544 |  | Sigma-Aldrich | Hamilton ® 注射器，800 系列，固定针头 |  | ,,,, | 800 Series Syringes , GC Manual Syringes , Hamilton Microliter Syringes, 800 Series, Fixed Needle , Hamilton Microliter Syringes, 800 and 900 Series , Liquid sampling , Syringe with extended barrel , Syringes , 分析/色谱 |  | Hamilton, 84856,Microliter ™,stainless steel needle (point style 2),51 mm (2 in.),needle type N (cemented),pkg of 1 ea,50 μL,22s ga (bevel tip) | , |  |  | Hamilton, 84856,Microliter ™,stainless steel needle (point style 2),51 mm (2 in.),needle type N (cemented),pkg of 1 ea,50 μL,22s ga (bevel tip)
,801RN, volume 10 μL, needle size 26s ga (bevel tip), needle L 51 mm (2 in.),,,,, | 20797 |  | Sigma-Aldrich | Hamilton ® syringe, 800 series, removable needle |  | ,,,, | 800 Series Syringes , GC Manual Syringes , Hamilton Microliter Syringes, 800 Series, Removable Needle , Hamilton Microliter Syringes, 800 and 900 Series , Liquid sampling , Syringe with extended barrel , Syringes , 分析/色谱 |  | Hamilton, 84853,stainless steel needle (point style 2),51 mm (2 in.),removable needle RN,pkg of 1 ea,10 μL,26s ga (bevel tip) | , |  |  | Hamilton, 84853,stainless steel needle (point style 2),51 mm (2 in.),removable needle RN,pkg of 1 ea,10 μL,26s ga (bevel tip)
,810RN, volume 100 μL, needle size 22s ga (bevel tip), needle L 51 mm (2 in.),,,,, | 21498 |  | Sigma-Aldrich | Hamilton ® syringe, 800 series, removable needle |  | ,,,for use with Hamilton 810RN (removable needle), | 800 Series Syringes , GC Manual Syringes , Hamilton Microliter Syringes, 800 Series, Removable Needle , Hamilton Microliter Syringes, 800 and 900 Series , Liquid sampling , Syringe with extended barrel , Syringes , 分析/色谱 |  | Hamilton, 84859,stainless steel needle (point style 2),51 mm (2 in.),removable needle RN,pkg of 1 ea,100 μL,22s ga (bevel tip) | , |  |  | Hamilton, 84859,stainless steel needle (point style 2),51 mm (2 in.),removable needle RN,pkg of 1 ea,100 μL,22s ga (bevel tip),for use with Hamilton 810RN (removable needle)
,802RN, volume 25 μL, needle size 22s ga (bevel tip), needle L 51 mm (2 in.),,,,, | 21493 |  | Sigma-Aldrich | Hamilton ® syringe, 800 series, removable needle |  | ,,,for use with Hamilton 802RN (removable needle), | 800 Series Syringes , GC Manual Syringes , Hamilton Microliter Syringes, 800 Series, Removable Needle , Hamilton Microliter Syringes, 800 and 900 Series , Liquid sampling , Syringe with extended barrel , Syringes , 分析/色谱 |  | Hamilton, 84855,stainless steel needle (point style 2),51 mm (2 in.),removable needle RN,pkg of 1 ea,25 μL,22s ga (bevel tip) | , |  |  | Hamilton, 84855,stainless steel needle (point style 2),51 mm (2 in.),removable needle RN,pkg of 1 ea,25 μL,22s ga (bevel tip),for use with Hamilton 802RN (removable needle)
,825RN, volume 250 μL, needle size 22s ga (bevel tip), needle L 51 mm (2 in.),,,,, | 24546 |  | Sigma-Aldrich | Hamilton ® syringe, 800 series, removable needle |  | ,,,, | 800 Series Syringes , GC Manual Syringes , Hamilton Microliter Syringes, 800 Series, Removable Needle , Hamilton Microliter Syringes, 800 and 900 Series , Liquid sampling , Syringe with extended barrel , Syringes , 分析/色谱 |  | Hamilton, 84861,stainless steel needle (point style 2),51 mm (2 in.),removable needle RN,pkg of 1 ea,250 μL,22s ga (bevel tip) | , |  |  | Hamilton, 84861,stainless steel needle (point style 2),51 mm (2 in.),removable needle RN,pkg of 1 ea,250 μL,22s ga (bevel tip)
,85RN, volume 5 μL, needle size 26s ga (bevel tip), needle L 51 mm (2 in.),,,,, | 26201 |  | Sigma-Aldrich | Hamilton ® syringe, 800 series, removable needle | 32070500 | ,,,, | 800 Series Syringes , GC Manual Syringes , Hamilton Microliter Syringes, 800 Series, Removable Needle , Hamilton Microliter Syringes, 800 and 900 Series , Liquid sampling , Syringe with extended barrel , Syringes , 分析/色谱 |  | Hamilton, 84851,stainless steel needle (point style 2),51 mm (2 in.),removable needle RN,pkg of 1 ea,5 μL,26s ga (bevel tip) | , |  |  | Hamilton, 84851,stainless steel needle (point style 2),51 mm (2 in.),removable needle RN,pkg of 1 ea,5 μL,26s ga (bevel tip)
,805RN, volume 50 μL, needle size 22s ga (bevel tip), needle L 51 mm (2 in.),,,,, | 21496 |  | Sigma-Aldrich | Hamilton ® syringe, 800 series, removable needle |  | ,,,for use with Hamilton 805RN (removable needle), | 800 Series Syringes , GC Manual Syringes , Hamilton Microliter Syringes, 800 Series, Removable Needle , Hamilton Microliter Syringes, 800 and 900 Series , Liquid sampling , Syringe with extended barrel , Syringes , 分析/色谱 |  | Hamilton, 84857,stainless steel needle (point style 2),51 mm (2 in.),removable needle RN,pkg of 1 ea,50 μL,22s ga (bevel tip) | , |  |  | Hamilton, 84857,stainless steel needle (point style 2),51 mm (2 in.),removable needle RN,pkg of 1 ea,50 μL,22s ga (bevel tip),for use with Hamilton 805RN (removable needle)
Hamilton ® syringe barrel,for use with Hamilton 801N, volume 10 μL, pkg of 1 ea,,,,, | 20837 |  | Sigma-Aldrich | Hamilton ® 注射筒 |  | ,,,for use with Hamilton 801N, | 800 Series Syringes , GC Manual Syringes , Hamilton Microliter Syringes, 800 and 900 Series , Hamilton Syringe Replacement Barrels , Liquid sampling , Syringe with extended barrel , Syringes , 分析/色谱 |  | pkg of 1 ea,Hamilton, 32151,glass,801N,10 μL | , |  |  | Hamilton, 32151,801N,glass,pkg of 1 ea,10 μL,for use with Hamilton 801N
Hamilton ® syringe barrel,for use with Hamilton 801RN, volume 10 μL, pkg of 1 ea,,,,, | 20838-U |  | Sigma-Aldrich | Hamilton ® 注射筒 |  | ,,,for use with Hamilton 801RN, | 800 Series Syringes , GC Manual Syringes , Hamilton Microliter Syringes, 800 and 900 Series , Hamilton Syringe Replacement Barrels , Liquid sampling , Syringe with extended barrel , Syringes , 分析/色谱 |  | pkg of 1 ea,Hamilton, 32129,glass,801RN,10 μL | , |  |  | Hamilton, 32129,801RN,glass,pkg of 1 ea,10 μL,for use with Hamilton 801RN
,1001LT, volume 1 mL, needle size (not included),,,,, | 20720 |  | Sigma-Aldrich | Hamilton ® syringe, 1000 series GASTIGHT ® , luer tip | 32070500 | ,,,, | 1000 Series, LT (luer tip) , GC Manual Syringes , Gas/Liquid sampling , Hamilton GASTIGHT Syringes, 1000 Series , Syringes , Syringes for gas sampling, 1-100 mL , 分析/色谱 |  | Hamilton, 81301,, n/a,needle type Luer tip,pkg of 1 ea,1 mL,(not included) | , |  |  | Hamilton, 81301,, n/a,needle type Luer tip,pkg of 1 ea,1 mL,(not included)
,1002LT, volume 2.5 mL, needle size (not included),,,,, | 20721 |  | Sigma-Aldrich | Hamilton ® syringe, 1000 series GASTIGHT ® , luer tip |  | ,,,, | 1000 Series, LT (luer tip) , GC Manual Syringes , Gas/Liquid sampling , Hamilton GASTIGHT Syringes, 1000 Series , Syringes , Syringes for gas sampling, 1-100 mL , 分析/色谱 |  | Hamilton, 81401,, n/a,needle type Luer tip,pkg of 1 ea,2.5 mL,(not included) | , |  |  | Hamilton, 81401,, n/a,needle type Luer tip,pkg of 1 ea,2.5 mL,(not included)
,1001.25LTN, volume 1.25 mL, needle size 22 ga (bevel tip), needle L 51 mm (2 in.),,,,, | 24589 |  | Sigma-Aldrich | Hamilton ® syringe, 1000 series GASTIGHT ® , LTN (fixed needle) |  | ,,,, | 1000 Series, LTN (fixed needle) , GC Manual Syringes , Gas/Liquid sampling , Hamilton GASTIGHT Syringes, 1000 Series , Syringes , Syringes for gas sampling, 1-100 mL , 分析/色谱 |  | Hamilton, 82017,stainless steel needle bevel tip (point style 2),51 mm (2 in.),needle type LTN (fixed),pkg of 1 ea,1.25 mL,22 ga (bevel tip) | , |  |  | Hamilton, 82017,stainless steel needle bevel tip (point style 2),51 mm (2 in.),needle type LTN (fixed),pkg of 1 ea,1.25 mL,22 ga (bevel tip)
,1010LTN, volume 10 mL, needle size 22 ga (bevel tip), needle L 51 mm (2 in.),,,,, | 20693 |  | Sigma-Aldrich | Hamilton ® syringe, 1000 series GASTIGHT ® , LTN (fixed needle) | 32070500 | ,,,, | 1000 Series, LTN (fixed needle) , GC Manual Syringes , Gas/Liquid sampling , Hamilton GASTIGHT Syringes, 1000 Series , Syringes , Syringes for gas sampling, 1-100 mL , 分析/色谱 |  | Hamilton, 81617,stainless steel needle bevel tip (point style 2),51 mm (2 in.),needle type LTN (fixed),pkg of 1 ea,10 mL,22 ga (bevel tip) | , |  |  | Hamilton, 81617,stainless steel needle bevel tip (point style 2),51 mm (2 in.),needle type LTN (fixed),pkg of 1 ea,10 mL,22 ga (bevel tip)
,1002LTN, volume 2.5 mL, needle size 22 ga (bevel tip), needle L 51 mm (2 in.),,,,, | 20691 |  | Sigma-Aldrich | Hamilton ® syringe, 1000 series GASTIGHT ® , LTN (fixed needle) | 32070500 | ,,,, | 1000 Series, LTN (fixed needle) , GC Manual Syringes , Gas/Liquid sampling , Hamilton GASTIGHT Syringes, 1000 Series , Syringes , Syringes for gas sampling, 1-100 mL , 分析/色谱 |  | Hamilton, 81417,stainless steel needle bevel tip (point style 2),51 mm (2 in.),needle type LTN (fixed),pkg of 1 ea,2.5 mL,22 ga (bevel tip) | , |  |  | Hamilton, 81417,stainless steel needle bevel tip (point style 2),51 mm (2 in.),needle type LTN (fixed),pkg of 1 ea,2.5 mL,22 ga (bevel tip)
,1005LTN, volume 5 mL, needle size 22 ga (bevel tip), needle L 51 mm (2 in.),,,,, | 20692 |  | Sigma-Aldrich | Hamilton ® syringe, 1000 series GASTIGHT ® , LTN (fixed needle) | 32070500 | ,,,, | 1000 Series, LTN (fixed needle) , GC Manual Syringes , Gas/Liquid sampling , Hamilton GASTIGHT Syringes, 1000 Series , Syringes , Syringes for gas sampling, 1-100 mL , 分析/色谱 |  | Hamilton, 81517,stainless steel needle bevel tip (point style 2),51 mm (2 in.),needle type LTN (fixed),pkg of 1 ea,5 mL,22 ga (bevel tip) | , |  |  | Hamilton, 81517,stainless steel needle bevel tip (point style 2),51 mm (2 in.),needle type LTN (fixed),pkg of 1 ea,5 mL,22 ga (bevel tip)
,1001LTN, volume 1 mL, needle size 22 ga (cone tip, side-port), needle L 51 mm (2 in.),,,,, | 20709 |  | Sigma-Aldrich | Hamilton ® syringe, 1000 series GASTIGHT ® , LTN Pt.5 (fixed needle with side port) | 32070500 | ,,,, | 1000 Series, LTN (fixed needle), Pt. #5 (side port) , GC Manual Syringes , Gas/Liquid sampling , Hamilton GASTIGHT Syringes, 1000 Series , Syringes , Syringes for gas sampling, 1-100 mL , 分析/色谱 |  | Hamilton, 81343,stainless steel needle cone tip, side port (point style 5),51 mm (2 in.),needle type LTN (fixed),pkg of 1 ea,1 mL,22 ga (cone tip, side-port) | , |  |  | Hamilton, 81343,stainless steel needle cone tip, side port (point style 5),51 mm (2 in.),needle type LTN (fixed),pkg of 1 ea,1 mL,22 ga (cone tip, side-port)
,1010LTN, volume 10 mL, needle size 22 ga (cone tip, side-port), needle L 51 mm (2 in.),,,,, | 24591 |  | Supelco | Hamilton ® syringe, 1000 series GASTIGHT ® , LTN Pt.5 (fixed needle with side port) |  | ,,,, | 1000 Series, LTN (fixed needle), Pt. #5 (side port) , GC Manual Syringes , Gas/Liquid sampling , Hamilton GASTIGHT Syringes, 1000 Series , Syringes , Syringes for gas sampling, 1-100 mL , 分析/色谱 |  | Hamilton, 81643,stainless steel needle cone tip, side port (point style 5),51 mm (2 in.),needle type LTN (fixed),pkg of 1 ea,10 mL,22 ga (cone tip, side-port) | , |  |  | Hamilton, 81643,stainless steel needle cone tip, side port (point style 5),51 mm (2 in.),needle type LTN (fixed),pkg of 1 ea,10 mL,22 ga (cone tip, side-port)
,1002LTN, volume 2.5 mL, needle size 22 ga (cone tip, side-port), needle L 51 mm (2 in.),,,,, | 20710-U |  | Sigma-Aldrich | Hamilton ® syringe, 1000 series GASTIGHT ® , LTN Pt.5 (fixed needle with side port) |  | ,,,, | 1000 Series, LTN (fixed needle), Pt. #5 (side port) , GC Manual Syringes , Gas/Liquid sampling , Hamilton GASTIGHT Syringes, 1000 Series , Syringes , Syringes for gas sampling, 1-100 mL , 分析/色谱 |  | Hamilton, 81443,stainless steel needle cone tip, side port (point style 5),51 mm (2 in.),needle type LTN (fixed),pkg of 1 ea,2.5 mL,22 ga (cone tip, side-port) | , |  |  | Hamilton, 81443,stainless steel needle cone tip, side port (point style 5),51 mm (2 in.),needle type LTN (fixed),pkg of 1 ea,2.5 mL,22 ga (cone tip, side-port)
,1005LTN, volume 5 mL, needle size 22 ga (cone tip, side-port), needle L 51 mm (2 in.),,,,, | 24590 |  | Sigma-Aldrich | Hamilton ® syringe, 1000 series GASTIGHT ® , LTN Pt.5 (fixed needle with side port) | 32070500 | ,,,, | 1000 Series, LTN (fixed needle), Pt. #5 (side port) , GC Manual Syringes , Gas/Liquid sampling , Hamilton GASTIGHT Syringes, 1000 Series , Syringes , Syringes for gas sampling, 1-100 mL , 分析/色谱 |  | Hamilton, 81543,stainless steel needle cone tip, side port (point style 5),51 mm (2 in.),needle type LTN (fixed),pkg of 1 ea,5 mL,22 ga (cone tip, side-port) | , |  |  | Hamilton, 81543,stainless steel needle cone tip, side port (point style 5),51 mm (2 in.),needle type LTN (fixed),pkg of 1 ea,5 mL,22 ga (cone tip, side-port)
Hamilton ® syringe, 1000 series GASTIGHT ® , removable needle,1001RN, volume 1 mL, needle size 22 ga (bevel tip), needle L 51 mm (2 in.),,,,, | 22192-U |  | Sigma-Aldrich | Hamilton ® 注射器，1000 系列 Gastight ® ，可拆卸针头 | 32070500 | ,,,, | 1000 Series, RN (removable needle) , GC Manual Syringes , Gas/Liquid sampling , Hamilton GASTIGHT Syringes, 1000 Series , Syringes , Syringes for gas sampling, 1-100 mL , 分析/色谱 |  | Hamilton, 81330,Gastight ®,stainless steel needle bevel tip (point style 2),51 mm (2 in.),removable needle RN,pkg of 1 ea,1 mL,22 ga (bevel tip) | , |  |  | Hamilton, 81330,Gastight ®,stainless steel needle bevel tip (point style 2),51 mm (2 in.),removable needle RN,pkg of 1 ea,1 mL,22 ga (bevel tip)
Hamilton ® syringe, 1000 series GASTIGHT ® , removable needle,1010RN, volume 10 mL, needle size 22 ga (bevel tip), needle L 51 mm (2 in.),,,,, | 22195 |  | Sigma-Aldrich | Hamilton ® 注射器，1000 系列 Gastight ® ，可拆卸针头 | 32070500 | ,,,for use with Hamilton 1010RN (removable needle), | 1000 Series, RN (removable needle) , GC Manual Syringes , Gas/Liquid sampling , Hamilton GASTIGHT Syringes, 1000 Series , Syringes , Syringes for gas sampling, 1-100 mL , 分析/色谱 |  | Hamilton, 81630,Gastight ®,stainless steel needle bevel tip (point style 2),51 mm (2 in.),removable needle RN,pkg of 1 ea,10 mL,22 ga (bevel tip) | , |  |  | Hamilton, 81630,Gastight ®,stainless steel needle bevel tip (point style 2),51 mm (2 in.),removable needle RN,pkg of 1 ea,10 mL,22 ga (bevel tip),for use with Hamilton 1010RN (removable needle)
Hamilton ® syringe, 1000 series GASTIGHT ® , removable needle,1002RN, volume 2.5 mL, needle size 22 ga (bevel tip), needle L 51 mm (2 in.),,,,, | 22193-U |  | Sigma-Aldrich | Hamilton ® 注射器，1000 系列 Gastight ® ，可拆卸针头 | 32070500 | ,,,, | 1000 Series, RN (removable needle) , GC Manual Syringes , Gas/Liquid sampling , Hamilton GASTIGHT Syringes, 1000 Series , Syringes , Syringes for gas sampling, 1-100 mL , 分析/色谱 |  | Hamilton, 81430,Gastight ®,stainless steel needle bevel tip (point style 2),51 mm (2 in.),removable needle RN,pkg of 1 ea,2.5 mL,22 ga (bevel tip) | , |  |  | Hamilton, 81430,Gastight ®,stainless steel needle bevel tip (point style 2),51 mm (2 in.),removable needle RN,pkg of 1 ea,2.5 mL,22 ga (bevel tip)
Hamilton ® syringe, 1000 series GASTIGHT ® , removable needle,1005RN, volume 5 mL, needle size 22 ga (bevel tip), needle L 51 mm (2 in.),,,,, | 22194-U |  | Sigma-Aldrich | Hamilton ® 注射器，1000 系列 Gastight ® ，可拆卸针头 | 32070500 | ,,,, | 1000 Series, RN (removable needle) , GC Manual Syringes , Gas/Liquid sampling , Hamilton GASTIGHT Syringes, 1000 Series , Syringes , Syringes for gas sampling, 1-100 mL , 分析/色谱 |  | Hamilton, 81530,Gastight ®,stainless steel needle bevel tip (point style 2),51 mm (2 in.),removable needle RN,pkg of 1 ea,5 mL,22 ga (bevel tip) | , |  |  | Hamilton, 81530,Gastight ®,stainless steel needle bevel tip (point style 2),51 mm (2 in.),removable needle RN,pkg of 1 ea,5 mL,22 ga (bevel tip)
,1001TLL, PTFE Luer lock, volume 1 mL, needle size (not included),,,,, | 20997 |  | Sigma-Aldrich | Hamilton ® syringe, 1000 series GASTIGHT ® , PTFE luer lock | 32070500 | ,,,for use with Hamilton 1001TLL (PTFE Luer lock), | 1000 series, TLL (PTFE luer lock) , GC Manual Syringes , Gas/Liquid sampling , Hamilton GASTIGHT Syringes, 1000 Series , Syringes , Syringes for gas sampling, 1-100 mL , 分析/色谱 |  | Hamilton, 81320,PTFE Luer lock,, n/a,pkg of 1 ea,1 mL,(not included) | , |  |  | Hamilton, 81320,PTFE Luer lock,, n/a,pkg of 1 ea,1 mL,(not included),for use with Hamilton 1001TLL (PTFE Luer lock)
,1001TLL, volume 1 mL, PTFE Luer lock (with slots), needle size (not included),,,,, | 26208 |  | Sigma-Aldrich | Hamilton ® syringe, 1000 series GASTIGHT ® , PTFE luer lock |  | ,,,for use with Hamilton 1001TLL (PTFE Luer lock), | 1000 series, TLL (PTFE luer lock) , GC Manual Syringes , Gas/Liquid sampling , Hamilton GASTIGHT Syringes, 1000 Series , Syringes , Syringes for gas sampling, 1-100 mL , 分析/色谱 |  | Hamilton, 81327,PTFE Luer lock (with slots),, n/a,pkg of 1 ea,1 mL,(not included) | , |  |  | Hamilton, 81327,PTFE Luer lock (with slots),, n/a,pkg of 1 ea,1 mL,(not included),for use with Hamilton 1001TLL (PTFE Luer lock)
,1010TLL, volume 10 mL, PTFE Luer lock (with slots), needle size (not included),,,,, | 26211-U |  | Sigma-Aldrich | Hamilton ® syringe, 1000 series GASTIGHT ® , PTFE luer lock | 32070500 | ,,,for use with Hamilton 1010TLL (PTFE Luer lock), | 1000 series, TLL (PTFE luer lock) , GC Manual Syringes , Gas/Liquid sampling , Hamilton GASTIGHT Syringes, 1000 Series , Syringes , Syringes for gas sampling, 1-100 mL , 分析/色谱 |  | Hamilton, 81627,PTFE Luer lock (with slots),, n/a,pkg of 1 ea,10 mL,(not included) | , |  |  | Hamilton, 81627,PTFE Luer lock (with slots),, n/a,pkg of 1 ea,10 mL,(not included),for use with Hamilton 1010TLL (PTFE Luer lock)
,1100TLL, volume 100 mL, needle size (not included),,,,, | 21967 |  | Sigma-Aldrich | Hamilton ® syringe, 1000 series GASTIGHT ® , PTFE luer lock |  | ,,,for use with Hamilton 1100TLL (PTFE Luer lock), | 1000 series, TLL (PTFE luer lock) , GC Manual Syringes , Gas/Liquid sampling , Hamilton GASTIGHT Syringes, 1000 Series , Syringes , Syringes for gas sampling, 1-100 mL , 分析/色谱 |  | Hamilton, 86020,PTFE Luer lock,, n/a,pkg of 1 ea,100 mL,(not included) | , |  |  | Hamilton, 86020,PTFE Luer lock,, n/a,pkg of 1 ea,100 mL,(not included),for use with Hamilton 1100TLL (PTFE Luer lock)
,1002TLL, PTFE Luer lock, volume 2.5 mL, needle size (not included),,,,, | 20998 |  | Sigma-Aldrich | Hamilton ® syringe, 1000 series GASTIGHT ® , PTFE luer lock | 32070500 | ,,,for use with Hamilton 1002TLL (PTFE Luer lock), | 1000 series, TLL (PTFE luer lock) , GC Manual Syringes , Gas/Liquid sampling , Hamilton GASTIGHT Syringes, 1000 Series , Syringes , Syringes for gas sampling, 1-100 mL , 分析/色谱 |  | Hamilton, 81420,PTFE Luer lock,, n/a,pkg of 1 ea,2.5 mL,(not included) | , |  |  | Hamilton, 81420,PTFE Luer lock,, n/a,pkg of 1 ea,2.5 mL,(not included),for use with Hamilton 1002TLL (PTFE Luer lock)
,1002TLL, volume 2.5 mL, PTFE Luer lock (with slots), needle size (not included),,,,, | 26209 |  | Sigma-Aldrich | Hamilton ® syringe, 1000 series GASTIGHT ® , PTFE luer lock |  | ,,,for use with Hamilton 1002TLL (PTFE Luer lock), | 1000 series, TLL (PTFE luer lock) , GC Manual Syringes , Gas/Liquid sampling , Hamilton GASTIGHT Syringes, 1000 Series , Syringes , Syringes for gas sampling, 1-100 mL , 分析/色谱 |  | Hamilton, 81427,PTFE Luer lock (with slots),, n/a,pkg of 1 ea,2.5 mL,(not included) | , |  |  | Hamilton, 81427,PTFE Luer lock (with slots),, n/a,pkg of 1 ea,2.5 mL,(not included),for use with Hamilton 1002TLL (PTFE Luer lock)
,1025TLL, volume 25 mL, PTFE Luer lock (with slots), needle size (not included),,,,, | 26212 |  | Sigma-Aldrich | Hamilton ® syringe, 1000 series GASTIGHT ® , PTFE luer lock | 32070500 | ,,,for use with Hamilton 1025TLL (PTFE Luer lock), | 1000 series, TLL (PTFE luer lock) , GC Manual Syringes , Gas/Liquid sampling , Hamilton GASTIGHT Syringes, 1000 Series , Syringes , Syringes for gas sampling, 1-100 mL , 分析/色谱 |  | Hamilton, 82527,PTFE Luer lock (with slots),, n/a,pkg of 1 ea,25 mL,(not included) | , |  |  | Hamilton, 82527,PTFE Luer lock (with slots),, n/a,pkg of 1 ea,25 mL,(not included),for use with Hamilton 1025TLL (PTFE Luer lock)
,1005TLL, volume 5 mL, PTFE Luer lock (with slots), needle size (not included),,,,, | 26210-U |  | Sigma-Aldrich | Hamilton ® syringe, 1000 series GASTIGHT ® , PTFE luer lock | 32070500 | ,,,, | 1000 series, TLL (PTFE luer lock) , GC Manual Syringes , Gas/Liquid sampling , Hamilton GASTIGHT Syringes, 1000 Series , Syringes , Syringes for gas sampling, 1-100 mL , 分析/色谱 |  | Hamilton, 81527,PTFE Luer lock (with slots),, n/a,pkg of 1 ea,5 mL,(not included) | , |  |  | Hamilton, 81527,PTFE Luer lock (with slots),, n/a,pkg of 1 ea,5 mL,(not included)
,1050TLL, PTFE Luer lock, volume 50 mL, needle size (not included),,,,, | 20707 |  | Sigma-Aldrich | Hamilton ® syringe, 1000 series GASTIGHT ® , PTFE luer lock |  | ,,,, | 1000 series, TLL (PTFE luer lock) , GC Manual Syringes , Gas/Liquid sampling , Hamilton GASTIGHT Syringes, 1000 Series , Syringes , Syringes for gas sampling, 1-100 mL , 分析/色谱 |  | Hamilton, 85020,PTFE Luer lock,, n/a,pkg of 1 ea,50 mL,(not included) | , |  |  | Hamilton, 85020,PTFE Luer lock,, n/a,pkg of 1 ea,50 mL,(not included)
,1050TLL, PTFE Luer lock (with slots), volume 50 mL, needle size (not included),,,,, | 26213 |  | Sigma-Aldrich | Hamilton ® syringe, 1000 series GASTIGHT ® , PTFE luer lock | 32070500 | ,,,for use with Hamilton 1050TLL (PTFE Luer lock), | 1000 series, TLL (PTFE luer lock) , GC Manual Syringes , Gas/Liquid sampling , Hamilton GASTIGHT Syringes, 1000 Series , Syringes , Syringes for gas sampling, 1-100 mL , 分析/色谱 |  | Hamilton, 85027,PTFE Luer lock (with slots),, n/a,pkg of 1 ea,50 mL,(not included) | , |  |  | Hamilton, 85027,PTFE Luer lock (with slots),, n/a,pkg of 1 ea,50 mL,(not included),for use with Hamilton 1050TLL (PTFE Luer lock)
Hamilton ® syringe barrel,for use with Luer tip syringe 1001, volume 1.0 mL,,,,, | Z267341 |  | Aldrich | Hamilton ® 注射筒 |  | ,,,for use with Luer tip syringe 1001, | GASTIGHT , GC Manual Syringes , Gas/Liquid sampling , Hamilton GASTIGHT Syringes, 1000 Series , Hamilton syringes , Labware , Syringe Barrels for Hamilton 1000 Series , Syringes , Syringes and Needles , Syringes for gas sampling, 1-100 mL , 分析/色谱 |  | pack of 1,Hamilton, 1418-01,glass,1001,1.0 mL | , |  |  | Hamilton, 1418-01,1001,glass,pack of 1,1.0 mL,for use with Luer tip syringe 1001
Hamilton ® syringe barrel,for use with Luer tip syringe 1005, volume 5.0 mL,,,,, | Z267368 |  | Aldrich | Hamilton ® 注射筒 |  | ,,,for use with Luer tip syringe 1005, | GASTIGHT , GC Manual Syringes , Gas/Liquid sampling , Hamilton GASTIGHT Syringes, 1000 Series , Hamilton syringe barrels , Hamilton syringes , Labware , Syringe Accessories , Syringe Barrels for Hamilton 1000 Series , Syringes , Syringes and Needles , Syringes for gas sampling, 1-100 mL , 分析/色谱 |  | pkg of 1 ea,Hamilton, 10123,glass,1005,5.0 mL | , |  |  | Hamilton, 10123,1005,glass,pkg of 1 ea,5.0 mL,for use with Luer tip syringe 1005
Hamilton ® syringe barrel,for use with Luer tip syringe 1010, volume 10 mL,,,,, | Z267376 |  | Aldrich | Hamilton ® 注射筒 |  | ,,,for use with Luer tip syringe 1010, | GASTIGHT , GC Manual Syringes , Gas/Liquid sampling , Hamilton GASTIGHT Syringes, 1000 Series , Hamilton syringe barrels , Hamilton syringes , Labware , Syringe Accessories , Syringe Barrels for Hamilton 1000 Series , Syringes , Syringes and Needles , Syringes for gas sampling, 1-100 mL , 分析/色谱 |  | pkg of 1 ea,Hamilton, 10124,glass,1010,10 mL | , |  |  | Hamilton, 10124,1010,glass,pkg of 1 ea,10 mL,for use with Luer tip syringe 1010
,volume 5-10 μL, ASRN, needle size 23s ga (cone tip), needle L × O.D. 43 mm × 0.64 mm, pkg of 6 ea,,,,, | 21327-U |  | Sigma-Aldrich | Hamilton ® needles for RN syringes, cone tip |  | ,,,for use with Hamilton 5-10 μL ASRN syringes, | Agilent 7673/7683 , GC Autosampler Syringes , Hamilton Needles , Hamilton Syringe Products , Hamilton Syringes for Agilent / HP 7673 & 7683 Autosampler , Hamilton needles for Agilent 7673 & 7683 syringes, 5-10 μL , Needles for Hamilton RN Syringes, Point Style #1 , Syringes , 分析/色谱 |  | for use with Hamilton 75ASRN, 175ASRN, 701ASRN, 1701ASRN,pkg of 6 ea,Hamilton, 7786-01,point style 1,5-10 μL,23s ga (cone tip),43 mm × 0.64 mm | , |  |  | for use with Hamilton 75ASRN, 175ASRN, 701ASRN, 1701ASRN,pkg of 6 ea,Hamilton, 7786-01,point style 1,5-10 μL,23s ga (cone tip),43 mm × 0.64 mm,for use with Hamilton 5-10 μL ASRN syringes
,volume 5-10 μL, ASRN, needle size 26s ga (cone tip), needle L × O.D. 43 mm × 0.47 mm, pkg of 6 ea,,,,, | 21326 |  | Sigma-Aldrich | Hamilton ® needles for RN syringes, cone tip |  | ,,,for use with Hamilton 5μL-10μL syringe, | Agilent 7673/7683 , GC Autosampler Syringes , Hamilton Needles , Hamilton Syringe Products , Hamilton Syringes for Agilent / HP 7673 & 7683 Autosampler , Hamilton needles for Agilent 7673 & 7683 syringes, 5-10 μL , Needles for Hamilton RN Syringes, Point Style #1 , Syringes , 分析/色谱 |  | for use with Hamilton Microliter SyringeModel 701ASRN,pkg of 6 ea,Hamilton, 7786-02,stainless steel cone tip (point style 1),5-10 μL,26s ga (cone tip),43 mm × 0.47 mm | , |  |  | for use with Hamilton Microliter SyringeModel 701ASRN,pkg of 6 ea,Hamilton, 7786-02,stainless steel cone tip (point style 1),5-10 μL,26s ga (cone tip),43 mm × 0.47 mm,for use with Hamilton 5μL-10μL syringe
,volume 5-10 μL, ASRN, needle size 23s-26s ga (cone tip), needle L × O.D. 43 mm × 0.47-0.63 mm,,,,, | 24582 |  | Sigma-Aldrich | Hamilton ® needles for RN syringes, cone tip |  | ,,,for use with Hamilton 5μL-10μL syringe, | Agilent 7673/7683 , GC Autosampler Syringes , Hamilton Needles , Hamilton Syringe Products , Hamilton Syringes for Agilent / HP 7673 & 7683 Autosampler , Hamilton needles for Agilent 7673 & 7683 syringes, 5-10 μL , Needles for Hamilton RN Syringes, Point Style #1 , Syringes , 分析/色谱 |  | for use with Hamilton Hamilton Gastight SyringeModel 175ASRN,Hamilton, 7785-01,stainless steel cone tip (point style 1),5-10 μL,23s-26s ga (cone tip),43 mm × 0.47-0.63 mm | , |  |  | for use with Hamilton Hamilton Gastight SyringeModel 175ASRN,Hamilton, 7785-01,stainless steel cone tip (point style 1),5-10 μL,23s-26s ga (cone tip),43 mm × 0.47-0.63 mm,for use with Hamilton 5μL-10μL syringe
,volume 2.5-100 μL, needle size 26s ga, bevel tip, needle L 51 mm (2 in.),,,,, | 19131-U |  | Supelco | Hamilton ® needles for RN syringes |  | ,,,for use with 2.5μL-100μL syringe, | Hamilton Needles , Hamilton Syringe Products , Needles for Hamilton RN Syringes, Point Style #2 , Syringes , 分析/色谱 |  | Hamilton, 7758-02,stainless steel needle (point style 2),51 mm (2 in.),pkg of 6 ea,2.5-100 μL,26s ga | , |  |  | Hamilton, 7758-02,stainless steel needle (point style 2),51 mm (2 in.),pkg of 6 ea,2.5-100 μL,26s ga,for use with 2.5μL-100μL syringe
,needle size 22 ga, bevel tip, needle L 101.5 mm (4 in.), volume 2.5-100 μL,,,,, | Z118125 |  | Aldrich | Hamilton ® needles for RN syringes |  | ,,,, | Hamilton Needles , Hamilton Syringe Products , Hamilton needles , Hamilton syringes , Labware , Needles for Hamilton RN Syringes, Point Style #2 , Syringes , Syringes and Needles , 分析/色谱 |  | Hamilton, 7804-01,stainless steel,101.5 mm (4 in.),pkg of 6 ea,2.5-100 μL,22 ga | , |  |  | Hamilton, 7804-01,stainless steel,101.5 mm (4 in.),pkg of 6 ea,2.5-100 μL,22 ga
,needle size 22 ga, bevel tip, needle L 51 mm (2 in.), volume 2.5-100 μL,,,,, | Z288993 |  | Aldrich | Hamilton ® needles for RN syringes |  | ,,,, | Hamilton Needles , Hamilton Syringe Products , Hamilton needles , Hamilton syringes , Labware , Needles for Hamilton RN Syringes, Point Style #2 , Syringes , Syringes and Needles , 分析/色谱 |  | Hamilton, 7758-01,stainless steel needle (point style 2),51 mm (2 in.),pkg of 6 ea,2.5-100 μL,22 ga | , |  |  | Hamilton, 7758-01,stainless steel needle (point style 2),51 mm (2 in.),pkg of 6 ea,2.5-100 μL,22 ga
,needle size 22 ga, bevel tip, needle L 76 mm (3 in.), volume 2.5-100 μL,,,,, | Z118117 |  | Aldrich | Hamilton ® needles for RN syringes |  | ,,,for use with 2.5μL-100μL syringe, | Hamilton Needles , Hamilton Syringe Products , Hamilton needles , Hamilton syringes , Labware , Needles for Hamilton RN Syringes, Point Style #2 , Syringes , Syringes and Needles , 分析/色谱 |  | Hamilton, 7804-01,stainless steel needle (point style 2),76 mm (3 in.),pkg of 6 ea,2.5-100 μL,22 ga | , |  |  | Hamilton, 7804-01,stainless steel needle (point style 2),76 mm (3 in.),pkg of 6 ea,2.5-100 μL,22 ga,for use with 2.5μL-100μL syringe
,volume 2.5-100 μL, needle size 26s ga, bevel tip, needle L 101.5 mm (4 in.),,,,, | Z121401 |  | Aldrich | Hamilton ® needles for RN syringes |  | ,,,for use with 2.5μL-100μL syringe, | Hamilton Needles , Hamilton Syringe Products , Hamilton needles , Hamilton syringes , Labware , Needles for Hamilton RN Syringes, Point Style #2 , Syringes , Syringes and Needles , 分析/色谱 |  | Hamilton, 7804-04,stainless steel needle (point style 2),101.5 mm (4 in.),pkg of 6 ea,2.5-100 μL,26s ga | , |  |  | Hamilton, 7804-04,stainless steel needle (point style 2),101.5 mm (4 in.),pkg of 6 ea,2.5-100 μL,26s ga,for use with 2.5μL-100μL syringe
,volume 250-10000 μL, needle size 22 ga, bevel tip, needle L 101.5 mm (4 in.),,,,, | Z118109 |  | Aldrich | Hamilton ® needles for RN syringes |  | ,,,, | Hamilton Needles , Hamilton Syringe Products , Hamilton needles , Hamilton syringes , Labware , Needles for Hamilton RN Syringes, Point Style #2 , Syringes , Syringes and Needles , 分析/色谱 |  | Hamilton, 7806-01,stainless steel,101.5 mm (4 in.),pkg of 6 ea,250-10000 μL,22 ga | , |  |  | Hamilton, 7806-01,stainless steel,101.5 mm (4 in.),pkg of 6 ea,250-10000 μL,22 ga
,volume 250-10000 μL, needle size 16 ga, blunt tip (PEEK), needle L 51 mm (2 in.),,,,, | 26710-U |  | Sigma-Aldrich | Hamilton ® needles for RN syringes, blunt tip |  | ,,,for use with Hamilton 250μL-10mL syringe, | HPLC Manual Syringes , Hamilton HPLC Syringes , Hamilton Needles , Hamilton Syringe Products , Needles for Hamilton RN Syringes, Point Style #3 , Needles for RN Syringes , Syringes , 分析/色谱 |  | for use with Rheodyne Injection Valves,Hamilton, 8650-01,PEEK needle blunt tip (point style 3),51 mm (2 in.),replacement needle,pkg of 6 ea,250-10000 μL,16 ga | , |  |  | for use with Rheodyne Injection Valves,Hamilton, 8650-01,PEEK needle blunt tip (point style 3),51 mm (2 in.),replacement needle,pkg of 6 ea,250-10000 μL,16 ga,for use with Hamilton 250μL-10mL syringe
,Metal hub, needle size 22s ga (bevel tip), needle L 51 mm (2 in.), pkg of 6 ea,,,,, | 21748-U |  | Sigma-Aldrich | Hamilton ® needles for LT and TLL syringes |  | ,,,for use with Hamilton LT and TLL, | Hamilton Needles , Hamilton Syringe Products , Hamilton needles for LT and TLL syringes , Syringes , 分析/色谱 |  | Hamilton, 90038,stainless steel needle bevel tip (point style 2),51 mm (2 in.),pkg of 6 ea,, n/a,22s ga (bevel tip) | , |  |  | Hamilton, 90038,stainless steel needle bevel tip (point style 2),51 mm (2 in.),pkg of 6 ea,, n/a,22s ga (bevel tip),for use with Hamilton LT and TLL
,Metal hub, needle size 28 ga (bevel tip), needle L 51 mm (2 in.), pkg of 6 ea,,,,, | 20757 |  | Sigma-Aldrich | Hamilton ® needles for LT and TLL syringes |  | ,,,for use with Hamilton LT and TLL, | Hamilton Needles , Hamilton Syringe Products , Hamilton needles for LT and TLL syringes , Syringes , 分析/色谱 |  | Hamilton, 90028,stainless steel needle bevel tip (point style 2),51 mm (2 in.),pkg of 6 ea,, n/a,28 ga (bevel tip) | , |  |  | Hamilton, 90028,stainless steel needle bevel tip (point style 2),51 mm (2 in.),pkg of 6 ea,, n/a,28 ga (bevel tip),for use with Hamilton LT and TLL
,Metal hub, needle size 22 ga (blunt tip), needle L 51 mm (2 in.), pkg of 6 ea,,,,, | 21741 |  | Sigma-Aldrich | Hamilton ® needles for LT and TLL syringes |  | ,,,for use with Hamilton LT and TLL, | Hamilton Needles , Hamilton Syringe Products , Hamilton needles for LT and TLL syringes , Syringes , 分析/色谱 |  | Hamilton, 91022,stainless steel needle blunt tip (point style 3),51 mm (2 in.),pkg of 6 ea,, n/a,22 ga (blunt tip) | , |  |  | Hamilton, 91022,stainless steel needle blunt tip (point style 3),51 mm (2 in.),pkg of 6 ea,, n/a,22 ga (blunt tip),for use with Hamilton LT and TLL
,Metal hub, needle size 22 ga (cone tip, side-port), needle L 51 mm (2 in.), pkg of 6 ea,,,,, | 20803 |  | Sigma-Aldrich | Hamilton ® needles for LT and TLL syringes |  | ,,,for use with Hamilton LT and TLL, | Hamilton Needles , Hamilton Syringe Products , Hamilton needles for LT and TLL syringes , Syringes , 分析/色谱 |  | Hamilton, 90222,stainless steel needle cone tip, side port (point style 5),51 mm (2 in.),pkg of 6 ea,, n/a,22 ga (cone tip, side-port) | , |  |  | Hamilton, 90222,stainless steel needle cone tip, side port (point style 5),51 mm (2 in.),pkg of 6 ea,, n/a,22 ga (cone tip, side-port),for use with Hamilton LT and TLL
,KEL-F hub, needle size 22s ga (bevel tip), needle L 51 mm (2 in.), pkg of 6 ea,,,,, | 21749 |  | Sigma-Aldrich | Hamilton ® needles for LT and TLL syringes |  | ,,,for use with Hamilton LT and TLL, | Hamilton Needles , Hamilton Syringe Products , Hamilton needles for LT and TLL syringes , Syringes , 分析/色谱 |  | Hamilton, 90138,stainless steel needle bevel tip (point style 2),51 mm (2 in.),pkg of 6 ea,, n/a,22s ga (bevel tip) | , |  |  | Hamilton, 90138,stainless steel needle bevel tip (point style 2),51 mm (2 in.),pkg of 6 ea,, n/a,22s ga (bevel tip),for use with Hamilton LT and TLL
,KEL-F hub, needle size 28 ga (bevel tip), needle L 51 mm (2 in.), pkg of 6 ea,,,,, | 20756 |  | Supelco | Hamilton ® needles for LT and TLL syringes |  | ,,,for use with Hamilton LT and TLL, | Hamilton Needles , Hamilton Syringe Products , Hamilton needles for LT and TLL syringes , Syringes , 分析/色谱 |  | Hamilton, 90128,stainless steel needle bevel tip (point style 2),51 mm (2 in.),pkg of 6 ea,, n/a,28 ga (bevel tip) | , |  |  | Hamilton, 90128,stainless steel needle bevel tip (point style 2),51 mm (2 in.),pkg of 6 ea,, n/a,28 ga (bevel tip),for use with Hamilton LT and TLL
,KEL-F hub, needle size 22 ga (blunt tip), needle L 51 mm (2 in.), pkg of 6 ea,,,,, | 21744 |  | Sigma-Aldrich | Hamilton ® needles for LT and TLL syringes |  | ,,,for use with Hamilton LT and TLL, | Hamilton Needles , Hamilton Syringe Products , Hamilton needles for LT and TLL syringes , Syringes , 分析/色谱 |  | Hamilton, 90134,Kel-F needle blunt tip (point style 3),51 mm (2 in.),pkg of 6 ea,, n/a,22 ga (blunt tip) | , |  |  | Hamilton, 90134,Kel-F needle blunt tip (point style 3),51 mm (2 in.),pkg of 6 ea,, n/a,22 ga (blunt tip),for use with Hamilton LT and TLL
,KEL-F hub, needle size 22s ga (blunt tip), needle L 51 mm (2 in.), pkg of 6 ea,,,,, | Z288977 |  | Aldrich | Hamilton ® needles for LT and TLL syringes |  | ,,,for use with Hamilton LT and TLL, | Hamilton Needles , Hamilton Syringe Products , Hamilton needles , Hamilton needles for LT and TLL syringes , Hamilton syringes , Labware , Syringes , Syringes and Needles , 分析/色谱 |  | Hamilton, 90534,stainless steel needle blunt tip (point style 3),51 mm (2 in.),pkg of 6 ea,, n/a,22s ga (blunt tip) | , |  |  | Hamilton, 90534,stainless steel needle blunt tip (point style 3),51 mm (2 in.),pkg of 6 ea,, n/a,22s ga (blunt tip),for use with Hamilton LT and TLL
,KEL-F hub, needle size 22 ga (cone tip, side-port), needle L 51 mm (2 in.), pkg of 6 ea,,,,, | 21742-U |  | Supelco | Hamilton ® needles for LT and TLL syringes |  | ,,,for use with Hamilton LT and TLL, | Hamilton Needles , Hamilton Syringe Products , Hamilton needles for LT and TLL syringes , Syringes , 分析/色谱 |  | Hamilton, 90422,stainless steel needle cone tip, side port (point style 5),51 mm (2 in.),pkg of 6 ea,, n/a,22 ga (cone tip, side-port) | , |  |  | Hamilton, 90422,stainless steel needle cone tip, side port (point style 5),51 mm (2 in.),pkg of 6 ea,, n/a,22 ga (cone tip, side-port),for use with Hamilton LT and TLL
,KEL-F hub, needle size 22s ga (cone tip, side-port), needle L 51 mm (2 in.), pkg of 6 ea,,,,, | 21743 |  | Sigma-Aldrich | Hamilton ® needles for LT and TLL syringes |  | ,,,for use with Hamilton LT and TLL, | Hamilton Needles , Hamilton Syringe Products , Hamilton needles for LT and TLL syringes , Syringes , 分析/色谱 |  | Hamilton, 90438,stainless steel needle cone tip, side port (point style 5),51 mm (2 in.),pkg of 6 ea,, n/a,22s ga (cone tip, side-port) | , |  |  | Hamilton, 90438,stainless steel needle cone tip, side port (point style 5),51 mm (2 in.),pkg of 6 ea,, n/a,22s ga (cone tip, side-port),for use with Hamilton LT and TLL
Hamilton ® valve flushing syringe,1001, size 1 mL, stainless steel needle blunt tip (point style 3), for Rheodyne, SSI, & VISF-2,,,,, | 58643 |  | Sigma-Aldrich | Hamilton ® 阀冲洗注射器 |  | ,,,, | HPLC Manual Syringes , Hamilton HPLC Syringes , Hamilton Valve Flushing Syringes , Syringes , 分析/色谱 |  | Hamilton, 81365,stainless steel needle blunt tip (point style 3),1 mL | , |  |  | Hamilton, 81365,stainless steel needle blunt tip (point style 3),1 mL
Tubing assembly,for 1010W syringe, PTFE/Kel-F, pkg of 1 ea,,,,, | 57687 |  | Supelco | 管道组件 |  | ,,,, | Fittings (end plugs, end fittings, frits, adapters, unions) , HPLC Manual Syringes , Hamilton HPLC Syringes , Hamilton Valve Flushing Syringes , LPLC - Columns & Accessories , LPLC/TLC/Paper Chromatography , Syringes , 分析/色谱 |  | pkg of 1 ea,Hamilton, 90609,PTFE/Kel-F | , |  |  | pkg of 1 ea,Hamilton, 90609,PTFE/Kel-F
SGE Microvolume Syringe for Rheodyne ® and Valco ® Valves, Fixed Needle,500F-LC, volume 0.5 mL, needle size 22 ga (blunt tip), needle L × O.D. 2 in. × 0.028 in.,,,,, | 509833 |  | Supelco | 与 Rheodyne ® 和 Valco ® 阀配套使用的 SGE 微量注射器（配有固定针头） |  | ,,,, | HPLC Manual Syringes , SGE HPLC Syringes , SGE Microvolume Syringes for HPLC Valves, Fixed Needle , Syringes , 分析/色谱 |  | SGE, 007300,stainless steel needle blunt tip (point style 3),pkg of 1 ea,0.5 mL,22 ga (blunt tip),2 in. × 0.028 in. | , |  |  | SGE, 007300,stainless steel needle blunt tip (point style 3),pkg of 1 ea,0.5 mL,22 ga (blunt tip),2 in. × 0.028 in.
SGE Microvolume Syringe for Rheodyne ® and Valco ® Valves, Fixed Needle,10F-LC, volume 10 μL, needle size 22 ga (blunt tip), needle L × O.D. 2 in. × 0.028 in.,,,,, | 509787 |  | Supelco | 与 Rheodyne ® 和 Valco ® 阀配套使用的 SGE 微量注射器（配有固定针头） |  | ,,,, | HPLC Manual Syringes , SGE HPLC Syringes , SGE Microvolume Syringes for HPLC Valves, Fixed Needle , Syringes , 分析/色谱 |  | SGE, 002301,stainless steel needle blunt tip (point style 3),pkg of 1 ea,10 μL,22 ga (blunt tip),2 in. × 0.028 in. | , |  |  | SGE, 002301,stainless steel needle blunt tip (point style 3),pkg of 1 ea,10 μL,22 ga (blunt tip),2 in. × 0.028 in.
SGE Microvolume Syringe for Rheodyne ® and Valco ® Valves, Fixed Needle,100F-LC, volume 100 μL, needle size 22 ga (blunt tip), needle L × O.D. 2 in. × 0.028 in.,,,,, | 509817 |  | Supelco | 与 Rheodyne ® 和 Valco ® 阀配套使用的 SGE 微量注射器（配有固定针头） |  | ,,,, | HPLC Manual Syringes , SGE HPLC Syringes , SGE Microvolume Syringes for HPLC Valves, Fixed Needle , Syringes , 分析/色谱 |  | SGE, 005300,stainless steel needle blunt tip (point style 3),pkg of 1 ea,100 μL,22 ga (blunt tip),2 in. × 0.028 in. | , |  |  | SGE, 005300,stainless steel needle blunt tip (point style 3),pkg of 1 ea,100 μL,22 ga (blunt tip),2 in. × 0.028 in.
SGE Microvolume Syringe for Rheodyne ® and Valco ® Valves, Fixed Needle,25F-LC, volume 25 μL, needle size 22 ga (blunt tip), needle L × O.D. 2 in. × 0.028 in.,,,,, | 509795 |  | Supelco | 与 Rheodyne ® 和 Valco ® 阀配套使用的 SGE 微量注射器（配有固定针头） |  | ,,,, | HPLC Manual Syringes , SGE HPLC Syringes , SGE Microvolume Syringes for HPLC Valves, Fixed Needle , Syringes , 分析/色谱 |  | SGE, 003300,stainless steel needle blunt tip (point style 3),pkg of 1 ea,25 μL,22 ga (blunt tip),2 in. × 0.028 in. | , |  |  | SGE, 003300,stainless steel needle blunt tip (point style 3),pkg of 1 ea,25 μL,22 ga (blunt tip),2 in. × 0.028 in.
SGE Microvolume Syringe for Rheodyne ® and Valco ® Valves, Fixed Needle,250F-LC, volume 250 μL, needle size 22 ga (blunt tip), needle L × O.D. 2 in. × 0.028 in.,,,,, | 509825 |  | Supelco | 与 Rheodyne ® 和 Valco ® 阀配套使用的 SGE 微量注射器（配有固定针头） |  | ,,,, | HPLC Manual Syringes , SGE HPLC Syringes , SGE Microvolume Syringes for HPLC Valves, Fixed Needle , Syringes , 分析/色谱 |  | SGE, 006300,stainless steel needle blunt tip (point style 3),pkg of 1 ea,250 μL,22 ga (blunt tip),2 in. × 0.028 in. | , |  |  | SGE, 006300,stainless steel needle blunt tip (point style 3),pkg of 1 ea,250 μL,22 ga (blunt tip),2 in. × 0.028 in.
SGE Microvolume Syringe for Rheodyne ® and Valco ® Valves, Fixed Needle,5F-LC, volume 5 μL, needle size 22 ga (blunt tip), needle L × O.D. 2 in. × 0.028 in.,,,,, | 509779 |  | Supelco | 与 Rheodyne ® 和 Valco ® 阀配套使用的 SGE 微量注射器（配有固定针头） |  | ,,,, | HPLC Manual Syringes , SGE HPLC Syringes , SGE Microvolume Syringes for HPLC Valves, Fixed Needle , Syringes , 分析/色谱 |  | SGE, 001301,stainless steel needle blunt tip (point style 3),pkg of 1 ea,5 μL,22 ga (blunt tip),2 in. × 0.028 in. | , |  |  | SGE, 001301,stainless steel needle blunt tip (point style 3),pkg of 1 ea,5 μL,22 ga (blunt tip),2 in. × 0.028 in.
SGE Microvolume Syringe for Rheodyne ® and Valco ® Valves, Removable Needle,500R-GT-LC, volume 0.5 mL, needle size 22 ga (blunt tip), needle L × O.D. 2 in. × 0.028 in.,,,,, | 509914 |  | Supelco | 与 Rheodyne ® 和 Valco ® 阀配套使用的 SGE 微量注射器（配有可拆卸针头） |  | ,,,for use with SGE RN, | HPLC Manual Syringes , SGE HPLC Syringes , SGE Microvolume Syringes for HPLC Valves, Removable Needle , Syringes , 分析/色谱 |  | SGE, 007312,stainless steel needle blunt tip (point style 3),pkg of 1 ea,0.5 mL,22 ga (blunt tip),2 in. × 0.028 in. | , |  |  | SGE, 007312,stainless steel needle blunt tip (point style 3),pkg of 1 ea,0.5 mL,22 ga (blunt tip),2 in. × 0.028 in.,for use with SGE RN
SGE Microvolume Syringe for Rheodyne ® and Valco ® Valves, Removable Needle,1MR-LC-GT, volume 1 mL, needle size 22 ga (blunt tip), needle L × O.D. 2 in. × 0.028 in.,,,,, | 509922 |  | Supelco | 与 Rheodyne ® 和 Valco ® 阀配套使用的 SGE 微量注射器（配有可拆卸针头） |  | ,,,for use with SGE RN, | HPLC Manual Syringes , SGE HPLC Syringes , SGE Microvolume Syringes for HPLC Valves, Removable Needle , Syringes , 分析/色谱 |  | SGE, 008105,stainless steel needle blunt tip (point style 3),pkg of 1 ea,1 mL,22 ga (blunt tip),2 in. × 0.028 in. | , |  |  | SGE, 008105,stainless steel needle blunt tip (point style 3),pkg of 1 ea,1 mL,22 ga (blunt tip),2 in. × 0.028 in.,for use with SGE RN
SGE Microvolume Syringe for Rheodyne ® and Valco ® Valves, Removable Needle,100R-GT-LC, volume 100 μL, needle size 22 ga (blunt tip), needle L × O.D. 2 in. × 0.028 in.,,,,, | 509892 |  | Supelco | 与 Rheodyne ® 和 Valco ® 阀配套使用的 SGE 微量注射器（配有可拆卸针头） |  | ,,,for use with SGE RN, | HPLC Manual Syringes , SGE HPLC Syringes , SGE Microvolume Syringes for HPLC Valves, Removable Needle , Syringes , 分析/色谱 |  | SGE, 005312,stainless steel needle blunt tip (point style 3),pkg of 1 ea,100 μL,22 ga (blunt tip),2 in. × 0.028 in. | , |  |  | SGE, 005312,stainless steel needle blunt tip (point style 3),pkg of 1 ea,100 μL,22 ga (blunt tip),2 in. × 0.028 in.,for use with SGE RN
SGE Microvolume Syringe for Rheodyne ® and Valco ® Valves, Removable Needle,2.5MDR-LC-GT, volume 2.5 mL, needle size 22 ga (blunt tip), needle L × O.D. 2 in. × 0.028 in.,,,,, | 509930 |  | Supelco | 与 Rheodyne ® 和 Valco ® 阀配套使用的 SGE 微量注射器（配有可拆卸针头） |  | ,,,for use with SGE RN, | HPLC Manual Syringes , SGE HPLC Syringes , SGE Microvolume Syringes for HPLC Valves, Removable Needle , Syringes , 分析/色谱 |  | SGE, 008505,stainless steel needle blunt tip (point style 3),pkg of 1 ea,2.5 mL,22 ga (blunt tip),2 in. × 0.028 in. | , |  |  | SGE, 008505,stainless steel needle blunt tip (point style 3),pkg of 1 ea,2.5 mL,22 ga (blunt tip),2 in. × 0.028 in.,for use with SGE RN
SGE Microvolume Syringe for Rheodyne ® and Valco ® Valves, Removable Needle,25R-GT-LC, volume 25 μL, needle size 22 ga (blunt tip), needle L × O.D. 2 in. × 0.028 in.,,,,, | 509876 |  | Supelco | 与 Rheodyne ® 和 Valco ® 阀配套使用的 SGE 微量注射器（配有可拆卸针头） |  | ,,,, | HPLC Manual Syringes , SGE HPLC Syringes , SGE Microvolume Syringes for HPLC Valves, Removable Needle , Syringes , 分析/色谱 |  | syringe type LC,SGE, 003312,25 μL,stainless steel needle,needle type RN,pkg of 1 ea,22 ga (blunt tip),2 in. × 0.028 in. | , |  |  | syringe type LC,SGE, 003312,25 μL,stainless steel needle,needle type RN,pkg of 1 ea,22 ga (blunt tip),2 in. × 0.028 in.
SGE Microvolume Syringe for Rheodyne ® and Valco ® Valves, Removable Needle,250R-GT-LC, volume 250 μL, needle size 22 ga (blunt tip), needle L × O.D. 2 in. × 0.028 in.,,,,, | 509906 |  | Supelco | 与 Rheodyne ® 和 Valco ® 阀配套使用的 SGE 微量注射器（配有可拆卸针头） |  | ,,,for use with SGE RN, | HPLC Manual Syringes , SGE HPLC Syringes , SGE Microvolume Syringes for HPLC Valves, Removable Needle , Syringes , 分析/色谱 |  | SGE, 006312,stainless steel needle blunt tip (point style 3),pkg of 1 ea,250 μL,22 ga (blunt tip),2 in. × 0.028 in. | , |  |  | SGE, 006312,stainless steel needle blunt tip (point style 3),pkg of 1 ea,250 μL,22 ga (blunt tip),2 in. × 0.028 in.,for use with SGE RN
SGE Microvolume Syringe for Rheodyne ® and Valco ® Valves, Removable Needle,50R-GT-LC, volume 50 μL, needle size 22 ga (blunt tip), needle L × O.D. 2 in. × 0.028 in.,,,,, | 509884 |  | Supelco | 与 Rheodyne ® 和 Valco ® 阀配套使用的 SGE 微量注射器（配有可拆卸针头） |  | ,,,for use with SGE RN, | HPLC Manual Syringes , SGE HPLC Syringes , SGE Microvolume Syringes for HPLC Valves, Removable Needle , Syringes , 分析/色谱 |  | SGE, 004312,stainless steel needle blunt tip (point style 3),pkg of 1 ea,50 μL,22 ga (blunt tip),2 in. × 0.028 in. | , |  |  | SGE, 004312,stainless steel needle blunt tip (point style 3),pkg of 1 ea,50 μL,22 ga (blunt tip),2 in. × 0.028 in.,for use with SGE RN
SGE Microvolume Replacement Needles,volume 1-2.5 mL, size 22 ga (blunt tip), needle L × O.D. 2 in. × 0.028 in., pkg of 5 ea,,,,, | 509957 |  | Supelco | SGE 微量注射器备用针头 |  | ,,,, | HPLC Manual Syringes , SGE HPLC Syringes , SGE Needles , SGE Needles for HPLC Valves , SGE Needles for RN syringes , SGE Syringe Products , Syringes , 分析/色谱 |  | SGE, 039250,NM1/2.5-LC,stainless steel needle blunt tip (point style 3),pkg of 5 ea,1-2.5 mL,2 in. × 0.028 in.,22 ga (blunt tip) | , |  |  | SGE, 039250,NM1/2.5-LC,stainless steel needle blunt tip (point style 3),pkg of 5 ea,1-2.5 mL,2 in. × 0.028 in.,22 ga (blunt tip)
SGE Microvolume Replacement Needles,volume 25-500 μL, size 22 ga (blunt tip), needle L × O.D. 2 in. × 0.028 in., pkg of 5 ea,,,,, | 509949 |  | Supelco | SGE 微量注射器备用针头 |  | ,,,, | HPLC Manual Syringes , SGE HPLC Syringes , SGE Needles , SGE Needles for HPLC Valves , SGE Needles for RN syringes , SGE Syringe Products , Syringes , 分析/色谱 |  | SGE, 038250,N25/500-LC,stainless steel needle blunt tip (point style 3),pkg of 5 ea,25-500 μL,2 in. × 0.028 in.,22 ga (blunt tip) | , |  |  | SGE, 038250,N25/500-LC,stainless steel needle blunt tip (point style 3),pkg of 5 ea,25-500 μL,2 in. × 0.028 in.,22 ga (blunt tip)
SGE Microvolume Syringe for Rheodyne ® and Valco ® Valves, Fixed Needle,volume 10 μL, 10FX-LC (Fixed needle), needle size 22 ga (blunt tip), needle L × O.D. 2 in. × 0.028 in.,,,,, | 23946 |  | Supelco | 与 Rheodyne ® 和 Valco ® 阀配套使用的 SGE 微量注射器（配有固定针头） |  | ,,,for use with Rheodyne/Valco VISF-2 valve, | HPLC Manual Syringes , SGE HPLC Syringes , SGE SuperfleX Syringes for HPLC Valves , Syringes , 分析/色谱 |  | point style #3 (blunt tip),SGE, 002300,10 μL,stainless steel needle,needle type LTN (fixed hub),pkg of 1 ea,22 ga (blunt tip),2 in. × 0.028 in. | , |  |  | point style #3 (blunt tip),SGE, 002300,10 μL,stainless steel needle,needle type LTN (fixed hub),pkg of 1 ea,22 ga (blunt tip),2 in. × 0.028 in.,for use with Rheodyne/Valco VISF-2 valve
SGE Plunger-Protected Syringe, Fixed Needle,volume 5 μL, needle size 26 ga (bevel tip), needle L 50 mm,,,,, | 26235-U |  | Supelco | SGE 活塞保护注射器（配有固定针头） |  | ,,,, | GC Manual Syringes , Liquid sampling , SGE Plunger Protection Syringes , SGE Plunger Protection Syringes, Fixed Needle , Standard syringe, 5-500 µL , Syringes , 分析/色谱 |  | SGE, 001000,5F,stainless steel needle bevel tip (point style 2),50 mm,needle type Fixed,pkg of 1 ea,5 μL,26 ga (bevel tip) | , |  |  | SGE, 001000,5F,stainless steel needle bevel tip (point style 2),50 mm,needle type Fixed,pkg of 1 ea,5 μL,26 ga (bevel tip)
SGE Plunger-Protected Syringe, Removable Needle,10R, volume 10 μL, needle size 26 ga (bevel tip), needle L 50 mm,,,,, | 24413 |  | Supelco | SGE 活塞保护注射器（配有可拆卸针头） |  | ,,,, | GC Manual Syringes , Liquid sampling , SGE Plunger Protection Syringes , SGE Plunger Protection Syringes, Removable Needle , Standard syringe, 5-500 µL , Syringes , 分析/色谱 |  | SGE, 002050,stainless steel needle bevel tip (point style 2),50 mm,removable needle,pkg of 1 ea,10 μL,26 ga (bevel tip) | , |  |  | SGE, 002050,stainless steel needle bevel tip (point style 2),50 mm,removable needle,pkg of 1 ea,10 μL,26 ga (bevel tip)
SGE MicroVolume syringes with standard plunger, removable needle,100R, volume 100 μL, needle size 25 ga (bevel tip), needle L 50 mm,,,,, | 24423 |  | Supelco | 配备标准活塞和可拆卸针头的 SGE 微量注射器 | 32070500 | ,,,, | GC Manual Syringes , Liquid sampling , SGE MicroVolume syringe with removable needle , SGE MicroVolume syringe with standard plunger , SGE Plunger Protection Syringes , SGE Plunger Protection Syringes, Removable Needle , Standard syringe, 5-500 µL , Syringes , 分析/色谱 |  | SGE, 005050,stainless steel needle bevel tip (point style 2),50 mm,removable needle,pkg of 1 ea,100 μL,25 ga (bevel tip) | , |  |  | SGE, 005050,stainless steel needle bevel tip (point style 2),50 mm,removable needle,pkg of 1 ea,100 μL,25 ga (bevel tip)
SGE Plunger-Protected Syringe, Removable Needle,5R, volume 5 μL, needle size 26 ga (bevel tip), needle L 50 mm,,,,, | 26236 |  | Supelco | SGE 活塞保护注射器（配有可拆卸针头） |  | ,,,, | GC Manual Syringes , Liquid sampling , SGE Plunger Protection Syringes , SGE Plunger Protection Syringes, Removable Needle , Standard syringe, 5-500 µL , Syringes , 分析/色谱 |  | SGE, 001050,stainless steel needle bevel tip (point style 2),50 mm,removable needle,pkg of 1 ea,5 μL,26 ga (bevel tip) | , |  |  | SGE, 001050,stainless steel needle bevel tip (point style 2),50 mm,removable needle,pkg of 1 ea,5 μL,26 ga (bevel tip)
SGE Gas Tight Syringe, Fixed Needle,500F-GT, volume 0.5 mL, needle size 25 ga (bevel tip), needle L × O.D. 50 mm × 0.50 mm,,,,, | 26261 |  | Supelco | 配备固定针头的 SGE 气密注射器 |  | ,,,, | GC Manual Syringes , Gas/Liquid sampling , SGE Gas Tight Syringes (10 μL to 10 mL) , SGE Gas Tight Syringes, Fixed Needle , Syringes , Syringes for gas sampling, 50-500 µL , 分析/色谱 |  | SGE, 007200,stainless steel needle bevel tip (point style 2),needle type LTN (fixed),pkg of 1 ea,0.5 mL,25 ga (bevel tip),50 mm × 0.50 mm | , |  |  | SGE, 007200,stainless steel needle bevel tip (point style 2),needle type LTN (fixed),pkg of 1 ea,0.5 mL,25 ga (bevel tip),50 mm × 0.50 mm
SGE Gas Tight Syringe, Fixed Needle,1MDF-GT-1ML, volume 1 mL, needle size 22 ga (bevel tip), needle L × O.D. 50 mm × 0.72 mm,,,,, | 29638-U |  | Supelco | 配备固定针头的 SGE 气密注射器 |  | ,,,, | GC Manual Syringes , Gas/Liquid sampling , SGE Gas Tight Syringes (10 μL to 10 mL) , SGE Gas Tight Syringes, Fixed Needle , Syringes , Syringes for gas sampling, 50-500 µL , 分析/色谱 |  | syringe type F (fixed needle),SGE, 008102,1 mL,stainless steel needle bevel tip,point style 2,pkg of 1 ea,22 ga (bevel tip),50 mm × 0.72 mm | , |  |  | syringe type F (fixed needle),SGE, 008102,1 mL,stainless steel needle bevel tip,point style 2,pkg of 1 ea,22 ga (bevel tip),50 mm × 0.72 mm
SGE Gas Tight Syringe, Fixed Needle,10F-GT, volume 10 μL, needle size 26 ga (bevel tip), needle L × O.D. 50 mm × 0.47 mm,,,,, | 26256 |  | Supelco | 配备固定针头的 SGE 气密注射器 |  | ,,,, | GC Manual Syringes , Gas/Liquid sampling , SGE Gas Tight Syringes (10 μL to 10 mL) , SGE Gas Tight Syringes, Fixed Needle , Syringes , Syringes for gas sampling, 50-500 µL , 分析/色谱 |  | SGE, 002200,stainless steel needle bevel tip (point style 2),needle type LTN (fixed),pkg of 1 ea,10 μL,26 ga (bevel tip),50 mm × 0.47 mm | , |  |  | SGE, 002200,stainless steel needle bevel tip (point style 2),needle type LTN (fixed),pkg of 1 ea,10 μL,26 ga (bevel tip),50 mm × 0.47 mm
SGE Gas Tight Syringe, Fixed Needle,100F-GT, volume 100 μL, needle size 25 ga (bevel tip), needle L × O.D. 50 mm × 0.50 mm,,,,, | 26259 |  | Supelco | 配备固定针头的 SGE 气密注射器 | 32070500 | ,,,, | GC Manual Syringes , Gas/Liquid sampling , SGE Gas Tight Syringes (10 μL to 10 mL) , SGE Gas Tight Syringes, Fixed Needle , Syringes , Syringes for gas sampling, 50-500 µL , 分析/色谱 |  | SGE, 005200,stainless steel needle bevel tip (point style 2),needle type LTN (fixed),pkg of 1 ea,100 μL,25 ga (bevel tip),50 mm × 0.50 mm | , |  |  | SGE, 005200,stainless steel needle bevel tip (point style 2),needle type LTN (fixed),pkg of 1 ea,100 μL,25 ga (bevel tip),50 mm × 0.50 mm
SGE Gas Tight Syringe, Fixed Needle,25F-GT, volume 25 μL, needle size 25 ga (bevel tip), needle L × O.D. 50 mm × 0.50 mm,,,,, | 26257 |  | Supelco | 配备固定针头的 SGE 气密注射器 |  | ,,,, | GC Manual Syringes , Gas/Liquid sampling , SGE Gas Tight Syringes (10 μL to 10 mL) , SGE Gas Tight Syringes, Fixed Needle , Syringes , Syringes for gas sampling, 50-500 µL , 分析/色谱 |  | SGE, 003200,stainless steel needle bevel tip (point style 2),needle type LTN (fixed),pkg of 1 ea,25 μL,25 ga (bevel tip),50 mm × 0.50 mm | , |  |  | SGE, 003200,stainless steel needle bevel tip (point style 2),needle type LTN (fixed),pkg of 1 ea,25 μL,25 ga (bevel tip),50 mm × 0.50 mm
SGE Gas Tight Syringe, Fixed Needle,250F-GT, volume 250 μL, needle size 25 ga (bevel tip), needle L × O.D. 50 mm × 0.50 mm,,,,, | 26260-U |  | Supelco | 配备固定针头的 SGE 气密注射器 |  | ,,,, | GC Manual Syringes , Gas/Liquid sampling , SGE Gas Tight Syringes (10 μL to 10 mL) , SGE Gas Tight Syringes, Fixed Needle , Syringes , Syringes for gas sampling, 50-500 µL , 分析/色谱 |  | SGE, 006200,stainless steel needle bevel tip (point style 2),needle type LTN (fixed),pkg of 1 ea,250 μL,25 ga (bevel tip),50 mm × 0.50 mm | , |  |  | SGE, 006200,stainless steel needle bevel tip (point style 2),needle type LTN (fixed),pkg of 1 ea,250 μL,25 ga (bevel tip),50 mm × 0.50 mm
SGE Gas Tight Syringe, Fixed Needle,50F-GT, volume 50 μL, needle size 25 ga (bevel tip), needle L × O.D. 50 mm × 0.50 mm,,,,, | 26258-U |  | Supelco | 配备固定针头的 SGE 气密注射器 |  | ,,,, | GC Manual Syringes , Gas/Liquid sampling , SGE Gas Tight Syringes (10 μL to 10 mL) , SGE Gas Tight Syringes, Fixed Needle , Syringes , Syringes for gas sampling, 50-500 µL , 分析/色谱 |  | SGE, 004200,stainless steel needle bevel tip (point style 2),needle type LTN (fixed),pkg of 1 ea,50 μL,25 ga (bevel tip),50 mm × 0.50 mm | , |  |  | SGE, 004200,stainless steel needle bevel tip (point style 2),needle type LTN (fixed),pkg of 1 ea,50 μL,25 ga (bevel tip),50 mm × 0.50 mm
SGE Gas Tight Syringe, Removable Needle,500R-GT, volume 0.5 mL, needle size 25 ga (bevel tip), needle L × O.D. 50 mm × 0.50 mm,,,,, | 26266 |  | Supelco | 配备可拆卸针头的 SGE 气密注射器 |  | ,,,, | GC Manual Syringes , Gas/Liquid sampling , SGE Gas Tight Syringes (10 μL to 10 mL) , SGE Gas Tight Syringes, Removable Needle , Syringes , Syringes for gas sampling, 50-500 µL , 分析/色谱 |  | SGE, 007250,stainless steel needle bevel tip (point style 2),pkg of 1 ea,0.5 mL,25 ga (bevel tip),50 mm × 0.50 mm | , |  |  | SGE, 007250,stainless steel needle bevel tip (point style 2),pkg of 1 ea,0.5 mL,25 ga (bevel tip),50 mm × 0.50 mm
SGE Gas Tight Syringe, Removable Needle,10R-GT, volume 10 μL, needle size 26 ga (bevel tip), needle L × O.D. 50 mm × 0.47 mm,,,,, | 26237 |  | Supelco | 配备可拆卸针头的 SGE 气密注射器 |  | ,,,, | GC Manual Syringes , Gas/Liquid sampling , SGE Gas Tight Syringes (10 μL to 10 mL) , SGE Gas Tight Syringes, Removable Needle , Syringes , Syringes for gas sampling, 50-500 µL , 分析/色谱 |  | SGE, 002250,stainless steel needle bevel tip (point style 2),removable needle,pkg of 1 ea,10 μL,26 ga (bevel tip),50 mm × 0.47 mm | , |  |  | SGE, 002250,stainless steel needle bevel tip (point style 2),removable needle,pkg of 1 ea,10 μL,26 ga (bevel tip),50 mm × 0.47 mm
SGE Gas Tight Syringe, Removable Needle,100R-GT, volume 100 μL, needle size 25 ga (bevel tip), needle L × O.D. 50 mm × 0.50 mm,,,,, | 26264 |  | Supelco | 配备可拆卸针头的 SGE 气密注射器 | 32070500 | ,,,, | GC Manual Syringes , Gas/Liquid sampling , SGE Gas Tight Syringes (10 μL to 10 mL) , SGE Gas Tight Syringes, Removable Needle , Syringes , Syringes for gas sampling, 50-500 µL , 分析/色谱 |  | SGE, 005250,stainless steel needle bevel tip (point style 2),pkg of 1 ea,100 μL,25 ga (bevel tip),50 mm × 0.50 mm | , |  |  | SGE, 005250,stainless steel needle bevel tip (point style 2),pkg of 1 ea,100 μL,25 ga (bevel tip),50 mm × 0.50 mm
SGE Gas Tight Syringe, Removable Needle,25R-GT, volume 25 μL, needle size 25 ga (bevel tip), needle L × O.D. 50 mm × 0.50 mm,,,,, | 26262 |  | Supelco | 配备可拆卸针头的 SGE 气密注射器 |  | ,,,, | GC Manual Syringes , Gas/Liquid sampling , SGE Gas Tight Syringes (10 μL to 10 mL) , SGE Gas Tight Syringes, Removable Needle , Syringes , Syringes for gas sampling, 50-500 µL , 分析/色谱 |  | SGE, 003250,stainless steel needle bevel tip (point style 2),removable needle,pkg of 1 ea,25 μL,25 ga (bevel tip),50 mm × 0.50 mm | , |  |  | SGE, 003250,stainless steel needle bevel tip (point style 2),removable needle,pkg of 1 ea,25 μL,25 ga (bevel tip),50 mm × 0.50 mm
SGE Gas Tight Syringe, Removable Needle,250R-GT, volume 250 μL, needle size 25 ga (bevel tip), needle L × O.D. 50 mm × 0.50 mm,,,,, | 26265 |  | Supelco | 配备可拆卸针头的 SGE 气密注射器 |  | ,,,, | GC Manual Syringes , Gas/Liquid sampling , SGE Gas Tight Syringes (10 μL to 10 mL) , SGE Gas Tight Syringes, Removable Needle , Syringes , Syringes for gas sampling, 50-500 µL , 分析/色谱 |  | SGE, 006250,stainless steel needle bevel tip (point style 2),pkg of 1 ea,250 μL,25 ga (bevel tip),50 mm × 0.50 mm | , |  |  | SGE, 006250,stainless steel needle bevel tip (point style 2),pkg of 1 ea,250 μL,25 ga (bevel tip),50 mm × 0.50 mm
SGE Gas Tight Syringe, Removable Needle,50R-GT, volume 50 μL, needle size 25 ga (bevel tip), needle L × O.D. 50 mm × 0.50 mm,,,,, | 26263 |  | Supelco | 配备可拆卸针头的 SGE 气密注射器 |  | ,,,, | GC Manual Syringes , Gas/Liquid sampling , SGE Gas Tight Syringes (10 μL to 10 mL) , SGE Gas Tight Syringes, Removable Needle , Syringes , Syringes for gas sampling, 50-500 µL , 分析/色谱 |  | SGE, 004250,stainless steel needle bevel tip (point style 2),removable needle,pkg of 1 ea,50 μL,25 ga (bevel tip),50 mm × 0.50 mm | , |  |  | SGE, 004250,stainless steel needle bevel tip (point style 2),removable needle,pkg of 1 ea,50 μL,25 ga (bevel tip),50 mm × 0.50 mm
Valco ® Precision Sampling Syringe, Series A-2, Removable needle,volume 0.25 mL, stainless steel needle bevel tip (point style 2), needle L × O.D. × I.D. 2 in. × 0.029 in. × 0.012 in.,,,,, | 22271 |  | Supelco | Valco ® A-2 系列精确取样注射器 |  | ,,,, | Biodiesel , Biodiesel: Testing for Methanol Contamination , Biofuels Manufacturing and Testing , Gas Syringes , Gas Syringes and Headspace Vials , Gas/Liquid syringes , Series A-2 , Syringes , VICI (Valco) Precision Sampling Syringes , 分析/色谱 , 应用 |  | VICI, 050031,Series A-2,stainless steel needle bevel tip (point style 2),removable needle Series A2,pkg of 1 ea,0.25 mL,2 in. × 0.029 in. × 0.012 in.,(bevel tip) | , |  |  | VICI, 050031,Series A-2,stainless steel needle bevel tip (point style 2),removable needle Series A2,pkg of 1 ea,0.25 mL,2 in. × 0.029 in. × 0.012 in.,(bevel tip)
Valco ® Precision Sampling Syringe, Series A-2, Removable needle,volume 0.50 mL, stainless steel needle bevel tip (point style 2), needle L × O.D. × I.D. 2 in. × 0.029 in. × 0.012 in.,,,,, | 22272 |  | Supelco | Valco ® A-2 系列精确取样注射器 |  | ,,,, | Gas/Liquid syringes , Series A-2 , Syringes , VICI (Valco) Precision Sampling Syringes , 分析/色谱 |  | VICI, 050032,Series A-2,stainless steel needle bevel tip (point style 2),removable needle,pkg of 1 ea,0.50 mL,2 in. × 0.029 in. × 0.012 in.,(bevel tip) | , |  |  | VICI, 050032,Series A-2,stainless steel needle bevel tip (point style 2),removable needle,pkg of 1 ea,0.50 mL,2 in. × 0.029 in. × 0.012 in.,(bevel tip)
Valco ® Precision Sampling Syringe, Series A-2, Removable needle,volume 1 mL, stainless steel needle bevel tip (point style 2), needle L × O.D. × I.D. 2 in. × 0.029 in. × 0.012 in.,,,,, | 22273 |  | Supelco | Valco ® A-2 系列精确取样注射器 |  | ,,,, | Gas/Liquid syringes , Series A-2 , Syringes , VICI (Valco) Precision Sampling Syringes , 分析/色谱 |  | VICI, 050033,Series A-2,stainless steel needle bevel tip (point style 2),removable needle Series A2,pkg of 1 ea,1 mL,2 in. × 0.029 in. × 0.012 in.,(bevel tip) | , |  |  | VICI, 050033,Series A-2,stainless steel needle bevel tip (point style 2),removable needle Series A2,pkg of 1 ea,1 mL,2 in. × 0.029 in. × 0.012 in.,(bevel tip)
Valco ® Precision Sampling Syringe, Series A-2, Removable needle,volume 10 mL, stainless steel needle bevel tip (point style 2), needle L × O.D. × I.D. 2 in. × 0.029 in. × 0.012 in.,,,,, | 22276 |  | Supelco | Valco ® A-2 系列精确取样注射器 |  | ,,,, | Gas/Liquid syringes , Series A-2 , Syringes , VICI (Valco) Precision Sampling Syringes , 分析/色谱 |  | VICI, 050036,Series A-2,stainless steel needle bevel tip (point style 2),removable needle Series A2,pkg of 1 ea,10 mL,2 in. × 0.029 in. × 0.012 in.,(bevel tip) | , |  |  | VICI, 050036,Series A-2,stainless steel needle bevel tip (point style 2),removable needle Series A2,pkg of 1 ea,10 mL,2 in. × 0.029 in. × 0.012 in.,(bevel tip)
Valco ® Precision Sampling Syringe, Series A-2, Removable needle,volume 100 μL, stainless steel needle bevel tip (point style 2), needle L × O.D. × I.D. 2 in. × 0.028 in. × 0.005 in.,,,,, | 22270-U |  | Supelco | Valco ® A-2 系列精确取样注射器 |  | ,,,, | Biodiesel , Biodiesel: Testing for Methanol Contamination , Biofuels Manufacturing and Testing , Gas Syringes , Gas Syringes and Headspace Vials , Gas/Liquid syringes , Series A-2 , Syringes , VICI (Valco) Precision Sampling Syringes , 分析/色谱 , 应用 |  | VICI, 050025,Series A-2,stainless steel needle bevel tip (point style 2),removable needle Series A2,pkg of 1 ea,100 μL,2 in. × 0.028 in. × 0.005 in.,(bevel tip) | , |  |  | VICI, 050025,Series A-2,stainless steel needle bevel tip (point style 2),removable needle Series A2,pkg of 1 ea,100 μL,2 in. × 0.028 in. × 0.005 in.,(bevel tip)
Valco ® Precision Sampling Syringe, Series A-2, Removable needle,volume 2 mL, stainless steel needle bevel tip (point style 2), needle L × O.D. × I.D. 2 in. × 0.029 in. × 0.012 in.,,,,, | 22274 |  | Supelco | Valco ® A-2 系列精确取样注射器 |  | ,,,, | Gas/Liquid syringes , Series A-2 , Syringes , VICI (Valco) Precision Sampling Syringes , 分析/色谱 |  | VICI, 050034,Series A-2,stainless steel needle bevel tip (point style 2),removable needle Series A2,pkg of 1 ea,2 mL,2 in. × 0.029 in. × 0.012 in.,(bevel tip) | , |  |  | VICI, 050034,Series A-2,stainless steel needle bevel tip (point style 2),removable needle Series A2,pkg of 1 ea,2 mL,2 in. × 0.029 in. × 0.012 in.,(bevel tip)
Valco ® Precision Sampling Syringe, Series A-2, Removable needle,volume 25 μL, stainless steel needle bevel tip (point style 2), needle L × O.D. × I.D. 2 in. × 0.028 in. × 0.005 in.,,,,, | 22268 |  | Supelco | Valco ® A-2 系列精确取样注射器 |  | ,,,, | Biodiesel , Biodiesel: Testing for Methanol Contamination , Biofuels Manufacturing and Testing , Gas Syringes , Gas Syringes and Headspace Vials , Gas/Liquid syringes , Series A-2 , Syringes , VICI (Valco) Precision Sampling Syringes , 分析/色谱 , 应用 |  | VICI, 050023,Series A-2,stainless steel needle bevel tip (point style 2),removable needle Series A2,pkg of 1 ea,25 μL,2 in. × 0.028 in. × 0.005 in.,(bevel tip) | , |  |  | VICI, 050023,Series A-2,stainless steel needle bevel tip (point style 2),removable needle Series A2,pkg of 1 ea,25 μL,2 in. × 0.028 in. × 0.005 in.,(bevel tip)
Valco ® Precision Sampling Syringe, Series A-2, Removable needle,volume 5 mL, stainless steel needle bevel tip (point style 2), needle L × O.D. × I.D. 2 in. × 0.029 in. × 0.012 in.,,,,, | 22275 |  | Supelco | Valco ® A-2 系列精确取样注射器 |  | ,,,, | Gas/Liquid syringes , Series A-2 , Syringes , VICI (Valco) Precision Sampling Syringes , 分析/色谱 |  | VICI, 050035,Series A-2,stainless steel needle bevel tip (point style 2),removable needle Series A2,pkg of 1 ea,5 mL,2 in. × 0.029 in. × 0.012 in.,(bevel tip) | , |  |  | VICI, 050035,Series A-2,stainless steel needle bevel tip (point style 2),removable needle Series A2,pkg of 1 ea,5 mL,2 in. × 0.029 in. × 0.012 in.,(bevel tip)
Valco ® Precision Sampling Syringe, Series A-2, Removable needle,volume 50 μL, stainless steel needle bevel tip (point style 2), needle L × O.D. × I.D. 2 in. × 0.028 in. × 0.005 in.,,,,, | 22269-U |  | Supelco | Valco ® A-2 系列精确取样注射器 |  | ,,,, | Biodiesel , Biodiesel: Testing for Methanol Contamination , Biofuels Manufacturing and Testing , Gas Syringes , Gas Syringes and Headspace Vials , Gas/Liquid syringes , Series A-2 , Syringes , VICI (Valco) Precision Sampling Syringes , 分析/色谱 , 应用 |  | VICI, 050024,Series A-2,stainless steel needle bevel tip (point style 2),removable needle Series A2,pkg of 1 ea,50 μL,2 in. × 0.028 in. × 0.005 in.,(bevel tip) | , |  |  | VICI, 050024,Series A-2,stainless steel needle bevel tip (point style 2),removable needle Series A2,pkg of 1 ea,50 μL,2 in. × 0.028 in. × 0.005 in.,(bevel tip)
Valco ® Precision Sampling Syringe, Series C, Removable needle,volume 1 mL, stainless steel needle bevel tip (point style 2), needle L × O.D. × I.D. 2 in. × 0.029 in. × 0.012 in.,,,,, | 22280 |  | Supelco | Valco ® C 系列精确取样注射器 |  | ,,,, | Gas/Liquid syringes , Series C , Syringes , VICI (Valco) Precision Sampling Syringes , 分析/色谱 |  | VICI, 030033,Series C,stainless steel needle bevel tip (point style 2),removable needle,pkg of 1 ea,1 mL,2 in. × 0.029 in. × 0.012 in.,(bevel tip) | , |  |  | VICI, 030033,Series C,stainless steel needle bevel tip (point style 2),removable needle,pkg of 1 ea,1 mL,2 in. × 0.029 in. × 0.012 in.,(bevel tip)
Valco ® Precision Sampling Syringe, Series C, Removable needle,volume 100 μL, stainless steel needle bevel tip (point style 2), needle L × O.D. × I.D. 2 in. × 0.029 in. × 0.012 in.,,,,, | 22277 |  | Supelco | Valco ® C 系列精确取样注射器 |  | ,,,, | Gas/Liquid syringes , Series C , Syringes , VICI (Valco) Precision Sampling Syringes , 分析/色谱 |  | VICI, 030025,Series C,stainless steel needle bevel tip (point style 2),removable needle,pkg of 1 ea,100 μL,2 in. × 0.029 in. × 0.012 in.,(bevel tip) | , |  |  | VICI, 030025,Series C,stainless steel needle bevel tip (point style 2),removable needle,pkg of 1 ea,100 μL,2 in. × 0.029 in. × 0.012 in.,(bevel tip)
Valco ® Precision Sampling Syringe, Series C, Removable needle,volume 2 mL, stainless steel needle bevel tip (point style 2), needle L × O.D. × I.D. 2 in. × 0.029 in. × 0.012 in.,,,,, | 22281 |  | Supelco | Valco ® C 系列精确取样注射器 |  | ,,,, | Gas/Liquid syringes , Series C , Syringes , VICI (Valco) Precision Sampling Syringes , 分析/色谱 |  | VICI, 030034,Series C,stainless steel needle bevel tip (point style 2),removable needle Series C,pkg of 1 ea,2 mL,2 in. × 0.029 in. × 0.012 in.,(bevel tip) | , |  |  | VICI, 030034,Series C,stainless steel needle bevel tip (point style 2),removable needle Series C,pkg of 1 ea,2 mL,2 in. × 0.029 in. × 0.012 in.,(bevel tip)
Valco ® Precision Sampling Syringe, Series C, Removable needle,volume 5 mL, stainless steel needle bevel tip (point style 2), needle L × O.D. × I.D. 2 in. × 0.029 in. × 0.012 in.,,,,, | 22282 |  | Supelco | Valco ® C 系列精确取样注射器 |  | ,,,, | Gas/Liquid syringes , Series C , Syringes , VICI (Valco) Precision Sampling Syringes , 分析/色谱 |  | VICI, 030035,Series C,stainless steel needle bevel tip (point style 2),removable needle,pkg of 1 ea,5 mL,2 in. × 0.029 in. × 0.012 in.,(bevel tip) | , |  |  | VICI, 030035,Series C,stainless steel needle bevel tip (point style 2),removable needle,pkg of 1 ea,5 mL,2 in. × 0.029 in. × 0.012 in.,(bevel tip)
Valco ® Precision Sampling syringe, series D,volume 2 mL, stainless steel needle bevel tip (point style 2), needle L × O.D. × I.D. 2 in. × 0.029 in. × 0.012 in., removable needle,,,,, | 22295 |  | Supelco | Valco ® D 系列精确取样注射器 |  | ,,,, | Gas/Liquid syringes , Series D , Syringes , VICI (Valco) Precision Sampling Syringes , 分析/色谱 |  | VICI, 040034,Series D,stainless steel needle bevel tip (point style 2),removable needle,pkg of 1 ea,2 mL,2 in. × 0.029 in. × 0.012 in.,(bevel tip) | , |  |  | VICI, 040034,Series D,stainless steel needle bevel tip (point style 2),removable needle,pkg of 1 ea,2 mL,2 in. × 0.029 in. × 0.012 in.,(bevel tip)
Valco ® Precision Sampling syringe, Magnum series,size, removable needle, needle size (bevel tip), needle L × O.D. × I.D. 2 in. × 0.035 in. × 0.023 in.,,,,, | 21736 |  | Supelco | Valco ® Magnum 系列精确取样注射器 |  | ,,,, | Gas/Liquid syringes , Magnum Series , Syringes , VICI (Valco) Precision Sampling Syringes , 分析/色谱 |  | VICI, 060040,Magnum Series,removable needle,pkg of 1 ea,2 in. × 0.035 in. × 0.023 in.,(bevel tip) | , |  |  | VICI, 060040,Magnum Series,removable needle,pkg of 1 ea,2 in. × 0.035 in. × 0.023 in.,(bevel tip)
Valco ® Precision Sampling syringe, Magnum series,volume 500 mL, removable needle, needle size (bevel tip), needle L × O.D. × I.D. 2 in. × 0.035 in. × 0.023 in.,,,,, | 21738 |  | Supelco | Valco ® Magnum 系列精确取样注射器 |  | ,,,, | Gas/Liquid syringes , Magnum Series , Syringes , VICI (Valco) Precision Sampling Syringes , 分析/色谱 |  | 2 in. × 0.035 in. × 0.023 in.,Magnum Series,VICI, 060042,removable needle,pkg of 1 ea,500 mL,(bevel tip) | , |  |  | 2 in. × 0.035 in. × 0.023 in.,Magnum Series,VICI, 060042,removable needle,pkg of 1 ea,500 mL,(bevel tip)
Valco ® Precision Sampling syringe, series C-120,C-120, volume 10 μL, stainless steel needle bevel tip, needle L 2 in., needle type, LTN (fixed),,,,, | 20961 |  | Supelco | Valco ® C-120 系列精密注射器 |  | ,,,, | Liquid syringes , Series C-120 , Syringes , VICI (Valco) Precision Sampling Syringes , 分析/色谱 |  | VICI, 120022,stainless steel needle bevel tip,2 in.,needle type LTN (fixed),pkg of 1 ea,10 μL,(bevel tip) | , |  |  | VICI, 120022,stainless steel needle bevel tip,2 in.,needle type LTN (fixed),pkg of 1 ea,10 μL,(bevel tip)
Valco ® Precision Sampling syringe, series C-120,C-120, volume 25 μL, stainless steel needle bevel tip, needle L 2 in., needle type, LTN (fixed),,,,, | 20962 |  | Supelco | Valco ® C-120 系列精密注射器 |  | ,,,, | Liquid syringes , Series C-120 , Syringes , VICI (Valco) Precision Sampling Syringes , 分析/色谱 |  | VICI, 120023,stainless steel needle bevel tip,2 in.,needle type LTN (fixed),pkg of 1 ea,25 μL,(bevel tip) | , |  |  | VICI, 120023,stainless steel needle bevel tip,2 in.,needle type LTN (fixed),pkg of 1 ea,25 μL,(bevel tip)
Valco ® Precision Sampling syringe, series C-120,C-120, volume 100 μL, stainless steel needle bevel tip (point style 2), needle L 2 in., needle type, LTN (fixed),,,,, | 20964 |  | Supelco | Valco ® C-120 系列精密注射器 |  | ,,,, | Liquid syringes , Series C-120 , Syringes , VICI (Valco) Precision Sampling Syringes , 分析/色谱 |  | VICI, 120025,stainless steel needle bevel tip (point style 2),2 in.,needle type LTN (fixed),pkg of 1 ea,100 μL,(bevel tip) | , |  |  | VICI, 120025,stainless steel needle bevel tip (point style 2),2 in.,needle type LTN (fixed),pkg of 1 ea,100 μL,(bevel tip)
Valco ® Precision Sampling syringe, series C-160,C-160, volume 100 μL, stainless steel needle bevel tip, needle L 2 in., needle type, LTN (fixed),,,,, | 20953 |  | Supelco | Valco ® 精密取样注射器，C-160 系列 |  | ,,,, | Liquid syringes , Series C-160 , Syringes , VICI (Valco) Precision Sampling Syringes , 分析/色谱 |  | VICI, 160025,stainless steel needle bevel tip,2 in.,needle type LTN (fixed),pkg of 1 ea,100 μL,(bevel tip) | , |  |  | VICI, 160025,stainless steel needle bevel tip,2 in.,needle type LTN (fixed),pkg of 1 ea,100 μL,(bevel tip)
Valco ® Precision Sampling syringe, series CG-130,CG-130, volume 5 μL, needle type, fixed, stainless steel needle bevel tip (point style 2), needle L 2 in.,,,,, | 20954 |  | Supelco | Valco ® 精密取样注射器，CG-130 系列 |  | ,,,, | Liquid syringes , Series CG-130 , Syringes , VICI (Valco) Precision Sampling Syringes , 分析/色谱 |  | VICI, 130021,stainless steel needle bevel tip (point style 2),2 in.,needle type fixed,pkg of 1 ea,5 μL,(bevel point) | , |  |  | VICI, 130021,stainless steel needle bevel tip (point style 2),2 in.,needle type fixed,pkg of 1 ea,5 μL,(bevel point)
Valco ® Precision Sampling syringe, series CG-130,CG-130, volume 10 μL, stainless steel needle bevel tip (point style 2), needle L 2 in., needle type, Fixed,,,,, | 20955-U |  | Supelco | Valco ® 精密取样注射器，CG-130 系列 |  | ,,,, | Liquid syringes , Series CG-130 , Syringes , VICI (Valco) Precision Sampling Syringes , 分析/色谱 |  | syringe type CG-130,VICI, 130022,stainless steel needle bevel tip (point style 2),2 in.,needle type Fixed,pkg of 1 ea,10 μL,(bevel point) | , |  |  | syringe type CG-130,VICI, 130022,stainless steel needle bevel tip (point style 2),2 in.,needle type Fixed,pkg of 1 ea,10 μL,(bevel point)
Valco ® Precision Sampling syringe, series D-140,volume 2 μL, stainless steel needle blunt tip, needle L × O.D. × I.D. 2.5 in. × 0.019 in. × 0.008 in., needle, RN (removable needle),,,,, | 20985 |  | Supelco | Valco ® 精密注射器，D-140 系列 |  | ,,,, | Liquid syringes , Series D-140 , Syringes , VICI (Valco) Precision Sampling Syringes , 分析/色谱 |  | VICI, 140012,D-140,stainless steel needle blunt tip,needle RN (removable needle),pkg of 1 ea,2 μL,2.5 in. × 0.019 in. × 0.008 in.,(blunt tip) | , |  |  | VICI, 140012,D-140,stainless steel needle blunt tip,needle RN (removable needle),pkg of 1 ea,2 μL,2.5 in. × 0.019 in. × 0.008 in.,(blunt tip)
Ammonium cerium(IV) sulfate solution,Reag. Ph. Eur., volumetric, 0.1 M Ce(NH 4 ) 4 (SO 4 ) 4,H,,,MFCD00148851,24863631 | 37941 | 7637-03-8 | Fluka | 硫酸铈(IV)铵 溶液 |  | ,,,, | A - F , Catalysis and Inorganic Chemistry , Cerium , Chemical Synthesis , Salt Solutions , Titration , Volumetric Solutions , 分析/色谱 , 分析试剂 |  | Reag. Ph. Eur.,0.1 M Ce(NH 4 ) 4 (SO 4 ) 4,volumetric,1.000 ±0.001 | , |  |  | Reag. Ph. Eur.,0.1 M Ce(NH 4 ) 4 (SO 4 ) 4,volumetric,1.000 ±0.001
,volumetric, ~0.1% NH 3 , ~0.2% Cl - in H 2 O,,,231-791-2,,24859138 | 318639 |  | Fluka | Ammonium ion solution | (PDF) | ,,,, | A - F , Salt Solutions , Titration , Volumetric Solutions , 分析/色谱 , 分析试剂 |  | ~0.2% Cl - in H 2 O,~0.1% NH 3,volumetric | , |  |  | ~0.2% Cl - in H 2 O,~0.1% NH 3,volumetric
Ammonium iron(III) sulfate solution,volumetric, 0.1 M (NH 4 )Fe(SO 4 ) 2,H,,,MFCD00012019,24861073 | 34249 | 10138-04-2 | Fluka | 硫酸铁(III)铵 溶液 |  | ,,,, | A - F , By Reference Material , Catalysis and Inorganic Chemistry , Chemical Synthesis , Iron , Reference Material Potassium permanganate , Salt Solutions , Titration , Volumetric Solutions , 分析/色谱 , 分析试剂 |  | 0.1 M (NH 4 )Fe(SO 4 ) 2,limited shelf life, expiry date on the label,volumetric,1.000 ±0.002 | , |  |  | 0.1 M (NH 4 )Fe(SO 4 ) 2,limited shelf life, expiry date on the label,volumetric,1.000 ±0.002
Ammonium thiocyanate solution,volumetric, 0.1 M NH 4 SCN (0.1N),NH,3595135,231-791-2,MFCD00011428,24861735 | 35036 | 1762-95-4 | Fluka | 硫氰酸铵 溶液 | (PDF) | ,,,, | A - F , Acetals/Ketals/Ortho Esters , Building Blocks , By Reference Material , Chemical Synthesis , Organic Building Blocks , Oxygen Compounds , Reference Material Silver nitrate , Salt Solutions , Titration , Volumetric Solutions , 分析/色谱 , 分析试剂 |  | 0.1 M NH 4 SCN (0.1N),volumetric | , |  |  | 0.1 M NH 4 SCN (0.1N),volumetric
Barium chloride solution,volumetric, 0.1 M BaCl 2 (0.2N),BaCl,,,MFCD00003445,24861076 | 34252 | 10361-37-2 | Fluka | 氯化钡 溶液 |  | ,,,, | A - F , Barium , Chemical Synthesis , Inorganic Salts , Salt Solutions , Synthetic Reagents , Titration , Volumetric Solutions , 分析/色谱 , 分析试剂 |  | 0.1 M BaCl 2 (0.2N),limited shelf life, expiry date on the label,volumetric,1.000 ±0.002 | , |  |  | 0.1 M BaCl 2 (0.2N),limited shelf life, expiry date on the label,volumetric,1.000 ±0.002
Barium perchlorate solution,volumetric, 0.005 M Ba(ClO 4 ) 2 in isopropanol/water,Ba(ClO,,,MFCD00003440,24861738 | 35053 | 13465-95-7 | Fluka | 高氯酸钡 溶液 |  | ,,,2-8°C, | A - F , Salt Solutions , Titration , Volumetric Solutions , 分析/色谱 , 分析试剂 |  | 0.005 M Ba(ClO 4 ) 2 in isopropanol/water,volumetric,0.095-1.005 | , |  |  | 2-8°C,0.005 M Ba(ClO 4 ) 2 in isopropanol/water,volumetric,0.095-1.005
,,CaCl,,,MFCD00010903,24878188 | 53704 | 10043-52-4 | Sigma | Calcium chloride 0.1 M solution |  | ,,,2-8°C, | A - F , Calcium , Chemical Synthesis , Inorganic Salts , Salt Solutions , Synthetic Reagents , Titration , Volumetric Solutions , 分析/色谱 , 分析试剂 |  |  | , |  |  | 2-8°C
Calcium chloride solution,BioUltra, for molecular biology, ~1 M in H 2 O,CaCl,,,MFCD00010903,24852656 | 21115 | 10043-52-4 | Sigma | 氯化钙 溶液 |  | ,,,DNases, none detected,1.086 g/mL at 20 °C | A - F , BioUltra , DNA和RNA纯化 , Optimization Reagents , Salt Solutions , Titration , Volumetric Solutions , X-Ray Crystallography , 分子生物学 , 分子生物学试剂 , 分析/色谱 , 分析试剂 , 蛋白质组学 , 蛋白质结构分析 , 试剂 |  | λ: 280 nm A max : 0.02,BioUltra,4.0-6.0 (25 °C),for molecular biology,Ba: ≤1 mg/kg,~1 M in H 2 O,neat,n 20/D 1.358,λ: 260 nm A max : 0.04 | , |  |  | λ: 280 nm A max : 0.02,BioUltra,4.0-6.0 (25 °C),1.086 g/mL at 20 °C,for molecular biology,Ba: ≤1 mg/kg,~1 M in H 2 O,DNases, none detected,neat,n 20/D 1.358,λ: 260 nm A max : 0.04
Calcium chloride solution,volumetric, 1.0 M CaCl 2,CaCl,,,MFCD00010903,24852654 | 21114 | 10043-52-4 | Fluka | 氯化钙 溶液 |  | ,,,, | A - F , Salt Solutions , Titration , Volumetric Solutions , 分析/色谱 , 分析试剂 |  | 1.0 M CaCl 2,volumetric | , |  |  | 1.0 M CaCl 2,volumetric
Cerium(IV) sulfate solution,volumetric, 0.05 M Ce(SO 4 ) 2 (0.05N),Ce(SO,,,MFCD00148852,24861078 | 34253 | 13590-82-4 | Fluka | 硫酸铈(IV) 溶液 |  | ,,,, | A - F , Catalysis and Inorganic Chemistry , Cerium , Chemical Synthesis , Salt Solutions , Titration , Volumetric Solutions , 分析/色谱 , 分析试剂 |  | 0.05 M Ce(SO 4 ) 2 (0.05N),limited shelf life, expiry date on the label,volumetric,1.000 ±0.002 | , |  |  | 0.05 M Ce(SO 4 ) 2 (0.05N),limited shelf life, expiry date on the label,volumetric,1.000 ±0.002
Cerium(IV) sulfate solution,volumetric, 0.1 M Ce(SO 4 ) 2 (0.1N),Ce(SO,,,MFCD00148852,24861739 | 35066 | 13590-82-4 | Fluka | 硫酸铈(IV) 溶液 |  | ,,,sulfuric acid, | A - F , Catalysis and Inorganic Chemistry , Cerium , Chemical Synthesis , Salt Solutions , Titration , Volumetric Solutions , 分析/色谱 , 分析试剂 |  | 0.1 M Ce(SO 4 ) 2 (0.1N),limited shelf life, expiry date on the label,volumetric,1.000 ±0.003 | , |  |  | 0.1 M Ce(SO 4 ) 2 (0.1N),limited shelf life, expiry date on the label,volumetric,sulfuric acid,1.000 ±0.003
Cerium(IV) sulfate solution,volumetric, 0.25 M Ce(SO 4 ) 2 in sulfuric acid (0.25N),Ce(SO,,,MFCD00148852,24858464 | 305944 | 13590-82-4 | Fluka | 硫酸铈(IV) 溶液 | (PDF) | ,,,,1.12 g/mL at 25 °C | A - F , Catalysis and Inorganic Chemistry , Cerium , Cerium Salts , Chemical Synthesis , Essential Chemicals , Metal and Ceramic Science , Research Essentials , Salt Solutions , Salts , Titration , Volumetric Solutions , 分析/色谱 , 分析试剂 , 材料科学 |  | 0.25 M Ce(SO 4 ) 2 in sulfuric acid (0.25N),limited shelf life, expiry date on the label,volumetric | , |  |  | 0.25 M Ce(SO 4 ) 2 in sulfuric acid (0.25N),limited shelf life, expiry date on the label,volumetric,1.12 g/mL at 25 °C
Copper(II) sulfate solution,volumetric, 0.1 M CuSO 4,,,,MFCD00010981,24861764 | 35185 | 7758-98-7 | Fluka | 硫酸铜 溶液 |  | ,,,, | A - F , Salt Solutions , Titration , Volumetric Solutions , 分析/色谱 , 分析试剂 |  | 0.1 M CuSO 4,volumetric | , |  |  | 0.1 M CuSO 4,volumetric
Lanthanum nitrate solution,volumetric, 0.1 M La(NO 3 ) 3 , for the determination of fluoride,La(NO,,,MFCD00011067,24861771 | 35204 | 10099-59-9 | Fluka | 硝酸镧 溶液 |  | ,,,2-8°C, | Catalysis and Inorganic Chemistry , Chemical Synthesis , G - M , Lanthanum , Salt Solutions , Titration , Volumetric Solutions , 分析/色谱 , 分析试剂 |  | volumetric,0.1 M La(NO 3 ) 3,for the determination of fluoride,0.99-1.01 | , |  |  | volumetric,2-8°C,0.1 M La(NO 3 ) 3,for the determination of fluoride,0.99-1.01
Magnesium chloride solution,volumetric, 1.0 M MgCl 2,MgCl,,,MFCD00011106,24882158 | 63020 | 7786-30-3 | Fluka | 氯化镁 溶液 |  | ,,,, | G - M , Salt Solutions , Titration , Volumetric Solutions , 分析/色谱 , 分析试剂 |  | 1.0 M MgCl 2,limited shelf life, expiry date on the label,volumetric | , |  |  | 1.0 M MgCl 2,limited shelf life, expiry date on the label,volumetric
Magnesium sulfate solution,volumetric, 1.0 M MgSO 4,MgSO,,231-791-2,MFCD00011110,24882401 | 63126 | 7487-88-9 | Fluka | 硫酸镁 溶液 | (PDF) | ,,,, | G - M , Salt Solutions , Titration , Volumetric Solutions , 分析/色谱 , 分析试剂 |  | 1.0 M MgSO 4,volumetric | , |  |  | 1.0 M MgSO 4,volumetric
Mercury(II) nitrate solution,volumetric, 0.005 M Hg(NO 3 ) 2 (0.01N),Hg(NO,,,MFCD00011038,24858887 | 319066 | 7783-34-8 | Fluka | 硝酸汞(II) 溶液 | (PDF) | ,,,,1.005 g/mL at 25 °C | Catalysis and Inorganic Chemistry , Chemical Synthesis , G - M , Mercury , Salt Solutions , Titration , Volumetric Solutions , 分析/色谱 , 分析试剂 |  | 0.0090-0.0110 N (Exact value stated on label),0.005 M Hg(NO 3 ) 2 (0.01N),volumetric | , |  |  | 0.0090-0.0110 N (Exact value stated on label),0.005 M Hg(NO 3 ) 2 (0.01N),volumetric,1.005 g/mL at 25 °C
Mercury(II) nitrate solution,volumetric, 0.005 M Hg(NO 3 ) 2 (0.01N), for the determination of chloride,Hg(NO,,,MFCD00011038,24861082 | 34289 | 7783-34-8 | Fluka | 硝酸汞(II) 溶液 |  | ,,,, | G - M , Salt Solutions , Titration , Volumetric Solutions , 分析/色谱 , 分析试剂 |  | volumetric,0.005 M Hg(NO 3 ) 2 (0.01N),for the determination of chloride,1.000 ±0.005 | , |  |  | volumetric,0.005 M Hg(NO 3 ) 2 (0.01N),for the determination of chloride,1.000 ±0.005
Mercury(II) nitrate solution,volumetric, 0.01 M Hg(NO 3 ) 2 (0.02N), for the determination of chloride,Hg(NO,,,MFCD00011038,24861084 | 34291 | 7783-34-8 | Fluka | 硝酸汞(II) 溶液 |  | ,,,, | G - M , Salt Solutions , Titration , Volumetric Solutions , 分析/色谱 , 分析试剂 |  | volumetric,0.01 M Hg(NO 3 ) 2 (0.02N),limited shelf life, expiry date on the label,for the determination of chloride,1.000 ±0.005 | , |  |  | volumetric,0.01 M Hg(NO 3 ) 2 (0.02N),limited shelf life, expiry date on the label,for the determination of chloride,1.000 ±0.005
Mercury(II) nitrate solution,volumetric, 0.05 M Hg(NO 3 ) 2 (0.1N), for the determination of chloride,Hg(NO,,,MFCD00011038,24861085 | 34292 | 7783-34-8 | Fluka | 硝酸汞(II) 溶液 |  | ,,,, | G - M , Salt Solutions , Titration , Volumetric Solutions , 分析/色谱 , 分析试剂 |  | volumetric,0.05 M Hg(NO 3 ) 2 (0.1N),limited shelf life, expiry date on the label,for the determination of chloride,1.000 ±0.005 | , |  |  | volumetric,0.05 M Hg(NO 3 ) 2 (0.1N),limited shelf life, expiry date on the label,for the determination of chloride,1.000 ±0.005
Mercury(II) nitrate solution,volumetric, 0.07 M Hg(NO 3 ) 2 (0.14N),Hg(NO,,,MFCD00011038,24858886 | 319058 | 7783-34-8 | Fluka | 硝酸汞(II) 溶液 | (PDF) | ,,,,1.025 g/mL at 25 °C | Catalysis and Inorganic Chemistry , Chemical Synthesis , G - M , Mercury , Salt Solutions , Titration , Volumetric Solutions , 分析/色谱 , 分析试剂 |  | 0.07 M Hg(NO 3 ) 2 (0.14N),volumetric | , |  |  | 0.07 M Hg(NO 3 ) 2 (0.14N),volumetric,1.025 g/mL at 25 °C
Titanium(III) sulfate solution,volumetric, ~0.1 M,Ti,,,MFCD00036317, | 72338 | 19495-80-8 | Fluka | 硫酸亚钛标准品 溶液 |  | ,,,Titanium(III) sulfate, | S - Z , Salt Solutions , Titration , Volumetric Solutions , 分析/色谱 , 分析试剂 |  | 0.07 g/mL Sulfuric acid,0.12 M±0.012 M in H 2 O,limited shelf life,volumetric | , |  |  | 0.07 g/mL Sulfuric acid,0.12 M±0.012 M in H 2 O,limited shelf life,volumetric,Titanium(III) sulfate
Zinc sulfate solution,0.3 N,ZnSO,,,MFCD00011302,24902178 | Z2876 | 7733-02-0 | Sigma | 硫酸锌 溶液 | (PDF) | ,,,, | S - Z , Salt Solutions , Titration , Volumetric Solutions , 分析/色谱 , 分析试剂 |  | 0.3 N | , |  |  | 0.3 N
Zinc sulfate solution,volumetric, 0.05 M ZnSO 4,ZnSO,,,MFCD00011302,24861256 | 34448 | 7733-02-0 | Fluka | 硫酸锌 溶液 |  | ,,,, | S - Z , Salt Solutions , Titration , Volumetric Solutions , 分析/色谱 , 分析试剂 |  | 0.05 M ZnSO 4,limited shelf life,volumetric,1.000 ±0.002 | , |  |  | 0.05 M ZnSO 4,limited shelf life,volumetric,1.000 ±0.002
,pH 5.12, (sodium acetate / acetic acid),,,,, | 72878 |  | Fluka | Acetate buffer solution pH 5.12 (20°C) |  | ,,,, | Acetate Buffer Solutions , Buffer Solutions , Buffer Solutions, pH 5 - 9 , Titration , pH Buffers for Titration , 分析/色谱 , 分析试剂 |  | 5.12,limited shelf life, expiry date on the label | , |  |  | 5.12,limited shelf life, expiry date on the label
Buffer solution pH 5.0 (20 °C),citric acid ~0.096 M, sodium hydroxide ~0.20 M,,,,MFCD00012462,24887983 | 82567 |  | Fluka | 缓冲溶液 pH 5.0（20°C） |  | ,,,citric acid, ~0.096 M,1.000 g/mL at 20 °C | Buffer Solutions , Buffer Solutions, pH 5 - 9 , Titration , pH Buffers for Titration , 分析/色谱 , 分析试剂 |  | sodium hydroxide, ~0.20 M,limited shelf life, expiry date on the label | , |  |  | sodium hydroxide, ~0.20 M,limited shelf life, expiry date on the label,citric acid, ~0.096 M,1.000 g/mL at 20 °C
Buffer solution pH 5.0 (20 °C),citric acid / sodium hydroxide solution, with fungicide, traceable to SRM from NIST,,,,MFCD00012462,24860318 | 33544 |  | Fluka | 缓冲溶液 pH 5.0（20°C） |  | ,,,, | Buffer Solutions , Buffer Solutions, pH 5 - 9 , Titration , pH Buffers for Titration , 分析/色谱 , 分析试剂 |  | 5.13 (90 °C),5.00 (20 °C),traceable to SRM from NIST | , |  |  | 5.13 (90 °C),5.00 (20 °C),traceable to SRM from NIST
Buffer solution pH 6.0 (20 °C),citric acid / sodium hydroxide solution, with fungicide, traceable to SRM from NIST,,,,MFCD00012462,24860320 | 33545 |  | Fluka | 缓冲溶液 pH 6.0（20°C） |  | ,,,, | Buffer Solutions , Buffer Solutions, pH 5 - 9 , Titration , pH Buffers for Titration , 分析/色谱 , 分析试剂 |  | 6.24 (90 °C),6.00 (20 °C),traceable to SRM from NIST | , |  |  | 6.24 (90 °C),6.00 (20 °C),traceable to SRM from NIST
Buffer solution pH 6.5,,,,,MFCD00163176, | 82638 |  | Fluka | pH 6.5 Soerensen 缓冲溶液 |  | ,,,, | Buffer Solutions , Buffer Solutions, pH 5 - 9 , Titration , pH Buffers for Titration , 分析/色谱 , 分析试剂 |  | 6.5±0.1 (25 °C),limited shelf life, expiry date on the label | , |  |  | 6.5±0.1 (25 °C),limited shelf life, expiry date on the label
Buffer solution pH 7.00 (20°C),(potassium dihydrogen phosphate / sodium hydroxide),,,231-791-2,MFCD00146206, | 73208 |  | Fluka | pH 7.00 缓冲溶液 | 32129211 | ,,,,1.0 g/mL at 20 °C | Buffer Solutions , Buffer Solutions, pH 5 - 9 , Titration , pH Buffers for Titration , 分析/色谱 , 分析试剂 |  | limited shelf life, expiry date on the label | , |  |  | limited shelf life, expiry date on the label,1.0 g/mL at 20 °C
Buffer solution pH 8.0 (20 °C),borax / hydrochloric acid, traceable to SRM from NIST,,,,MFCD00081185,24860323 | 33547 |  | Fluka | 缓冲溶液 pH 8.0（20°C） | 32129211 | ,,,, | Buffer Solutions , Buffer Solutions, pH 5 - 9 , Titration , pH Buffers for Titration , 分析/色谱 , 分析试剂 |  | 8.18 (0 °C),7.75 (90 °C),traceable to SRM from NIST | , |  |  | 8.18 (0 °C),7.75 (90 °C),traceable to SRM from NIST
Buffer solution pH 9.0 (20°C),,,,,MFCD00013070,24869111 | 456101 |  | Fluka | 缓冲溶液 pH 9.0（20°C） | (PDF) | ,,97-98 °C/740 mmHg(lit.),,1.002 g/mL at 25 °C(lit.) | Buffer Solutions , Buffer Solutions, pH 5 - 9 , Titration , pH Buffers for Titration , 分析/色谱 , 分析试剂 |  | 9.00±0.02 | , |  |  | 9.00±0.02,97-98 °C/740 mmHg(lit.),1.002 g/mL at 25 °C(lit.)
,(sodium tetraborate / hydrochloric acid),,,,MFCD00081185, | 73268 |  | Fluka | Buffer solution pH 9.00 (20°C) |  | ,,,,1.0 g/mL at 20 °C | Buffer Solutions , Buffer Solutions, pH 5 - 9 , Titration , pH Buffers for Titration , 分析/色谱 , 分析试剂 |  | limited shelf life, expiry date on the label | , |  |  | limited shelf life, expiry date on the label,1.0 g/mL at 20 °C
Phosphate buffer solution,50 mM,,,231-791-2,, | 63238 |  | Fluka | 磷酸盐缓冲液 | 32129211 | ,,,, | Buffer Solutions , Buffer Solutions, pH 5 - 9 , Titration , pH Buffers for Titration , 分析/色谱 , 分析试剂 |  | 50 mM,7.5 | , |  |  | 50 mM,7.5
Phosphate Buffer Solution,1.0 M, pH 7.4 (25 °C),,,,, | P3619 |  | Sigma | 磷酸盐缓冲液 | (PDF),32129211 | ,,,2-8°C, | Buffer Convenience Packaging , Buffer Solutions , Buffer Solutions, pH 5 - 9 , Buffers A to Z , Titration , pH Buffers for Titration , 分析/色谱 , 分析试剂 , 生化试剂 , 生物缓冲液 |  | 7.4 (25 °C),Diagnostic Assay Manufacturing,1.0 M | , |  |  | 2-8°C,Diagnostic Assay Manufacturing,1.0 M,7.4 (25 °C)
,(potassium dihydrogen phosphate / di-sodium hydrogen phosphate),,,231-791-2,, | 73173 |  | Fluka | Phosphate buffer solution pH 7.00 (20°C) | 32129211 | ,,,,1.01 g/mL at 20 °C | Buffer Solutions , Buffer Solutions, pH 5 - 9 , Titration , pH Buffers for Titration , 分析/色谱 , 分析试剂 |  | limited shelf life, expiry date on the label | , |  |  | limited shelf life, expiry date on the label,1.01 g/mL at 20 °C
,,,,231-791-2,, | 319252 |  | Fluka | Phosphate buffer solution pH 7.2 | (PDF) | ,,,,0.995 g/mL at 25 °C | Buffer Solutions , Buffer Solutions, pH 5 - 9 , Titration , pH Buffers for Titration , 分析/色谱 , 分析试剂 |  | in H 2 O,limited shelf life, expiry date on the label | , |  |  | in H 2 O,limited shelf life, expiry date on the label,0.995 g/mL at 25 °C
TISAB IV solution,for determination of fluoride,,,,, | 34574 |  | Fluka | TISAB IV 溶液 |  | ,,,, | Buffer Solutions , Buffer Solutions, pH 5 - 9 , Titration , pH Buffers for Titration , 分析/色谱 , 分析试剂 |  | for determination of fluoride | , |  |  | for determination of fluoride
Ammonia buffer solution,ammonium chloride / ammonia, pH 10, for complexometry,,,,MFCD00145855, | 33582 |  | Fluka | 氨缓冲液 溶液 |  | ,,,, | Buffer Solutions , Buffer Solutions, pH 10 - 13 , Titration , pH Buffers for Titration , 分析/色谱 , 分析试剂 |  | for complexometry | , |  |  | for complexometry
,di-sodium tetraborate / sodium hydroxide,,,,, | 73420 |  | Fluka | Buffer solution pH 10.0 (20°C) |  | ,,,,1.0 g/mL at 20 °C | Buffer Solutions , Buffer Solutions, pH 10 - 13 , Titration , pH Buffers for Titration , 分析/色谱 , 分析试剂 |  | limited shelf life, expiry date on the label | , |  |  | limited shelf life, expiry date on the label,1.0 g/mL at 20 °C
Buffer solution pH 11.0 (20 °C),boric acid / sodium hydroxide solution / potassium chloride,,,,, | 33650 |  | Fluka | 缓冲溶液 pH 11.0（20°C） |  | ,,,, | Buffer Solutions , Buffer Solutions, pH 10 - 13 , Titration , pH Buffers for Titration , 分析/色谱 , 分析试剂 |  | 9.93 (90 °C),10.06 (80 °C) | , |  |  | 9.93 (90 °C),10.06 (80 °C)
Buffer solution pH 12.0 (20 °C),di-sodium hydrogen phosphate / sodium hydroxide solution,,,231-791-2,,24860388 | 33651 |  | Fluka | 缓冲溶液 pH 12.0（20°C） |  | ,,,,1.00 g/mL at 20 °C | Buffer Convenience Packaging , Buffer Solutions , Buffer Solutions, pH 10 - 13 , Titration , pH Buffers for Titration , 分析/色谱 , 分析试剂 , 生化试剂 , 生物缓冲液 |  | 12.58 (0 °C),10.48 (90 °C) | , |  |  | 12.58 (0 °C),10.48 (90 °C),1.00 g/mL at 20 °C
Buffer solution pH 13.0 (20 °C),glycine / sodium hydroxide / sodium chloride solution,,,231-791-2,, | 33552 |  | Fluka | 缓冲溶液 pH 13.0（20°C） |  | ,,,, | Buffer Solutions , Buffer Solutions, pH 10 - 13 , Titration , pH Buffers for Titration , 分析/色谱 , 分析试剂 |  | 13.71 (0 °C),11.20 (90 °C) | , |  |  | 13.71 (0 °C),11.20 (90 °C)
,with fungicide, according to DIN 19266,,,212-889-4,, | 33593 |  | Fluka | Buffer solution pH 4.008 (25°C) |  | ,,,, | Buffer Solutions , Buffer Standard Solutions, DIN 19266 , Titration , pH Buffers for Titration , 分析/色谱 , 分析试剂 |  | with fungicide,0.05 M potassium hydrogen phthalate,according to DIN 19266,4.008 (25 °C) | , |  |  | with fungicide,0.05 M potassium hydrogen phthalate,according to DIN 19266,4.008 (25 °C)
Buffer solution pH 6.865 (25°C),with fungicide, according to DIN 19266,,,231-791-2,, | 33594 |  | Fluka | 缓冲标准溶液,pH 6.865 |  | ,,,disodium hydrogen phosphate, 0.025 M, | Buffer Solutions , Buffer Standard Solutions, DIN 19266 , Titration , pH Buffers for Titration , 分析/色谱 , 分析试剂 |  | potassium dihydrogen phosphate, 0.025 M,6.865 (25 °C),according to DIN 19266 | , |  |  | potassium dihydrogen phosphate, 0.025 M,6.865 (25 °C),according to DIN 19266,disodium hydrogen phosphate, 0.025 M
,with fungicide, according to DIN 19266,,,231-791-2,, | 33597 |  | Fluka | Buffer solution pH 7.413 (25°C) |  | ,,,disodium hydrogen phosphate, 0.032 M, | Buffer Solutions , Buffer Standard Solutions, DIN 19266 , Titration , pH Buffers for Titration , 分析/色谱 , 分析试剂 |  | potassium dihydrogen phosphate, 0.009 M,7.413 (25 °C),according to DIN 19266 | , |  |  | potassium dihydrogen phosphate, 0.009 M,7.413 (25 °C),according to DIN 19266,disodium hydrogen phosphate, 0.032 M
,with fungicide, according to DIN 19266,,,,, | 33595 |  | Fluka | Buffer solution pH 9.180 (25°C) |  | ,,,, | Buffer Solutions , Buffer Standard Solutions, DIN 19266 , Titration , pH Buffers for Titration , 分析/色谱 , 分析试剂 |  | with fungicide,0.01 M sodium tetraborate,according to DIN 19266,9.180 (25 °C) | , |  |  | with fungicide,0.01 M sodium tetraborate,according to DIN 19266,9.180 (25 °C)
Acetate buffer solution pH 4.6,sodium acetate / acetic acid, for complexometry,,3786729,,MFCD00137248,24860349 | 31048 | 126-96-5 | Fluka | pH 4.6 醋酸盐缓冲溶液 |  | ,,,, | Acetate Buffer Solutions , Buffer Solutions , Buffer Solutions, pH 1 - 4 , Titration , pH Buffers for Titration , 分析/色谱 , 分析试剂 |  | for complexometry,4.6±0.2 | , |  |  | for complexometry,4.6±0.2
Acetate buffer solution pH 4.65,sodium acetate / acetic acid,,3786729,231-791-2,MFCD00137248,24862166 | 31103 | 126-96-5 | Fluka | pH 4.65 醋酸盐缓冲溶液 |  | ,,,, | β-Glucuronidase Drug Analysis Bundle , Acetate Buffer Solutions , Acetate buffer , Analytical and Industrial Enzymes , Buffer Solutions , Buffer Solutions, pH 1 - 4 , Titration , pH Buffers for Titration , 分析/色谱 , 分析试剂 , 生化试剂 , 酶、抑制剂和底物 |  | 4.79 (90 °C),4.65 (20 °C) | , |  |  | 4.79 (90 °C),4.65 (20 °C)
Acetate buffer solution pH 4.65 (20°C),(sodium acetate / acetic acid),,,,, | 72749 | 126-96-5 | Fluka | pH 4.65 醋酸盐缓冲溶液 |  | ,,,, | Acetate Buffer Solutions , Buffer Solutions , Buffer Solutions, pH 1 - 4 , Titration , pH Buffers for Titration , 分析/色谱 , 分析试剂 |  | limited shelf life, expiry date on the label | , |  |  | limited shelf life, expiry date on the label
Buffer solution pH 1.0 (20 °C),hydrochloric acid / potassium chloride, traceable to SRM from NIST and PTB,,,231-791-2,MFCD00146206, | 31044 |  | Fluka | 缓冲溶液 pH 1.0（20°C） | 32129211 | ,,,, | Buffer Solutions , Buffer Solutions, pH 1 - 4 , Titration , pH Buffers for Titration , 分析/色谱 , 分析试剂 |  | 1.02 (90 °C),0.94 (0 °C),traceable to SRM from NIST and PTB | , |  |  | 1.02 (90 °C),0.94 (0 °C),traceable to SRM from NIST and PTB
Buffer solution pH 2.0 (20 °C),citric acid / hydrochloric acid / sodium chloride, with fungicide, traceable to SRM from NIST and PTB,,,,MFCD00146206, | 31045 |  | Fluka | 缓冲溶液 pH 2.0（20°C） |  | ,,,, | Buffer Solutions , Buffer Solutions, pH 1 - 4 , Titration , pH Buffers for Titration , 分析/色谱 , 分析试剂 |  | 2.00 (90 °C),1.99 (0 °C),traceable to SRM from NIST and PTB | , |  |  | 2.00 (90 °C),1.99 (0 °C),traceable to SRM from NIST and PTB
Buffer solution pH 2.0 (20°C),,,,231-791-2,MFCD00013070,24869110 | 456098 |  | Fluka | 缓冲溶液 pH 2.0（20°C） | (PDF) | ,,98.5-99.5 °C/740 mmHg(lit .),, | Buffer Solutions , Buffer Solutions, pH 1 - 4 , Titration , pH Buffers for Titration , 分析/色谱 , 分析试剂 |  | 2.00±0.02 | , |  |  | 2.00±0.02,98.5-99.5 °C/740 mmHg(lit .)
Buffer solution pH 2.06 (20°C),(hydrochloric acid / potassium chloride), according to Veibel,,,231-791-2,, | 72433 |  | Fluka | pH 2.06 Veibel 缓冲溶液 |  | ,,,, | Buffer Solutions , Buffer Solutions, pH 1 - 4 , Titration , pH Buffers for Titration , 分析/色谱 , 分析试剂 |  | limited shelf life, expiry date on the label,according to Veibel | , |  |  | limited shelf life, expiry date on the label,according to Veibel
Buffer solution pH 4.0 (20°C),sodium azide ~0.05 %, sodium hydroxide ~0.068 M, citric acid ~0.056 M, sodium chloride ~0.044 M,,,,, | 82566 |  | Fluka | 缓冲溶液 pH 4.0（20°C） |  | ,,,citric acid, ~0.056 M,1.007 g/mL at 20 °C | Buffer Solutions , Buffer Solutions, pH 1 - 4 , Titration , pH Buffers for Titration , 分析/色谱 , 分析试剂 |  | sodium hydroxide, ~0.068 M,NaN 3 as stabilizer,limited shelf life, expiry date on the label | , |  |  | sodium hydroxide, ~0.068 M,1.007 g/mL at 20 °C,NaN 3 as stabilizer,limited shelf life, expiry date on the label,citric acid, ~0.056 M
,(potassium hydrogen phthalate / formaldehyde),,,,, | 72655 |  | Fluka | Phthalate buffer solution pH 4.00 (20°C) |  | ,,,, | Buffer Solutions , Buffer Solutions, pH 1 - 4 , Titration , pH Buffers for Titration , 分析/色谱 , 分析试剂 |  | limited shelf life, expiry date on the label | , |  |  | limited shelf life, expiry date on the label
,250 mL volume, subdivision, 1 mL,,,,, | Z551759 |  | Aldrich | Aldrich ® graduated burette |  | ,,,, | Aldrich , Aldrich Glass Kits , Aldrich Lab Sets , Aldrich Volumetric Burettes , Labware , Manufacturer Browser , Other Aldrich Glassware Kits , Volumetric , Volumetric Burettes |  | 250 mL volume,subdivision 1 mL | , |  |  | 250 mL volume,subdivision 1 mL
,GL32 outer thread for bottle thread GL22, polypropylene,,,,, | Z332194 |  | Sigma | Bottle adapters for BRAND ® Dispensers and Burettes |  | ,,,, | Accessories and Replacement parts , BRAND , BRAND Bottle-top burette , BRAND Dispensers , BRAND Dispensette Accessories , BRAND Volumetric , Dispensers , Labware , Liquid Handling Equipment , Manufacturer Browser |  | BrandTech, 704322,polypropylene | , |  |  | BrandTech, 704322,polypropylene
,GL32 outer thread for bottle thread GL25, polypropylene,,,,, | Z332208 |  | Sigma | Bottle adapters for BRAND ® Dispensers and Burettes |  | ,,,, | Accessories and Replacement parts , BRAND , BRAND Bottle-top burette , BRAND Dispensers , BRAND Dispensette Accessories , BRAND Volumetric , Dispensers , Labware , Liquid Handling Equipment , Manufacturer Browser |  | BrandTech, 704325,polypropylene | , |  |  | BrandTech, 704325,polypropylene
,GL32 outer thread for bottle thread GL28, polypropylene,,,,, | Z332216 |  | Sigma | Bottle adapters for BRAND ® Dispensers and Burettes |  | ,,,, | Accessories and Replacement parts , BRAND , BRAND Bottle-top burette , BRAND Dispensers , BRAND Dispensette Accessories , BRAND Volumetric , Dispensers , Labware , Liquid Handling Equipment , Manufacturer Browser |  | BrandTech, 704328,polypropylene | , |  |  | BrandTech, 704328,polypropylene
,GL30 outer thread for bottle thread GL32, polypropylene,,,,, | Z332224 |  | Sigma | Bottle adapters for BRAND ® Dispensers and Burettes |  | ,,,, | Accessories and Replacement parts , BRAND , BRAND Bottle-top burette , BRAND Dispensers , BRAND Dispensette Accessories , BRAND Volumetric , Dispensers , Labware , Liquid Handling Equipment , Manufacturer Browser |  | BRAND,polypropylene | , |  |  | BRAND,polypropylene
,GL32 outer thread for bottle thread S40, polypropylene,,,,, | Z332232 |  | Sigma | Bottle adapters for BRAND ® Dispensers and Burettes |  | ,,,, | Accessories and Replacement parts , BRAND , BRAND Bottle-top burette , BRAND Dispensers , BRAND Dispensette Accessories , BRAND Volumetric , Dispensers , Labware , Liquid Handling Equipment , Manufacturer Browser |  | BrandTech, 704343,polypropylene | , |  |  | BrandTech, 704343,polypropylene
,GL32 outer thread for bottle thread GL45, polypropylene,,,,, | Z332240 |  | Sigma | Bottle adapters for BRAND ® Dispensers and Burettes |  | ,,,, | Accessories and Replacement parts , BRAND , BRAND Bottle-top burette , BRAND Dispensers , BRAND Dispensette Accessories , BRAND Volumetric , Dispensers , Labware , Liquid Handling Equipment , Manufacturer Browser |  | BrandTech, 704345,polypropylene | , |  |  | BrandTech, 704345,polypropylene
,GL45 outer thread for bottle thread GL32, polypropylene,,,,, | Z332283 |  | Sigma | Bottle adapters for BRAND ® Dispensers and Burettes |  | ,,,, | Accessories and Replacement parts , BRAND , BRAND Bottle-top burette , BRAND Dispensers , BRAND Dispensette Accessories , BRAND Volumetric , Dispensers , Labware , Liquid Handling Equipment , Manufacturer Browser |  | BrandTech, 704396,polypropylene | , |  |  | BrandTech, 704396,polypropylene
,GL45 outer thread for bottle thread GL38, polypropylene,,,,, | Z332305 |  | Sigma | Bottle adapters for BRAND ® Dispensers and Burettes |  | ,,,, | Accessories and Replacement parts , BRAND , BRAND Bottle-top burette , BRAND Dispensers , BRAND Dispensette Accessories , BRAND Volumetric , Dispensers , Labware , Liquid Handling Equipment , Manufacturer Browser |  | BrandTech, 704397,polypropylene | , |  |  | BrandTech, 704397,polypropylene
,GL45 outer thread for bottle thread S40, polypropylene,,,,, | Z332291 |  | Sigma | Bottle adapters for BRAND ® Dispensers and Burettes |  | ,,,, | Accessories and Replacement parts , BRAND , BRAND Bottle-top burette , BRAND Dispensers , BRAND Dispensette Accessories , BRAND Volumetric , Dispensers , Labware , Liquid Handling Equipment , Manufacturer Browser |  | BrandTech, 704343,polypropylene | , |  |  | BrandTech, 704343,polypropylene
,GL32 outer thread for bottle joint 19/26, polypropylene,,,,, | Z332259 |  | Sigma | Bottle adapters for BRAND ® Dispensers and Burettes |  | ,,,, | Accessories and Replacement parts , BRAND , BRAND Bottle-top burette , BRAND Dispensers , BRAND Dispensette Accessories , BRAND Volumetric , Dispensers , Labware , Liquid Handling Equipment , Manufacturer Browser |  | BrandTech, 704419,polypropylene | , |  |  | BrandTech, 704419,polypropylene
,GL32 outer thread for bottle joint 24/29, polypropylene,,,,, | Z332267 |  | Sigma | Bottle adapters for BRAND ® Dispensers and Burettes |  | ,,,, | Accessories and Replacement parts , BRAND , BRAND Bottle-top burette , BRAND Dispensers , BRAND Dispensette Accessories , BRAND Volumetric , Dispensers , Labware , Liquid Handling Equipment , Manufacturer Browser |  | BrandTech, 704424,polypropylene | , |  |  | BrandTech, 704424,polypropylene
,GL32 outer thread for bottle joint 29/32, polypropylene,,,,, | Z332275 |  | Sigma | Bottle adapters for BRAND ® Dispensers and Burettes |  | ,,,, | Accessories and Replacement parts , BRAND , BRAND Bottle-top burette , BRAND Dispensers , BRAND Dispensette Accessories , BRAND Volumetric , Dispensers , Labware , Liquid Handling Equipment , Manufacturer Browser |  | BrandTech, 704429,polypropylene | , |  |  | BrandTech, 704429,polypropylene
,GL32 outer thread for bottle thread GL25, ETFE,,,,, | Z332321 |  | Sigma | Bottle adapters for BRAND ® Dispensers and Burettes |  | ,,,, | Accessories and Replacement parts , BRAND , BRAND Bottle-top burette , BRAND Dispensers , BRAND Dispensette Accessories , BRAND Volumetric , Dispensers , Labware , Liquid Handling Equipment , Manufacturer Browser |  | BRAND,ETFE | , |  |  | BRAND,ETFE
,GL32 outer thread for bottle thread GL28, ETFE,,,,, | Z332348 |  | Sigma | Bottle adapters for BRAND ® Dispensers and Burettes |  | ,,,, | Accessories and Replacement parts , BRAND , BRAND Bottle-top burette , BRAND Dispensers , BRAND Dispensette Accessories , BRAND Volumetric , Dispensers , Labware , Liquid Handling Equipment , Manufacturer Browser |  | BRAND,ETFE | , |  |  | BRAND,ETFE
,GL32 outer thread for bottle thread GL30, ETFE,,,,, | Z332356 |  | Sigma | Bottle adapters for BRAND ® Dispensers and Burettes |  | ,,,, | Accessories and Replacement parts , BRAND , BRAND Bottle-top burette , BRAND Dispensers , BRAND Dispensette Accessories , BRAND Volumetric , Dispensers , Labware , Liquid Handling Equipment , Manufacturer Browser |  | BRAND,ETFE | , |  |  | BRAND,ETFE
,GL32 outer thread for bottle thread S40, ETFE,,,,, | Z332364 |  | Sigma | Bottle adapters for BRAND ® Dispensers and Burettes |  | ,,,, | Accessories and Replacement parts , BRAND , BRAND Bottle-top burette , BRAND Dispensers , BRAND Dispensette Accessories , BRAND Volumetric , Dispensers , Labware , Liquid Handling Equipment , Manufacturer Browser |  | BRAND,ETFE | , |  |  | BRAND,ETFE
,GL32 outer thread for bottle thread GL45, ETFE,,,,, | Z332372 |  | Sigma | Bottle adapters for BRAND ® Dispensers and Burettes |  | ,,,, | Accessories and Replacement parts , BRAND , BRAND Bottle-top burette , BRAND Dispensers , BRAND Dispensette Accessories , BRAND Volumetric , Dispensers , Labware , Liquid Handling Equipment , Manufacturer Browser |  | BRAND,ETFE | , |  |  | BRAND,ETFE
,GL45 outer thread for bottle thread GL32, ETFE,,,,, | Z332380 |  | Sigma | Bottle adapters for BRAND ® Dispensers and Burettes |  | ,,,, | Accessories and Replacement parts , BRAND , BRAND Bottle-top burette , BRAND Dispensers , BRAND Dispensette Accessories , BRAND Volumetric , Dispensers , Labware , Liquid Handling Equipment , Manufacturer Browser |  | BRAND,ETFE | , |  |  | BRAND,ETFE
,GL45 outer thread for bottle thread GL38, ETFE,,,,, | Z332399 |  | Sigma | Bottle adapters for BRAND ® Dispensers and Burettes |  | ,,,, | Accessories and Replacement parts , BRAND , BRAND Bottle-top burette , BRAND Dispensers , BRAND Dispensette Accessories , BRAND Volumetric , Dispensers , Labware , Liquid Handling Equipment , Manufacturer Browser |  | BRAND,ETFE | , |  |  | BRAND,ETFE
,S40 outer thread for bottle thread S60, PE,,,,, | Z332313 |  | Sigma | Bottle adapters for BRAND ® Dispensers and Burettes |  | ,,,, | Accessories and Replacement parts , BRAND , BRAND Bottle-top burette , BRAND Dispensers , BRAND Dispensette Accessories , BRAND Volumetric , Dispensers , Labware , Liquid Handling Equipment , Manufacturer Browser |  | BRAND,PE | , |  |  | BRAND,PE
,25 mL volume, accuracy: 0.07%, with interface RS 232,,,,, | Z567124 |  | Aldrich | BRAND ® Titrette ® digital bottle-top burette |  | ,,,, | BRAND , BRAND Bottle-top burette , BRAND Titrette digital bottle-top burette , BRAND Volumetric , Brand Burettes , Labware , Manufacturer Browser , Volumetric , Volumetric Burettes |  | BrandTech, 4760251,25 mL volume, accuracy: 0.07% | , |  |  | BrandTech, 4760251,25 mL volume, accuracy: 0.07%
,50 mL volume, accuracy: 0.06%, with interface RS 232,,,,, | Z567132 |  | Aldrich | BRAND ® Titrette ® digital bottle-top burette |  | ,,,, | BRAND , BRAND Bottle-top burette , BRAND Titrette digital bottle-top burette , BRAND Volumetric , Brand Burettes , Labware , Manufacturer Browser , Volumetric , Volumetric Burettes |  | BrandTech, 4760261,50 mL volume, accuracy: 0.06% | , |  |  | BrandTech, 4760261,50 mL volume, accuracy: 0.06%
,capacity 10 mL, with interface RS 232,,,,, | BR4760241 |  | Aldrich | BRAND ® Titrette ® digital bottle-top burette |  | ,,,, | BRAND , BRAND Bottle-top burette , BRAND Volumetric , Labware , Manufacturer Browser |  | BRAND, 4760241,10 mL,with interface RS 232 | , |  |  | BRAND, 4760241,10 mL,with interface RS 232
,capacity 10 mL, without interface RS 232,,,,, | BR4760141 |  | Aldrich | BRAND ® Titrette ® digital bottle-top burette |  | ,,,, | BRAND , BRAND Bottle-top burette , BRAND Volumetric , Labware , Manufacturer Browser |  | BRAND, 4760141,10 mL,without interface RS 232 | , |  |  | BRAND, 4760141,10 mL,without interface RS 232
,capacity 50 mL, without interface RS 232,,,,, | BR4760161 |  | Aldrich | BRAND ® Titrette ® digital bottle-top burette |  | ,,,, | BRAND , BRAND Bottle-top burette , BRAND Volumetric , Labware , Manufacturer Browser |  | BRAND, 4760161,50 mL,without interface RS 232 | , |  |  | BRAND, 4760161,50 mL,without interface RS 232
,capacity 25 mL, without interface RS 232,,,,, | BR4760151 |  | Aldrich | BRAND ® Titrette ® digital bottle-top burette |  | ,,,, | BRAND , BRAND Bottle-top burette , BRAND Volumetric , Labware , Manufacturer Browser |  | BRAND, 4760151,25 mL,without interface RS 232 | , |  |  | BRAND, 4760151,25 mL,without interface RS 232
,volume 10 mL,,,,, | Z324701 |  | Sigma | BRAND ® BLAUBRAND ® mixing cylinder |  | ,,,, | BRAND , BRAND BLAUBRAND mixing cylinder , BRAND Mixing cylinders , BRAND Volumetric , Brand Cylinders , Labware , Manufacturer Browser , Volumetric , Volumetric Cylinders |  | 10 mL,Joint ST/NS stopper size10/19,subdivision 0.2 mL,160 mm | , |  |  | 10 mL,Joint ST/NS stopper size10/19,subdivision 0.2 mL,160 mm
,volume 25 mL,,,,, | Z324728 |  | Sigma | BRAND ® BLAUBRAND ® mixing cylinder |  | ,,,, | BRAND , BRAND BLAUBRAND mixing cylinder , BRAND Mixing cylinders , BRAND Volumetric , Brand Cylinders , Labware , Manufacturer Browser , Volumetric , Volumetric Cylinders |  | 25 mL,Joint ST/NS stopper size14/23,subdivision 0.5 mL,190 mm | , |  |  | 25 mL,Joint ST/NS stopper size14/23,subdivision 0.5 mL,190 mm
,volume 50 mL,,,,, | Z324736 |  | Sigma | BRAND ® BLAUBRAND ® mixing cylinder |  | ,,,, | BRAND , BRAND BLAUBRAND mixing cylinder , BRAND Mixing cylinders , BRAND Volumetric , Brand Cylinders , Labware , Manufacturer Browser , Volumetric , Volumetric Cylinders |  | 50 mL,Joint ST/NS stopper size19/26,subdivision 1 mL,220 mm | , |  |  | 50 mL,Joint ST/NS stopper size19/26,subdivision 1 mL,220 mm
,volume 100 mL,,,,, | Z324744 |  | Sigma | BRAND ® BLAUBRAND ® mixing cylinder |  | ,,,, | BRAND , BRAND BLAUBRAND mixing cylinder , BRAND Mixing cylinders , BRAND Volumetric , Brand Cylinders , Labware , Manufacturer Browser , Volumetric , Volumetric Cylinders |  | 100 mL,Joint ST/NS stopper size24/29,subdivision 1 mL,285 mm | , |  |  | 100 mL,Joint ST/NS stopper size24/29,subdivision 1 mL,285 mm
,volume 250 mL,,,,, | Z324752 |  | Sigma | BRAND ® BLAUBRAND ® mixing cylinder |  | ,,,, | BRAND , BRAND BLAUBRAND mixing cylinder , BRAND Mixing cylinders , BRAND Volumetric , Brand Cylinders , Labware , Manufacturer Browser , Volumetric , Volumetric Cylinders |  | 250 mL,Joint ST/NS stopper size29/32,subdivision 2 mL,350 mm | , |  |  | 250 mL,Joint ST/NS stopper size29/32,subdivision 2 mL,350 mm
,volume 500 mL,,,,, | Z324760 |  | Sigma | BRAND ® BLAUBRAND ® mixing cylinder |  | ,,,, | BRAND , BRAND BLAUBRAND mixing cylinder , BRAND Mixing cylinders , BRAND Volumetric , Brand Cylinders , Labware , Manufacturer Browser , Volumetric , Volumetric Cylinders |  | 500 mL,Joint ST/NS stopper size34/35,subdivision 5 mL,395 mm | , |  |  | 500 mL,Joint ST/NS stopper size34/35,subdivision 5 mL,395 mm
,volume 1,000 mL,,,,, | Z324779 |  | Sigma | BRAND ® BLAUBRAND ® mixing cylinder |  | ,,,, | BRAND , BRAND BLAUBRAND mixing cylinder , BRAND Mixing cylinders , BRAND Volumetric , Brand Cylinders , Labware , Manufacturer Browser , Volumetric , Volumetric Cylinders |  | 1,000 mL,Joint ST/NS stopper size45/40,subdivision 10 mL,500 mm | , |  |  | 1,000 mL,Joint ST/NS stopper size45/40,subdivision 10 mL,500 mm
,volume 10 mL,,,,, | Z324620 |  | Sigma | BRAND ® SILBERBRAND ETERNA mixing cylinders |  | ,,,, | BRAND , BRAND Mixing cylinders , BRAND Silberbrand ETERNA mixing cylinders , BRAND Volumetric , Brand Cylinders , Labware , Manufacturer Browser , Volumetric , Volumetric Cylinders |  | 10 mL,Joint ST/NS10/19,polypropylene stopper,subdivision 0.2 mL,160 mm | , |  |  | 10 mL,Joint ST/NS10/19,polypropylene stopper,subdivision 0.2 mL,160 mm
,volume 25 mL,,,,, | Z324639 |  | Sigma | BRAND ® SILBERBRAND ETERNA mixing cylinders |  | ,,,, | BRAND , BRAND Mixing cylinders , BRAND Silberbrand ETERNA mixing cylinders , BRAND Volumetric , Brand Cylinders , Labware , Manufacturer Browser , Volumetric , Volumetric Cylinders |  | 25 mL,Joint ST/NS14/23,polypropylene stopper,subdivision 0.5 mL,190 mm | , |  |  | 25 mL,Joint ST/NS14/23,polypropylene stopper,subdivision 0.5 mL,190 mm
,volume 50 mL,,,,, | Z324647 |  | Sigma | BRAND ® SILBERBRAND ETERNA mixing cylinders |  | ,,,, | BRAND , BRAND Mixing cylinders , BRAND Silberbrand ETERNA mixing cylinders , BRAND Volumetric , Brand Cylinders , Labware , Manufacturer Browser , Volumetric , Volumetric Cylinders |  | 50 mL,Joint ST/NS19/26,polypropylene stopper,subdivision 1 mL,220 mm | , |  |  | 50 mL,Joint ST/NS19/26,polypropylene stopper,subdivision 1 mL,220 mm
,volume 100 mL,,,,, | Z324655 |  | Sigma | BRAND ® SILBERBRAND ETERNA mixing cylinders |  | ,,,, | BRAND , BRAND Mixing cylinders , BRAND Silberbrand ETERNA mixing cylinders , BRAND Volumetric , Brand Cylinders , Labware , Manufacturer Browser , Volumetric , Volumetric Cylinders |  | 100 mL,Joint ST/NS24/29,polypropylene stopper,subdivision 1 mL,285 mm | , |  |  | 100 mL,Joint ST/NS24/29,polypropylene stopper,subdivision 1 mL,285 mm
,volume 250 mL,,,,, | Z324663 |  | Sigma | BRAND ® SILBERBRAND ETERNA mixing cylinders |  | ,,,, | BRAND , BRAND Mixing cylinders , BRAND Silberbrand ETERNA mixing cylinders , BRAND Volumetric , Brand Cylinders , Labware , Manufacturer Browser , Volumetric , Volumetric Cylinders |  | 250 mL,Joint ST/NS29/32,polypropylene stopper,subdivision 2 mL,350 mm | , |  |  | 250 mL,Joint ST/NS29/32,polypropylene stopper,subdivision 2 mL,350 mm
,volume 500 mL,,,,, | Z324671 |  | Sigma | BRAND ® SILBERBRAND ETERNA mixing cylinders |  | ,,,, | BRAND , BRAND Mixing cylinders , BRAND Silberbrand ETERNA mixing cylinders , BRAND Volumetric , Brand Cylinders , Labware , Manufacturer Browser , Volumetric , Volumetric Cylinders |  | 500 mL,Joint ST/NS34/35,PE stopper,subdivision 5 mL,395 mm | , |  |  | 500 mL,Joint ST/NS34/35,PE stopper,subdivision 5 mL,395 mm
,volume 1000 mL,,,,, | Z324698 |  | Sigma | BRAND ® SILBERBRAND ETERNA mixing cylinders |  | ,,,, | BRAND , BRAND Mixing cylinders , BRAND Silberbrand ETERNA mixing cylinders , BRAND Volumetric , Brand Cylinders , Labware , Manufacturer Browser , Volumetric , Volumetric Cylinders |  | 1000 mL,Joint ST/NS45/40,PE stopper,subdivision 10 mL,500 mm | , |  |  | 1000 mL,Joint ST/NS45/40,PE stopper,subdivision 10 mL,500 mm
,single,,,,, | Z135631 |  | Aldrich | Burette clamp |  | ,,,, | Burette , Chemistry Equipment and Labware , Clamps and Supports , Labware |  |  | ,
,double,,,,, | Z135658 |  | Aldrich | Burette clamp |  | ,,,, | Burette , Chemistry Equipment and Labware , Clamps and Supports , Labware |  |  | ,
,volume 50 mL,,,,, | Z279234 |  | Aldrich | Nalgene ® automatic self-zeroing burette |  | ,,,, | Labware , Manufacturer Browser , Nalgene , Nalgene Burettes , Self-Zeroing Volumetric Burettes , Volumetric , Volumetric Burettes |  | 50 mL,Nalgene ® , 3640 | , |  |  | 50 mL,Nalgene ® , 3640
,volume 25 mL, accuracy: 0.03 mL, subdivision, 0.05 mL, class A,,,,, | Z306908 |  | Aldrich | Volac ® burette |  | ,,,, | Labware , Volac burette , Volumetric , Volumetric Burettes |  | subdivision 0.05 mL,Poulton & Graf,, accuracy: 0.03 mL,class A,25 mL,not available in USA and Canada | , |  |  | subdivision 0.05 mL,Poulton & Graf,, accuracy: 0.03 mL,class A,25 mL,not available in USA and Canada
,female Joint: ST/NS 14/20, 5 mL volume, accuracy: 0.05 mL,,,,, | Z532355 |  | Aldrich | Aldrich ® graduated cylinders with joint, Class A |  | ,,,, | Aldrich , Aldrich Cylinders , Aldrich Graduated Cylinders , Aldrich Volumetric Cylinders , Labware , Manufacturer Browser , Volumetric , Volumetric Cylinders |  | female Joint: ST/NS14/20,5 mL volume, accuracy: 0.05 mL,subdivision 0.1 mL | , |  |  | female Joint: ST/NS14/20,5 mL volume, accuracy: 0.05 mL,subdivision 0.1 mL
,female Joint: ST/NS 14/20, 10 mL volume, accuracy: 0.10 mL,,,,, | Z532363 |  | Aldrich | Aldrich ® graduated cylinders with joint, Class A |  | ,,,, | Aldrich , Aldrich Cylinders , Aldrich Graduated Cylinders , Aldrich Volumetric Cylinders , Labware , Manufacturer Browser , Volumetric , Volumetric Cylinders |  | female Joint: ST/NS14/20,10 mL volume, accuracy: 0.10 mL,subdivision 0.2 mL | , |  |  | female Joint: ST/NS14/20,10 mL volume, accuracy: 0.10 mL,subdivision 0.2 mL
,female Joint: ST/NS 14/20, 25 mL volume, accuracy: 0.25 mL,,,,, | Z532371 |  | Aldrich | Aldrich ® graduated cylinders with joint, Class A |  | ,,,, | Aldrich , Aldrich Cylinders , Aldrich Graduated Cylinders , Aldrich Volumetric Cylinders , Labware , Manufacturer Browser , Volumetric , Volumetric Cylinders |  | female Joint: ST/NS14/20,25 mL volume, accuracy: 0.25 mL,subdivision 0.5 mL | , |  |  | female Joint: ST/NS14/20,25 mL volume, accuracy: 0.25 mL,subdivision 0.5 mL
,female Joint: ST/NS 14/20, 50 mL volume, accuracy: 0.50 mL,,,,, | Z532398 |  | Sigma-Aldrich | Aldrich ® graduated cylinders with joint, Class A |  | ,,,, | Aldrich , Aldrich Cylinders , Aldrich Graduated Cylinders , Aldrich Volumetric Cylinders , Labware , Manufacturer Browser , Volumetric , Volumetric Cylinders |  | female Joint: ST/NS14/20,50 mL volume, accuracy: 0.50 mL,subdivision 1.0 mL | , |  |  | female Joint: ST/NS14/20,50 mL volume, accuracy: 0.50 mL,subdivision 1.0 mL
,female Joint: ST/NS 24/40, 100 mL volume, accuracy: 0.50 mL,,,,, | Z532401 |  | Sigma-Aldrich | Aldrich ® graduated cylinders with joint, Class A |  | ,,,, | Aldrich , Aldrich Cylinders , Aldrich Graduated Cylinders , Aldrich Volumetric Cylinders , Labware , Manufacturer Browser , Volumetric , Volumetric Cylinders |  | female Joint: ST/NS24/40,100 mL volume, accuracy: 0.50 mL,subdivision 1.0 mL | , |  |  | female Joint: ST/NS24/40,100 mL volume, accuracy: 0.50 mL,subdivision 1.0 mL
,female Joint: ST/NS 24/40, 250 mL volume, accuracy: 1.00 mL,,,,, | Z532428 |  | Sigma-Aldrich | Aldrich ® graduated cylinders with joint, Class A |  | ,,,, | Aldrich , Aldrich Cylinders , Aldrich Graduated Cylinders , Aldrich Volumetric Cylinders , Labware , Manufacturer Browser , Volumetric , Volumetric Cylinders |  | female Joint: ST/NS24/40,250 mL volume, accuracy: 1.00 mL,subdivision 2.0 mL | , |  |  | female Joint: ST/NS24/40,250 mL volume, accuracy: 1.00 mL,subdivision 2.0 mL
,female Joint: ST/NS 24/40, 500 mL volume, accuracy: 2.50 mL,,,,, | Z532436 |  | Aldrich | Aldrich ® graduated cylinders with joint, Class A |  | ,,,, | Aldrich , Aldrich Cylinders , Aldrich Graduated Cylinders , Aldrich Volumetric Cylinders , Labware , Manufacturer Browser , Volumetric , Volumetric Cylinders |  | female Joint: ST/NS24/40,500 mL volume, accuracy: 2.50 mL,subdivision 5.0 mL | , |  |  | female Joint: ST/NS24/40,500 mL volume, accuracy: 2.50 mL,subdivision 5.0 mL
,female Joint: ST/NS 24/40, 1,000 mL volume, accuracy: 5.00 mL,,,,, | Z532444 |  | Aldrich | Aldrich ® graduated cylinders with joint, Class A |  | ,,,, | Aldrich , Aldrich Cylinders , Aldrich Graduated Cylinders , Aldrich Volumetric Cylinders , Labware , Manufacturer Browser , Volumetric , Volumetric Cylinders |  | female Joint: ST/NS24/40,1,000 mL volume, accuracy: 5.00 mL,subdivision 10.0 mL | , |  |  | female Joint: ST/NS24/40,1,000 mL volume, accuracy: 5.00 mL,subdivision 10.0 mL
,for acetic acid, 1-3 M, Class A, calibrated to contain, 350 mL volume,,,,, | Z683728 |  | Aldrich | Aldrich ® Molarmatic measuring cylinders |  | ,,,, | Aldrich , Aldrich Cylinders , Aldrich Molarmatic Measuring Cylinders , Aldrich Volumetric Cylinders , Labware , Manufacturer Browser , Volumetric , Volumetric Cylinders |  | pkg of 1 ea,glass,350 mL volume | , |  |  | pkg of 1 ea,glass,350 mL volume
,for hydrochloric acid, 1-3 M, Class A, calibrated to contain, 350 mL volume,,,,, | Z683736 |  | Aldrich | Aldrich ® Molarmatic measuring cylinders |  | ,,,, | Aldrich , Aldrich Cylinders , Aldrich Molarmatic Measuring Cylinders , Aldrich Volumetric Cylinders , Labware , Manufacturer Browser , Volumetric , Volumetric Cylinders |  | pkg of 1 ea,glass,350 mL volume | , |  |  | pkg of 1 ea,glass,350 mL volume
,for nitric acid, 1-3 M, Class A, calibrated to contain, 350 mL volume,,,,, | Z683744 |  | Aldrich | Aldrich ® Molarmatic measuring cylinders |  | ,,,, | Aldrich , Aldrich Cylinders , Aldrich Molarmatic Measuring Cylinders , Aldrich Volumetric Cylinders , Labware , Manufacturer Browser , Volumetric , Volumetric Cylinders |  | pkg of 1 ea,glass,350 mL volume | , |  |  | pkg of 1 ea,glass,350 mL volume
,for sulfuric acid, 1-3 M, Class A, calibrated to contain, 350 mL volume,,,,, | Z683752 |  | Aldrich | Aldrich ® Molarmatic measuring cylinders |  | ,,,, | Aldrich , Aldrich Cylinders , Aldrich Molarmatic Measuring Cylinders , Aldrich Volumetric Cylinders , Labware , Manufacturer Browser , Volumetric , Volumetric Cylinders |  | pkg of 1 ea,glass,350 mL volume | , |  |  | pkg of 1 ea,glass,350 mL volume
,cylinder set for acids, 1-3 M, Class A, calibrated to contain, 350 mL volume,,,,, | Z683760 |  | Aldrich | Aldrich ® Molarmatic measuring cylinders |  | ,,,, | Aldrich , Aldrich Cylinders , Aldrich Molarmatic Measuring Cylinders , Aldrich Volumetric Cylinders , Labware , Manufacturer Browser , Volumetric , Volumetric Cylinders |  | set of 1 (1 of each variety of the Molarmatic cylinders),glass,350 mL volume | , |  |  | set of 1 (1 of each variety of the Molarmatic cylinders),glass,350 mL volume
,10 mL volume, accuracy: 0.1 mL, polymethylpentene,,,,, | Z131016 |  | Aldrich | Nalgene ® graduated cylinders |  | ,,,, | Labware , Nalgene Volumetric Cylinders , Volumetric , Volumetric Cylinders |  | transparent,Nalgene 3663,polymethylpentene,10 mL volume, accuracy: 0.1 mL,subdivision 0.2 mL | , |  |  | transparent,Nalgene 3663,polymethylpentene,10 mL volume, accuracy: 0.1 mL,subdivision 0.2 mL
,25 mL volume, accuracy: 0.3 mL, polymethylpentene,,,,, | Z131024 |  | Aldrich | Nalgene ® graduated cylinders |  | ,,,, | Labware , Nalgene Volumetric Cylinders , Volumetric , Volumetric Cylinders |  | transparent,Nalgene 3663,polymethylpentene,25 mL volume, accuracy: 0.3 mL,subdivision 0.5 mL | , |  |  | transparent,Nalgene 3663,polymethylpentene,25 mL volume, accuracy: 0.3 mL,subdivision 0.5 mL
,50 mL volume, accuracy: 0.4 mL, polymethylpentene,,,,, | Z131032 |  | Aldrich | Nalgene ® graduated cylinders |  | ,,,, | Labware , Nalgene Volumetric Cylinders , Volumetric , Volumetric Cylinders |  | transparent,Nalgene 3663,polymethylpentene,50 mL volume, accuracy: 0.4 mL,subdivision 1.0 mL | , |  |  | transparent,Nalgene 3663,polymethylpentene,50 mL volume, accuracy: 0.4 mL,subdivision 1.0 mL
,100 mL volume, accuracy: 0.6 mL, polymethylpentene,,,,, | Z131040 |  | Aldrich | Nalgene ® graduated cylinders |  | ,,,, | Labware , Nalgene Volumetric Cylinders , Volumetric , Volumetric Cylinders |  | transparent,Nalgene 3663,polymethylpentene,100 mL volume, accuracy: 0.6 mL,subdivision 1.0 mL | , |  |  | transparent,Nalgene 3663,polymethylpentene,100 mL volume, accuracy: 0.6 mL,subdivision 1.0 mL
,500 mL volume, accuracy: 2.6 mL, polymethylpentene,,,,, | Z131059 |  | Aldrich | Nalgene ® graduated cylinders |  | ,,,, | Labware , Nalgene Volumetric Cylinders , Volumetric , Volumetric Cylinders |  | transparent,Nalgene 3663,polymethylpentene,500 mL volume, accuracy: 2.6 mL,subdivision 5.0 mL | , |  |  | transparent,Nalgene 3663,polymethylpentene,500 mL volume, accuracy: 2.6 mL,subdivision 5.0 mL
,1000 mL volume, accuracy: 5.0 mL, polymethylpentene,,,,, | Z131067 |  | Aldrich | Nalgene ® graduated cylinders |  | ,,,, | Labware , Nalgene Volumetric Cylinders , Volumetric , Volumetric Cylinders |  | transparent,Nalgene 3663,polymethylpentene,1000 mL volume, accuracy: 5.0 mL,subdivision 10.0 mL | , |  |  | transparent,Nalgene 3663,polymethylpentene,1000 mL volume, accuracy: 5.0 mL,subdivision 10.0 mL
,2000 mL volume, accuracy: 12.0 mL, polymethylpentene,,,,, | Z720445 |  | Sigma | Nalgene ® graduated cylinders |  | ,,,, | Labware , Nalgene Volumetric Cylinders , Volumetric , Volumetric Cylinders |  | transparent,Nalgene, 3663,polymethylpentene,2000 mL volume, accuracy: 12.0 mL,subdivision 20.0 mL | , |  |  | transparent,Nalgene, 3663,polymethylpentene,2000 mL volume, accuracy: 12.0 mL,subdivision 20.0 mL
,4000 mL volume, accuracy: 29.0 mL, polymethylpentene,,,,, | Z720453 |  | Sigma | Nalgene ® graduated cylinders |  | ,,,, | Labware , Nalgene Volumetric Cylinders , Volumetric , Volumetric Cylinders |  | transparent,Nalgene, 3663,polymethylpentene,4000 mL volume, accuracy: 29.0 mL,subdivision 50.0 mL | , |  |  | transparent,Nalgene, 3663,polymethylpentene,4000 mL volume, accuracy: 29.0 mL,subdivision 50.0 mL
,10 mL volume, accuracy: 0.1 mL, polypropylene,,,,, | Z131075 |  | Aldrich | Nalgene ® graduated cylinders |  | ,,,, | Labware , Nalgene Volumetric Cylinders , Volumetric , Volumetric Cylinders |  | translucent,Nalgene 3662,polypropylene,10 mL volume, accuracy: 0.1 mL,subdivision 0.2 mL | , |  |  | translucent,Nalgene 3662,polypropylene,10 mL volume, accuracy: 0.1 mL,subdivision 0.2 mL
,25 mL volume, accuracy: 0.3 mL, polypropylene,,,,, | Z131083 |  | Aldrich | Nalgene ® graduated cylinders |  | ,,,, | Labware , Nalgene Volumetric Cylinders , Volumetric , Volumetric Cylinders |  | translucent,Nalgene 3662,polypropylene,25 mL volume, accuracy: 0.3 mL,subdivision 0.5 mL | , |  |  | translucent,Nalgene 3662,polypropylene,25 mL volume, accuracy: 0.3 mL,subdivision 0.5 mL
,50 mL volume, accuracy: 0.4 mL, polypropylene,,,,, | Z131091 |  | Aldrich | Nalgene ® graduated cylinders |  | ,,,, | Labware , Nalgene Volumetric Cylinders , Volumetric , Volumetric Cylinders |  | translucent,Nalgene 3662,polypropylene,50 mL volume, accuracy: 0.4 mL,subdivision 1.0 mL | , |  |  | translucent,Nalgene 3662,polypropylene,50 mL volume, accuracy: 0.4 mL,subdivision 1.0 mL
,100 mL volume, accuracy: 0.6 mL, polypropylene,,,,, | Z131105 |  | Aldrich | Nalgene ® graduated cylinders |  | ,,,, | Labware , Nalgene Volumetric Cylinders , Volumetric , Volumetric Cylinders |  | translucent,Nalgene 3662,polypropylene,100 mL volume, accuracy: 0.6 mL,subdivision 1.0 mL | , |  |  | translucent,Nalgene 3662,polypropylene,100 mL volume, accuracy: 0.6 mL,subdivision 1.0 mL
,500 mL volume, accuracy: 2.6 mL, polypropylene,,,,, | Z131113 |  | Aldrich | Nalgene ® graduated cylinders |  | ,,,, | Labware , Nalgene Volumetric Cylinders , Volumetric , Volumetric Cylinders |  | translucent,Nalgene 3662,polypropylene,500 mL volume, accuracy: 2.6 mL,subdivision 5.0 mL | , |  |  | translucent,Nalgene 3662,polypropylene,500 mL volume, accuracy: 2.6 mL,subdivision 5.0 mL
,1000 mL volume, accuracy: 5.0 mL, polypropylene,,,,, | Z131121 |  | Aldrich | Nalgene ® graduated cylinders |  | ,,,, | Labware , Nalgene Volumetric Cylinders , Volumetric , Volumetric Cylinders |  | translucent,Nalgene 3662,polypropylene,1000 mL volume, accuracy: 5.0 mL,subdivision 10.0 mL | , |  |  | translucent,Nalgene 3662,polypropylene,1000 mL volume, accuracy: 5.0 mL,subdivision 10.0 mL
,including Griffin beakers, graduated cylinders, wash bottles, jars, and racks,,,,, | Z756350 |  | Aldrich | Nalgene ® labware value pack start up kit |  | ,,,, | Beakers , Labware , Nalgene Volumetric Cylinders , Plastic Beakers , Volumetric , Volumetric Cylinders |  | Thermo Scientific, 1350-0001 | , |  |  | Thermo Scientific, 1350-0001
,sterile,,,,, | CLS430182 |  | Sigma | Corning ® polystyrene graduated cylinder |  | ,,,, | Corning , Corning Cylinders , Corning Plastic Graduated Cylinders , Labware , Manufacturer Browser , Pyrex Cylinders , Volumetric , Volumetric Cylinders |  | 100 mL,Corning, 430182,sterile,graduations 1 mL | , |  |  | 100 mL,Corning, 430182,sterile,graduations 1 mL
,single metric scale with funnel top, polypropylene, "to contain", size 100 mL,,,,, | CLS3022P100 |  | Sigma | Corning ® reusable graduated cylinder |  | ,,,, | Corning , Corning Cylinders , Corning Plastic Graduated Cylinders , Labware , Manufacturer Browser , Pyrex Cylinders , Volumetric , Volumetric Cylinders |  | 250 mm × 31 mm,Corning, 3022P-100,polypropylene,graduations 1 mL,100 mL | , |  |  | 250 mm × 31 mm,Corning, 3022P-100,polypropylene,graduations 1 mL,100 mL
,single metric scale with funnel top, polypropylene, "to contain", size 1 L,,,,, | CLS3022P1L |  | Sigma | Corning ® reusable graduated cylinder |  | ,,,, | Corning , Corning Cylinders , Corning Plastic Graduated Cylinders , Labware , Manufacturer Browser , Pyrex Cylinders , Volumetric , Volumetric Cylinders |  | 440 mm × 65 mm,Corning, 3022P-1L,polypropylene,graduations 10 mL,1 L | , |  |  | 440 mm × 65 mm,Corning, 3022P-1L,polypropylene,graduations 10 mL,1 L
,single metric scale with funnel top, polypropylene, "to contain", size 10 mL,,,,, | CLS3022P10 |  | Sigma | Corning ® reusable graduated cylinder |  | ,,,, | Corning , Corning Cylinders , Corning Plastic Graduated Cylinders , Labware , Manufacturer Browser , Pyrex Cylinders , Volumetric , Volumetric Cylinders |  | 145 mm × 14 mm,Corning, 3022P-10,polypropylene,graduations 0.2 mL,10 mL | , |  |  | 145 mm × 14 mm,Corning, 3022P-10,polypropylene,graduations 0.2 mL,10 mL
,single metric scale with funnel top, polypropylene, "to contain", size 2 L,,,,, | CLS3022P2L |  | Sigma | Corning ® reusable graduated cylinder |  | ,,,, | Corning , Corning Cylinders , Corning Plastic Graduated Cylinders , Labware , Manufacturer Browser , Pyrex Cylinders , Volumetric , Volumetric Cylinders |  | 482 mm × 84 mm,Corning, 3022P-2L,polypropylene,graduations 20 mL,2 L | , |  |  | 482 mm × 84 mm,Corning, 3022P-2L,polypropylene,graduations 20 mL,2 L
,single metric scale with funnel top, polypropylene, "to contain", size 50 mL,,,,, | CLS3022P50 |  | Sigma | Corning ® reusable graduated cylinder |  | ,,,, | Corning , Corning Cylinders , Corning Plastic Graduated Cylinders , Labware , Manufacturer Browser , Pyrex Cylinders , Volumetric , Volumetric Cylinders |  | 200 mm × 26 mm,Corning, 3022P-50,polypropylene,graduations 1 mL,50 mL | , |  |  | 200 mm × 26 mm,Corning, 3022P-50,polypropylene,graduations 1 mL,50 mL
,single metric scale with funnel top, polypropylene, "to contain", size 250 mL,,,,, | CLS3022P250 |  | Sigma | Corning ® reusable graduated cylinder |  | ,,,, | Corning , Corning Cylinders , Corning Plastic Graduated Cylinders , Labware , Manufacturer Browser , Pyrex Cylinders , Volumetric , Volumetric Cylinders |  | 315 mm × 42 mm,Corning, 3022P-250,polypropylene,graduations 2 mL,250 mL | , |  |  | 315 mm × 42 mm,Corning, 3022P-250,polypropylene,graduations 2 mL,250 mL
,single metric scale with funnel top, polypropylene, "to contain", size 500 mL,,,,, | CLS3022P500 |  | Sigma | Corning ® reusable graduated cylinder |  | ,,,, | Corning , Corning Cylinders , Corning Plastic Graduated Cylinders , Labware , Manufacturer Browser , Pyrex Cylinders , Volumetric , Volumetric Cylinders |  | 360 mm × 54 mm,Corning, 3022P-500,polypropylene,graduations 5 mL,500 mL | , |  |  | 360 mm × 54 mm,Corning, 3022P-500,polypropylene,graduations 5 mL,500 mL
,single metric scale with funnel top, polypropylene, "to contain", size 25 mL,,,,, | CLS3022P25 |  | Sigma | Corning ® reusable graduated cylinder |  | ,,,, | Corning , Corning Cylinders , Corning Plastic Graduated Cylinders , Labware , Manufacturer Browser , Pyrex Cylinders , Volumetric , Volumetric Cylinders |  | 170 mm × 20 mm,Corning, 3022P-25,polypropylene,graduations 0.5 mL,25 mL | , |  |  | 170 mm × 20 mm,Corning, 3022P-25,polypropylene,graduations 0.5 mL,25 mL
,fits 100mL graduated cylinder,,,,, | CLS3066100 |  | Aldrich | Pyrex ® bumper guard |  | ,,,, | Corning , Corning Cylinder Accessories , Corning Cylinders , Labware , Manufacturer Browser , Pyrex Cylinders , Volumetric , Volumetric Cylinders |  | Corning, 3066-100 | , |  |  | Corning, 3066-100
,fits 250mL graduated cylinder,,,,, | CLS3066250 |  | Aldrich | Pyrex ® bumper guard |  | ,,,, | Corning , Corning Cylinder Accessories , Corning Cylinders , Labware , Manufacturer Browser , Pyrex Cylinders , Volumetric , Volumetric Cylinders |  | Corning, 3066-250 | , |  |  | Corning, 3066-250
,volume 50 mL,,,,, | CLS302650 |  | Aldrich | Pyrex ® class A double metric scale graduated cylinder, with blue enamel |  | ,,,, | Corning , Corning Cylinders , Corning Glass Graduated Cylinders , Labware , Manufacturer Browser , Pyrex Cylinders , Pyrex class A double metric scale graduated cylinder, with blue enamel , Volumetric , Volumetric Cylinders |  | 50 mL,Corning, 3026-50,0.25 mL tol.,subdivision 1.0 mL | , |  |  | 50 mL,Corning, 3026-50,0.25 mL tol.,subdivision 1.0 mL
,volume 100 mL,,,,, | CLS3026100 |  | Aldrich | Pyrex ® class A double metric scale graduated cylinder, with blue enamel |  | ,,,, | Corning , Corning Cylinders , Corning Glass Graduated Cylinders , Labware , Manufacturer Browser , Pyrex Cylinders , Pyrex class A double metric scale graduated cylinder, with blue enamel , Volumetric , Volumetric Cylinders |  | 100 mL,Corning, 3026-100,0.50 mL tol.,subdivision 1.0 mL | , |  |  | 100 mL,Corning, 3026-100,0.50 mL tol.,subdivision 1.0 mL
,volume 250 mL,,,,, | CLS3026250 |  | Aldrich | Pyrex ® class A double metric scale graduated cylinder, with blue enamel |  | ,,,, | Corning , Corning Cylinders , Corning Glass Graduated Cylinders , Labware , Manufacturer Browser , Pyrex Cylinders , Pyrex class A double metric scale graduated cylinder, with blue enamel , Volumetric , Volumetric Cylinders |  | 250 mL,Corning, 3026-250,1.0 mL tol.,subdivision 2.0 mL | , |  |  | 250 mL,Corning, 3026-250,1.0 mL tol.,subdivision 2.0 mL
,volume 500 mL,,,,, | CLS3026500 |  | Aldrich | Pyrex ® class A double metric scale graduated cylinder, with blue enamel |  | ,,,, | Corning , Corning Cylinders , Corning Glass Graduated Cylinders , Labware , Manufacturer Browser , Pyrex Cylinders , Pyrex class A double metric scale graduated cylinder, with blue enamel , Volumetric , Volumetric Cylinders |  | 500 mL,Corning, 3026-500,2.0 mL tol.,subdivision 5.0 mL | , |  |  | 500 mL,Corning, 3026-500,2.0 mL tol.,subdivision 5.0 mL
,volume 1,000 mL,,,,, | CLS30261L |  | Aldrich | Pyrex ® class A double metric scale graduated cylinder, with blue enamel |  | ,,,, | Corning , Corning Cylinders , Corning Glass Graduated Cylinders , Labware , Manufacturer Browser , Pyrex Cylinders , Pyrex class A double metric scale graduated cylinder, with blue enamel , Volumetric , Volumetric Cylinders |  | 1,000 mL,Corning, 3026-1L,3.0 mL tol.,subdivision 10.0 mL | , |  |  | 1,000 mL,Corning, 3026-1L,3.0 mL tol.,subdivision 10.0 mL
,volume 2,000 mL,,,,, | CLS30262L |  | Aldrich | Pyrex ® class A double metric scale graduated cylinder, with blue enamel |  | ,,,, | Corning , Corning Cylinders , Corning Glass Graduated Cylinders , Labware , Manufacturer Browser , Pyrex Cylinders , Pyrex class A double metric scale graduated cylinder, with blue enamel , Volumetric , Volumetric Cylinders |  | 2,000 mL,Corning, 3026-2L,6.0 mL tol.,subdivision 20.0 mL | , |  |  | 2,000 mL,Corning, 3026-2L,6.0 mL tol.,subdivision 20.0 mL
,volume 25 mL,,,,, | CLS302625 |  | Aldrich | Pyrex ® class A double metric scale graduated cylinder, with blue enamel |  | ,,,, | Corning , Corning Cylinders , Corning Glass Graduated Cylinders , Labware , Manufacturer Browser , Pyrex Cylinders , Pyrex class A double metric scale graduated cylinder, with blue enamel , Volumetric , Volumetric Cylinders |  | 25 mL,Corning, 3026-25,0.17 mL tol.,subdivision 0.2 mL | , |  |  | 25 mL,Corning, 3026-25,0.17 mL tol.,subdivision 0.2 mL
,volume 100 mL,,,,, | CLS3023100 |  | Aldrich | Pyrex ® class A double metric scale graduated cylinder, with white enamel |  | ,,,, | Corning , Corning Cylinders , Corning Glass Graduated Cylinders , Labware , Manufacturer Browser , Pyrex Cylinders , Pyrex class A double metric scale graduated cylinder, with white enamel , Volumetric , Volumetric Cylinders |  | 100 mL,Corning, 3023-100,0.50 mL tol.,subdivision 1.0 mL | , |  |  | 100 mL,Corning, 3023-100,0.50 mL tol.,subdivision 1.0 mL
,volume 500 mL,,,,, | CLS3023500 |  | Aldrich | Pyrex ® class A double metric scale graduated cylinder, with white enamel |  | ,,,, | Corning , Corning Cylinders , Corning Glass Graduated Cylinders , Labware , Manufacturer Browser , Pyrex Cylinders , Pyrex class A double metric scale graduated cylinder, with white enamel , Volumetric , Volumetric Cylinders |  | 500 mL,Corning, 3023-500,2.0 mL tol.,subdivision 5.0 mL | , |  |  | 500 mL,Corning, 3023-500,2.0 mL tol.,subdivision 5.0 mL
,volume 1,000 mL,,,,, | CLS30231L |  | Aldrich | Pyrex ® class A double metric scale graduated cylinder, with white enamel |  | ,,,, | Corning , Corning Cylinders , Corning Glass Graduated Cylinders , Labware , Manufacturer Browser , Pyrex Cylinders , Pyrex class A double metric scale graduated cylinder, with white enamel , Volumetric , Volumetric Cylinders |  | 1,000 mL,Corning, 3023-1L,3.0 mL tol.,subdivision 10.0 mL | , |  |  | 1,000 mL,Corning, 3023-1L,3.0 mL tol.,subdivision 10.0 mL
,volume 2,000 mL,,,,, | CLS30232L |  | Aldrich | Pyrex ® class A double metric scale graduated cylinder, with white enamel |  | ,,,, | Corning , Corning Cylinders , Corning Glass Graduated Cylinders , Labware , Manufacturer Browser , Pyrex Cylinders , Pyrex class A double metric scale graduated cylinder, with white enamel , Volumetric , Volumetric Cylinders |  | 2,000 mL,Corning, 3023-2L,6.0 mL tol.,subdivision 20.0 mL | , |  |  | 2,000 mL,Corning, 3023-2L,6.0 mL tol.,subdivision 20.0 mL
,,,,,, | CLS3023250 |  | Aldrich | PYREX ® class A double metric scale graduated cylinder, with white enamel |  | ,,,, | Labware , Pyrex Cylinders , Volumetric , Volumetric Cylinders |  | Corning, 3023250 | , |  |  | Corning, 3023250
,volume 10 mL,,,,, | CLS306210 |  | Aldrich | Pyrex ® class A serialized/certified single metric scale graduated cylinder |  | ,,,, | Corning , Corning Cylinders , Corning Glass Graduated Cylinders , Labware , Manufacturer Browser , Pyrex Cylinders , Pyrex class A serialized/certified single metric scale graduated cylinder , Volumetric , Volumetric Cylinders |  | 10 mL,Corning, 3062-10,0.10 mL tol.,subdivision 0.1 mL | , |  |  | 10 mL,Corning, 3062-10,0.10 mL tol.,subdivision 0.1 mL
,volume 25 mL,,,,, | CLS306225 |  | Aldrich | Pyrex ® class A serialized/certified single metric scale graduated cylinder |  | ,,,, | Corning , Corning Cylinders , Corning Glass Graduated Cylinders , Labware , Manufacturer Browser , Pyrex Cylinders , Pyrex class A serialized/certified single metric scale graduated cylinder , Volumetric , Volumetric Cylinders |  | 25 mL,Corning, 3062-25,0.17 mL tol.,subdivision 0.2 mL | , |  |  | 25 mL,Corning, 3062-25,0.17 mL tol.,subdivision 0.2 mL
,volume 50 mL,,,,, | CLS306250 |  | Aldrich | Pyrex ® class A serialized/certified single metric scale graduated cylinder |  | ,,,, | Corning , Corning Cylinders , Corning Glass Graduated Cylinders , Labware , Manufacturer Browser , Pyrex Cylinders , Pyrex class A serialized/certified single metric scale graduated cylinder , Volumetric , Volumetric Cylinders |  | 50 mL,Corning, 3062-50,0.25 mL tol.,subdivision 1.0 mL | , |  |  | 50 mL,Corning, 3062-50,0.25 mL tol.,subdivision 1.0 mL
,volume 100 mL,,,,, | CLS3062100 |  | Aldrich | Pyrex ® class A serialized/certified single metric scale graduated cylinder |  | ,,,, | Corning , Corning Cylinders , Corning Glass Graduated Cylinders , Labware , Manufacturer Browser , Pyrex Cylinders , Pyrex class A serialized/certified single metric scale graduated cylinder , Volumetric , Volumetric Cylinders |  | 100 mL,Corning, 3062-100,0.50 mL tol.,subdivision 1.0 mL | , |  |  | 100 mL,Corning, 3062-100,0.50 mL tol.,subdivision 1.0 mL
,volume 250 mL,,,,, | CLS3062250 |  | Aldrich | Pyrex ® class A serialized/certified single metric scale graduated cylinder |  | ,,,, | Corning , Corning Cylinders , Corning Glass Graduated Cylinders , Labware , Manufacturer Browser , Pyrex Cylinders , Pyrex class A serialized/certified single metric scale graduated cylinder , Volumetric , Volumetric Cylinders |  | 250 mL,Corning, 3062-250,1.0 mL tol.,subdivision 2.0 mL | , |  |  | 250 mL,Corning, 3062-250,1.0 mL tol.,subdivision 2.0 mL
,volume 500 mL,,,,, | CLS3062500 |  | Aldrich | Pyrex ® class A serialized/certified single metric scale graduated cylinder |  | ,,,, | Corning , Corning Cylinders , Corning Glass Graduated Cylinders , Labware , Manufacturer Browser , Pyrex Cylinders , Pyrex class A serialized/certified single metric scale graduated cylinder , Volumetric , Volumetric Cylinders |  | 500 mL,Corning, 3062-500,2.0 mL tol.,subdivision 5.0 mL | , |  |  | 500 mL,Corning, 3062-500,2.0 mL tol.,subdivision 5.0 mL
,volume 1,000 mL,,,,, | CLS30621L |  | Aldrich | Pyrex ® class A serialized/certified single metric scale graduated cylinder |  | ,,,, | Corning , Corning Cylinders , Corning Glass Graduated Cylinders , Labware , Manufacturer Browser , Pyrex Cylinders , Pyrex class A serialized/certified single metric scale graduated cylinder , Volumetric , Volumetric Cylinders |  | 1,000 mL,Corning, 3062-1L,3.0 mL tol.,subdivision 10.0 mL | , |  |  | 1,000 mL,Corning, 3062-1L,3.0 mL tol.,subdivision 10.0 mL
,volume 2,000 mL,,,,, | CLS30622L |  | Aldrich | Pyrex ® class A serialized/certified single metric scale graduated cylinder |  | ,,,, | Corning , Corning Cylinders , Corning Glass Graduated Cylinders , Labware , Manufacturer Browser , Pyrex Cylinders , Pyrex class A serialized/certified single metric scale graduated cylinder , Volumetric , Volumetric Cylinders |  | 2,000 mL,Corning, 3062-2L,6.0 mL tol.,subdivision 20.0 mL | , |  |  | 2,000 mL,Corning, 3062-2L,6.0 mL tol.,subdivision 20.0 mL
Pyrex ® double metric scale economy grade graduated cylinder,volume 10 mL,,,,, | CLS302510 |  | Aldrich | Pyrex ® 双公制经济级刻度量筒 |  | ,,,, | Corning , Corning Cylinders , Corning Glass Graduated Cylinders , Labware , Manufacturer Browser , Pyrex Cylinders , Pyrex double metric scale economy grade graduated cylinder , Volumetric , Volumetric Cylinders |  | 10 mL,Corning, 3025-10,±5% tol.,subdivision 0.1 mL | , |  |  | 10 mL,Corning, 3025-10,±5% tol.,subdivision 0.1 mL
Pyrex ® double metric scale economy grade graduated cylinder,volume 25 mL,,,,, | CLS302525 |  | Aldrich | Pyrex ® 双公制经济级刻度量筒 |  | ,,,, | Corning , Corning Cylinders , Corning Glass Graduated Cylinders , Labware , Manufacturer Browser , Pyrex Cylinders , Pyrex double metric scale economy grade graduated cylinder , Volumetric , Volumetric Cylinders |  | 25 mL,Corning, 3025-25,±5% tol.,subdivision 0.2 mL | , |  |  | 25 mL,Corning, 3025-25,±5% tol.,subdivision 0.2 mL
Pyrex ® double metric scale economy grade graduated cylinder,volume 50 mL,,,,, | CLS302550 |  | Aldrich | Pyrex ® 双公制经济级刻度量筒 |  | ,,,, | Corning , Corning Cylinders , Corning Glass Graduated Cylinders , Labware , Manufacturer Browser , Pyrex Cylinders , Pyrex double metric scale economy grade graduated cylinder , Volumetric , Volumetric Cylinders |  | 50 mL,Corning, 3025-50,±5% tol.,subdivision 1.0 mL | , |  |  | 50 mL,Corning, 3025-50,±5% tol.,subdivision 1.0 mL
Pyrex ® double metric scale economy grade graduated cylinder,volume 100 mL,,,,, | CLS3025100 |  | Aldrich | Pyrex ® 双公制经济级刻度量筒 |  | ,,,, | Corning , Corning Cylinders , Corning Glass Graduated Cylinders , Labware , Manufacturer Browser , Pyrex Cylinders , Pyrex double metric scale economy grade graduated cylinder , Volumetric , Volumetric Cylinders |  | 100 mL,Corning, 3025-100,±5% tol.,subdivision 1.0 mL | , |  |  | 100 mL,Corning, 3025-100,±5% tol.,subdivision 1.0 mL
Pyrex ® double metric scale economy grade graduated cylinder,volume 250 mL,,,,, | CLS3025250 |  | Aldrich | Pyrex ® 双公制经济级刻度量筒 |  | ,,,, | Corning , Corning Cylinders , Corning Glass Graduated Cylinders , Labware , Manufacturer Browser , Pyrex Cylinders , Pyrex double metric scale economy grade graduated cylinder , Volumetric , Volumetric Cylinders |  | 250 mL,Corning, 3025-250,±5% tol.,subdivision 2.0 mL | , |  |  | 250 mL,Corning, 3025-250,±5% tol.,subdivision 2.0 mL
Pyrex ® double metric scale economy grade graduated cylinder,volume 500 mL,,,,, | CLS3025500 |  | Aldrich | Pyrex ® 双公制经济级刻度量筒 |  | ,,,, | Corning , Corning Cylinders , Corning Glass Graduated Cylinders , Labware , Manufacturer Browser , Pyrex Cylinders , Pyrex double metric scale economy grade graduated cylinder , Volumetric , Volumetric Cylinders |  | 500 mL,Corning, 3025-500,±5% tol.,subdivision 5.0 mL | , |  |  | 500 mL,Corning, 3025-500,±5% tol.,subdivision 5.0 mL
Pyrex ® double metric scale economy grade graduated cylinder,volume 1,000 mL,,,,, | CLS30251L |  | Aldrich | Pyrex ® 双公制经济级刻度量筒 |  | ,,,, | Corning , Corning Cylinders , Corning Glass Graduated Cylinders , Labware , Manufacturer Browser , Pyrex Cylinders , Pyrex double metric scale economy grade graduated cylinder , Volumetric , Volumetric Cylinders |  | 1,000 mL,Corning, 3025-1L,±5% tol.,subdivision 10.0 mL | , |  |  | 1,000 mL,Corning, 3025-1L,±5% tol.,subdivision 10.0 mL
Pyrex ® double metric scale economy grade graduated cylinder,volume 2,000 mL,,,,, | CLS30252L |  | Aldrich | Pyrex ® 双公制经济级刻度量筒 |  | ,,,, | Corning , Corning Cylinders , Corning Glass Graduated Cylinders , Labware , Manufacturer Browser , Pyrex Cylinders , Pyrex double metric scale economy grade graduated cylinder , Volumetric , Volumetric Cylinders |  | 2,000 mL,Corning, 3025-2L,±5% tol.,subdivision 20.0 mL | , |  |  | 2,000 mL,Corning, 3025-2L,±5% tol.,subdivision 20.0 mL
Pyrex ® graduated cylinder, single metric scale, white enamel graduations,volume 10 mL,,,,, | CLS302210 |  | Aldrich | Pyrex ® 刻度量筒，单公制，白色搪瓷刻度 |  | ,,,, | Corning , Corning Cylinders , Corning Glass Graduated Cylinders , Labware , Manufacturer Browser , Pyrex Cylinders , Pyrex graduated cylinder, single metric scale, white enamel graduations , Volumetric , Volumetric Cylinders |  | 10 mL,Corning, 3022-10,0.1 mL tol.,subdivision 0.1 mL | , |  |  | 10 mL,Corning, 3022-10,0.1 mL tol.,subdivision 0.1 mL
Pyrex ® graduated cylinder, single metric scale, white enamel graduations,volume 25 mL,,,,, | CLS302225 |  | Aldrich | Pyrex ® 刻度量筒，单公制，白色搪瓷刻度 |  | ,,,, | Corning , Corning Cylinders , Corning Glass Graduated Cylinders , Labware , Manufacturer Browser , Pyrex Cylinders , Pyrex graduated cylinder, single metric scale, white enamel graduations , Volumetric , Volumetric Cylinders |  | 25 mL,Corning, 3022-25,0.3 mL tol.,subdivision 0.2 mL | , |  |  | 25 mL,Corning, 3022-25,0.3 mL tol.,subdivision 0.2 mL
Pyrex ® graduated cylinder, single metric scale, white enamel graduations,volume 50 mL,,,,, | CLS302250 |  | Aldrich | Pyrex ® 刻度量筒，单公制，白色搪瓷刻度 |  | ,,,, | Corning , Corning Cylinders , Corning Glass Graduated Cylinders , Labware , Manufacturer Browser , Pyrex Cylinders , Pyrex graduated cylinder, single metric scale, white enamel graduations , Volumetric , Volumetric Cylinders |  | 50 mL,Corning, 3022-50,0.4 mL tol.,subdivision 1.0 mL | , |  |  | 50 mL,Corning, 3022-50,0.4 mL tol.,subdivision 1.0 mL
Pyrex ® graduated cylinder, single metric scale, white enamel graduations,volume 100 mL,,,,, | CLS3022100 |  | Aldrich | Pyrex ® 刻度量筒，单公制，白色搪瓷刻度 |  | ,,,, | Corning , Corning Cylinders , Corning Glass Graduated Cylinders , Labware , Manufacturer Browser , Pyrex Cylinders , Pyrex graduated cylinder, single metric scale, white enamel graduations , Volumetric , Volumetric Cylinders |  | 100 mL,Corning, 3022-100,0.6 mL tol.,subdivision 1.0 mL | , |  |  | 100 mL,Corning, 3022-100,0.6 mL tol.,subdivision 1.0 mL
Pyrex ® graduated cylinder, single metric scale, white enamel graduations,volume 250 mL,,,,, | CLS3022250 |  | Aldrich | Pyrex ® 刻度量筒，单公制，白色搪瓷刻度 |  | ,,,, | Corning , Corning Cylinders , Corning Glass Graduated Cylinders , Labware , Manufacturer Browser , Pyrex Cylinders , Pyrex graduated cylinder, single metric scale, white enamel graduations , Volumetric , Volumetric Cylinders |  | 250 mL,Corning, 3022-250,1.4 mL tol.,subdivision 2.0 mL | , |  |  | 250 mL,Corning, 3022-250,1.4 mL tol.,subdivision 2.0 mL
Pyrex ® graduated cylinder, single metric scale, white enamel graduations,volume 500 mL,,,,, | CLS3022500 |  | Aldrich | Pyrex ® 刻度量筒，单公制，白色搪瓷刻度 |  | ,,,, | Corning , Corning Cylinders , Corning Glass Graduated Cylinders , Labware , Manufacturer Browser , Pyrex Cylinders , Pyrex graduated cylinder, single metric scale, white enamel graduations , Volumetric , Volumetric Cylinders |  | 500 mL,Corning, 3022-500,2.6 mL tol.,subdivision 5.0 mL | , |  |  | 500 mL,Corning, 3022-500,2.6 mL tol.,subdivision 5.0 mL
Pyrex ® graduated cylinder, single metric scale, white enamel graduations,volume 1,000 mL,,,,, | CLS30221L |  | Aldrich | Pyrex ® 刻度量筒，单公制，白色搪瓷刻度 |  | ,,,, | Corning , Corning Cylinders , Corning Glass Graduated Cylinders , Labware , Manufacturer Browser , Pyrex Cylinders , Pyrex graduated cylinder, single metric scale, white enamel graduations , Volumetric , Volumetric Cylinders |  | 1,000 mL,Corning, 3022-1L,5.0 mL tol.,subdivision 10.0 mL | , |  |  | 1,000 mL,Corning, 3022-1L,5.0 mL tol.,subdivision 10.0 mL
Pyrex ® graduated cylinder, single metric scale, white enamel graduations,volume 2,000 mL,,,,, | CLS30222L |  | Aldrich | Pyrex ® 刻度量筒，单公制，白色搪瓷刻度 |  | ,,,, | Corning , Corning Cylinders , Corning Glass Graduated Cylinders , Labware , Manufacturer Browser , Pyrex Cylinders , Pyrex graduated cylinder, single metric scale, white enamel graduations , Volumetric , Volumetric Cylinders |  | 2,000 mL,Corning, 3022-2L,10.0 mL tol.,subdivision 20.0 mL | , |  |  | 2,000 mL,Corning, 3022-2L,10.0 mL tol.,subdivision 20.0 mL
Pyrex ® graduated cylinders with Pyrex ® stopper,volume 10 mL,,,,, | CLS298210 |  | Aldrich | 带 Pyrex ® 塞子的 Pyrex ® 刻度量筒 |  | ,,,, | Corning , Corning Cylinders , Corning Glass Graduated Cylinders , Labware , Manufacturer Browser , Pyrex Cylinders , Pyrex graduated cylinders with Pyrex stopper , Volumetric , Volumetric Cylinders |  | 10 mL,Corning, 2982-10,0.1 mL tol.,subdivision 0.1 mL | , |  |  | 10 mL,Corning, 2982-10,0.1 mL tol.,subdivision 0.1 mL
Pyrex ® graduated cylinders with Pyrex ® stopper,volume 25 mL,,,,, | CLS298225 |  | Aldrich | 带 Pyrex ® 塞子的 Pyrex ® 刻度量筒 |  | ,,,, | Corning , Corning Cylinders , Corning Glass Graduated Cylinders , Labware , Manufacturer Browser , Pyrex Cylinders , Pyrex graduated cylinders with Pyrex stopper , Volumetric , Volumetric Cylinders |  | 25 mL,Corning, 2982-25,0.3 mL tol.,subdivision 0.2 mL | , |  |  | 25 mL,Corning, 2982-25,0.3 mL tol.,subdivision 0.2 mL
Pyrex ® graduated cylinders with Pyrex ® stopper,volume 50 mL,,,,, | CLS298250 |  | Aldrich | 带 Pyrex ® 塞子的 Pyrex ® 刻度量筒 |  | ,,,, | Corning , Corning Cylinders , Corning Glass Graduated Cylinders , Labware , Manufacturer Browser , Pyrex Cylinders , Pyrex graduated cylinders with Pyrex stopper , Volumetric , Volumetric Cylinders |  | 50 mL,Corning, 2982-50,0.4 mL tol.,subdivision 1.0 mL | , |  |  | 50 mL,Corning, 2982-50,0.4 mL tol.,subdivision 1.0 mL
Pyrex ® graduated cylinders with Pyrex ® stopper,volume 100 mL,,,,, | CLS2982100 |  | Aldrich | 带 Pyrex ® 塞子的 Pyrex ® 刻度量筒 |  | ,,,, | Corning , Corning Cylinders , Corning Glass Graduated Cylinders , Labware , Manufacturer Browser , Pyrex Cylinders , Pyrex graduated cylinders with Pyrex stopper , Volumetric , Volumetric Cylinders |  | 100 mL,Corning, 2982-100,0.6 tol.,subdivision 1.0 mL | , |  |  | 100 mL,Corning, 2982-100,0.6 tol.,subdivision 1.0 mL
Pyrex ® graduated cylinders with Pyrex ® stopper,volume 250 mL,,,,, | CLS2982250 |  | Aldrich | 带 Pyrex ® 塞子的 Pyrex ® 刻度量筒 |  | ,,,, | Corning , Corning Cylinders , Corning Glass Graduated Cylinders , Labware , Manufacturer Browser , Pyrex Cylinders , Pyrex graduated cylinders with Pyrex stopper , Volumetric , Volumetric Cylinders |  | 250 mL,Corning, 2982-250,1.4 mL tol.,subdivision 2.0 mL | , |  |  | 250 mL,Corning, 2982-250,1.4 mL tol.,subdivision 2.0 mL
Pyrex ® graduated cylinders with Pyrex ® stopper,volume 500 mL,,,,, | CLS2982500 |  | Aldrich | 带 Pyrex ® 塞子的 Pyrex ® 刻度量筒 |  | ,,,, | Corning , Corning Cylinders , Corning Glass Graduated Cylinders , Labware , Manufacturer Browser , Pyrex Cylinders , Pyrex graduated cylinders with Pyrex stopper , Volumetric , Volumetric Cylinders |  | 500 mL,Corning, 2982-500,2.6 mL tol.,subdivision 5.0 mL | , |  |  | 500 mL,Corning, 2982-500,2.6 mL tol.,subdivision 5.0 mL
Pyrex ® graduated cylinders with Pyrex ® stopper,volume 1,000 mL,,,,, | CLS29821L |  | Aldrich | 带 Pyrex ® 塞子的 Pyrex ® 刻度量筒 |  | ,,,, | Corning , Corning Cylinders , Corning Glass Graduated Cylinders , Labware , Manufacturer Browser , Pyrex Cylinders , Pyrex graduated cylinders with Pyrex stopper , Volumetric , Volumetric Cylinders |  | 1,000 mL,Corning, 2982-1L,2.6 mL tol.,subdivision 10.0 mL | , |  |  | 1,000 mL,Corning, 2982-1L,2.6 mL tol.,subdivision 10.0 mL
Pyrex ® graduated cylinders with Pyrex ® stopper,volume 2,000 mL,,,,, | CLS29822L |  | Aldrich | 带 Pyrex ® 塞子的 Pyrex ® 刻度量筒 |  | ,,,, | Corning , Corning Cylinders , Corning Glass Graduated Cylinders , Labware , Manufacturer Browser , Pyrex Cylinders , Pyrex graduated cylinders with Pyrex stopper , Volumetric , Volumetric Cylinders |  | 2,000 mL,Corning, 2982-2L,10.0 mL tol.,subdivision 20.0 mL | , |  |  | 2,000 mL,Corning, 2982-2L,10.0 mL tol.,subdivision 20.0 mL
,volume 10 mL,,,,, | CLS304210 |  | Aldrich | Pyrex ® Lifetime Red ™ single metric scale graduated cylinder |  | ,,,, | Corning , Corning Cylinders , Corning Glass Graduated Cylinders , Labware , Manufacturer Browser , Pyrex Cylinders , Pyrex Lifetime Red single metric scale graduated cylinder , Volumetric , Volumetric Cylinders |  | 10 mL,Corning, 3042-10,0.1 mL tol.,subdivision 0.1 mL | , |  |  | 10 mL,Corning, 3042-10,0.1 mL tol.,subdivision 0.1 mL
,volume 100 mL,,,,, | CLS3042100 |  | Aldrich | Pyrex ® Lifetime Red ™ single metric scale graduated cylinder |  | ,,,, | Corning , Corning Cylinders , Corning Glass Graduated Cylinders , Labware , Manufacturer Browser , Pyrex Cylinders , Pyrex Lifetime Red single metric scale graduated cylinder , Volumetric , Volumetric Cylinders |  | 100 mL,Corning, 3042-100,0.6 mL tol.,subdivision 1.0 mL | , |  |  | 100 mL,Corning, 3042-100,0.6 mL tol.,subdivision 1.0 mL
,volume 500 mL,,,,, | CLS3042500 |  | Aldrich | Pyrex ® Lifetime Red ™ single metric scale graduated cylinder |  | ,,,, | Corning , Corning Cylinders , Corning Glass Graduated Cylinders , Labware , Manufacturer Browser , Pyrex Cylinders , Pyrex Lifetime Red single metric scale graduated cylinder , Volumetric , Volumetric Cylinders |  | 500 mL,Corning, 3042-500,2.6 mL tol.,subdivision 5.0 mL | , |  |  | 500 mL,Corning, 3042-500,2.6 mL tol.,subdivision 5.0 mL
,volume 1,000 mL,,,,, | CLS30421L |  | Aldrich | Pyrex ® Lifetime Red ™ single metric scale graduated cylinder |  | ,,,, | Corning , Corning Cylinders , Corning Glass Graduated Cylinders , Labware , Manufacturer Browser , Pyrex Cylinders , Pyrex Lifetime Red single metric scale graduated cylinder , Volumetric , Volumetric Cylinders |  | 1,000 mL,Corning, 3042-1L,5.0 mL tol.,subdivision 10.0 mL | , |  |  | 1,000 mL,Corning, 3042-1L,5.0 mL tol.,subdivision 10.0 mL
,volume 2,000 mL,,,,, | CLS30422L |  | Aldrich | Pyrex ® Lifetime Red ™ single metric scale graduated cylinder |  | ,,,, | Corning , Corning Cylinders , Corning Glass Graduated Cylinders , Labware , Manufacturer Browser , Pyrex Cylinders , Pyrex Lifetime Red single metric scale graduated cylinder , Volumetric , Volumetric Cylinders |  | 2,000 mL,Corning, 3042-2L,12.0 mL tol.,subdivision 20.0 mL | , |  |  | 2,000 mL,Corning, 3042-2L,12.0 mL tol.,subdivision 20.0 mL
,volume 50 mL,,,,, | CLS304450 |  | Aldrich | Pyrex ® Lifetime Red ™ single metric scale graduated cylinder, with double pourout |  | ,,,, | Corning , Corning Cylinders , Corning Glass Graduated Cylinders , Labware , Manufacturer Browser , Pyrex Cylinders , Pyrex Lifetime Red single metric scale graduated cylinder, with double pourout , Volumetric , Volumetric Cylinders |  | 50 mL,Corning, 3044-50,0.5 mL tol.,subdivision 1.0 mL | , |  |  | 50 mL,Corning, 3044-50,0.5 mL tol.,subdivision 1.0 mL
,volume 100 mL,,,,, | CLS3044100 |  | Aldrich | Pyrex ® Lifetime Red ™ single metric scale graduated cylinder, with double pourout |  | ,,,, | Corning , Corning Cylinders , Corning Glass Graduated Cylinders , Labware , Manufacturer Browser , Pyrex Cylinders , Pyrex Lifetime Red single metric scale graduated cylinder, with double pourout , Volumetric , Volumetric Cylinders |  | 100 mL,Corning, 3044-100,1.0 mL tol.,subdivision 2.0 mL | , |  |  | 100 mL,Corning, 3044-100,1.0 mL tol.,subdivision 2.0 mL
,volume 10 mL,,,,, | CLS304610 |  | Aldrich | Pyrex ® Lifetime Red ™ single metric scale graduated cylinder, with reinforced bead |  | ,,,, | Corning , Corning Cylinders , Corning Glass Graduated Cylinders , Labware , Manufacturer Browser , Pyrex Cylinders , Pyrex Lifetime Red single metric scale graduated cylinder, with reinforced bead , Volumetric , Volumetric Cylinders |  | 10 mL,Corning, 3046-10,0.2 mL tol.,subdivision 0.1 mL | , |  |  | 10 mL,Corning, 3046-10,0.2 mL tol.,subdivision 0.1 mL
,volume 25 mL,,,,, | CLS304625 |  | Aldrich | Pyrex ® Lifetime Red ™ single metric scale graduated cylinder, with reinforced bead |  | ,,,, | Corning , Corning Cylinders , Corning Glass Graduated Cylinders , Labware , Manufacturer Browser , Pyrex Cylinders , Pyrex Lifetime Red single metric scale graduated cylinder, with reinforced bead , Volumetric , Volumetric Cylinders |  | 25 mL,Corning, 3046-25,0.3 mL tol.,subdivision 0.2 mL | , |  |  | 25 mL,Corning, 3046-25,0.3 mL tol.,subdivision 0.2 mL
,volume 50 mL,,,,, | CLS304650 |  | Aldrich | Pyrex ® Lifetime Red ™ single metric scale graduated cylinder, with reinforced bead |  | ,,,, | Corning , Corning Cylinders , Corning Glass Graduated Cylinders , Labware , Manufacturer Browser , Pyrex Cylinders , Pyrex Lifetime Red single metric scale graduated cylinder, with reinforced bead , Volumetric , Volumetric Cylinders |  | 50 mL,Corning, 3046-50,0.5 mL tol.,subdivision 1.0 mL | , |  |  | 50 mL,Corning, 3046-50,0.5 mL tol.,subdivision 1.0 mL
,volume 100 mL,,,,, | CLS3046100 |  | Aldrich | Pyrex ® Lifetime Red ™ single metric scale graduated cylinder, with reinforced bead |  | ,,,, | Corning , Corning Cylinders , Corning Glass Graduated Cylinders , Labware , Manufacturer Browser , Pyrex Cylinders , Pyrex Lifetime Red single metric scale graduated cylinder, with reinforced bead , Volumetric , Volumetric Cylinders |  | 100 mL,Corning, 3046-100,1.0 mL tol.,subdivision 1.0 mL | , |  |  | 100 mL,Corning, 3046-100,1.0 mL tol.,subdivision 1.0 mL
,volume 250 mL,,,,, | CLS3046250 |  | Aldrich | Pyrex ® Lifetime Red ™ single metric scale graduated cylinder, with reinforced bead |  | ,,,, | Corning , Corning Cylinders , Corning Glass Graduated Cylinders , Labware , Manufacturer Browser , Pyrex Cylinders , Pyrex Lifetime Red single metric scale graduated cylinder, with reinforced bead , Volumetric , Volumetric Cylinders |  | 250 mL,Corning, 3046-250,2.0 mL tol.,subdivision 2.0 mL | , |  |  | 250 mL,Corning, 3046-250,2.0 mL tol.,subdivision 2.0 mL
,volume 100 mL,,,,, | CLS63024100 |  | Aldrich | PYREXPLUS ® single metric scale graduated cylinders, with protective coating |  | ,,,, | Corning , Corning Cylinders , Corning Glass Graduated Cylinders , Labware , Manufacturer Browser , PYREXPLUS single metric scale graduated cylinders, with protective coating , Pyrex Cylinders , Volumetric , Volumetric Cylinders |  | 100 mL,Corning, 63024-100,0.6 mL tol.,subdivision 1.0 mL | , |  |  | 100 mL,Corning, 63024-100,0.6 mL tol.,subdivision 1.0 mL
,volume 250 mL,,,,, | CLS63024250 |  | Aldrich | PYREXPLUS ® single metric scale graduated cylinders, with protective coating |  | ,,,, | Corning , Corning Cylinders , Corning Glass Graduated Cylinders , Labware , Manufacturer Browser , PYREXPLUS single metric scale graduated cylinders, with protective coating , Pyrex Cylinders , Volumetric , Volumetric Cylinders |  | 250 mL,Corning, 63024-250,1.4 mL tol.,subdivision 2.0 mL | , |  |  | 250 mL,Corning, 63024-250,1.4 mL tol.,subdivision 2.0 mL
,volume 500 mL,,,,, | CLS63024500 |  | Aldrich | PYREXPLUS ® single metric scale graduated cylinders, with protective coating |  | ,,,, | Corning , Corning Cylinders , Corning Glass Graduated Cylinders , Labware , Manufacturer Browser , PYREXPLUS single metric scale graduated cylinders, with protective coating , Pyrex Cylinders , Volumetric , Volumetric Cylinders |  | 500 mL,Corning, 63024-500,4.0 mL tol.,subdivision 5.0 mL | , |  |  | 500 mL,Corning, 63024-500,4.0 mL tol.,subdivision 5.0 mL
,volume 1,000 mL,,,,, | CLS630241L |  | Aldrich | PYREXPLUS ® single metric scale graduated cylinders, with protective coating |  | ,,,, | Corning , Corning Cylinders , Corning Glass Graduated Cylinders , Labware , Manufacturer Browser , PYREXPLUS single metric scale graduated cylinders, with protective coating , Pyrex Cylinders , Volumetric , Volumetric Cylinders |  | 1,000 mL,Corning, 63024-1L,6.0 mL tol.,subdivision 10.0 mL | , |  |  | 1,000 mL,Corning, 63024-1L,6.0 mL tol.,subdivision 10.0 mL
,volume 2,000 mL,,,,, | CLS630242L |  | Aldrich | PYREXPLUS ® single metric scale graduated cylinders, with protective coating |  | ,,,, | Corning , Corning Cylinders , Corning Glass Graduated Cylinders , Labware , Manufacturer Browser , PYREXPLUS single metric scale graduated cylinders, with protective coating , Pyrex Cylinders , Volumetric , Volumetric Cylinders |  | 2,000 mL,Corning, 63024-2L,10.0 mL tol.,subdivision 20.0 mL | , |  |  | 2,000 mL,Corning, 63024-2L,10.0 mL tol.,subdivision 20.0 mL
,volume 10 mL,,,,, | CLS300210 |  | Aldrich | Pyrex ® serialized/certified graduated cylinder with Pyrex ® stopper |  | ,,,, | Corning , Corning Cylinders , Corning Glass Graduated Cylinders , Labware , Manufacturer Browser , Pyrex Cylinders , Pyrex serialized/certified graduated cylinder with Pyrex stopper , Volumetric , Volumetric Cylinders |  | 10 mL,Corning, 3002-10,0.10 mL tol.,subdivision 0.1 mL | , |  |  | 10 mL,Corning, 3002-10,0.10 mL tol.,subdivision 0.1 mL
,volume 25 mL,,,,, | CLS300225 |  | Aldrich | Pyrex ® serialized/certified graduated cylinder with Pyrex ® stopper |  | ,,,, | Corning , Corning Cylinders , Corning Glass Graduated Cylinders , Labware , Manufacturer Browser , Pyrex Cylinders , Pyrex serialized/certified graduated cylinder with Pyrex stopper , Volumetric , Volumetric Cylinders |  | 25 mL,Corning, 3002-25,0.17 mL tol.,subdivision 0.2 mL | , |  |  | 25 mL,Corning, 3002-25,0.17 mL tol.,subdivision 0.2 mL
,volume 50 mL,,,,, | CLS300250 |  | Aldrich | Pyrex ® serialized/certified graduated cylinder with Pyrex ® stopper |  | ,,,, | Corning , Corning Cylinders , Corning Glass Graduated Cylinders , Labware , Manufacturer Browser , Pyrex Cylinders , Pyrex serialized/certified graduated cylinder with Pyrex stopper , Volumetric , Volumetric Cylinders |  | 50 mL,Corning, 3002-50,0.25 mL tol.,subdivision 1.0 mL | , |  |  | 50 mL,Corning, 3002-50,0.25 mL tol.,subdivision 1.0 mL
,volume 100 mL,,,,, | CLS3002100 |  | Aldrich | Pyrex ® serialized/certified graduated cylinder with Pyrex ® stopper |  | ,,,, | Corning , Corning Cylinders , Corning Glass Graduated Cylinders , Labware , Manufacturer Browser , Pyrex Cylinders , Pyrex serialized/certified graduated cylinder with Pyrex stopper , Volumetric , Volumetric Cylinders |  | 100 mL,Corning, 3002-100,0.50 mL tol.,subdivision 1.0 mL | , |  |  | 100 mL,Corning, 3002-100,0.50 mL tol.,subdivision 1.0 mL
,volume 250 mL,,,,, | CLS3002250 |  | Aldrich | Pyrex ® serialized/certified graduated cylinder with Pyrex ® stopper |  | ,,,, | Corning , Corning Cylinders , Corning Glass Graduated Cylinders , Labware , Manufacturer Browser , Pyrex Cylinders , Pyrex serialized/certified graduated cylinder with Pyrex stopper , Volumetric , Volumetric Cylinders |  | 250 mL,Corning, 3002-250,1.0 mL tol.,subdivision 2.0 mL | , |  |  | 250 mL,Corning, 3002-250,1.0 mL tol.,subdivision 2.0 mL
,volume 500 mL,,,,, | CLS3002500 |  | Aldrich | Pyrex ® serialized/certified graduated cylinder with Pyrex ® stopper |  | ,,,, | Corning , Corning Cylinders , Corning Glass Graduated Cylinders , Labware , Manufacturer Browser , Pyrex Cylinders , Pyrex serialized/certified graduated cylinder with Pyrex stopper , Volumetric , Volumetric Cylinders |  | 500 mL,Corning, 3002-500,2.0 mL tol.,subdivision 5.0 mL | , |  |  | 500 mL,Corning, 3002-500,2.0 mL tol.,subdivision 5.0 mL
,volume 1,000 mL,,,,, | CLS30021L |  | Aldrich | Pyrex ® serialized/certified graduated cylinder with Pyrex ® stopper |  | ,,,, | Corning , Corning Cylinders , Corning Glass Graduated Cylinders , Labware , Manufacturer Browser , Pyrex Cylinders , Pyrex serialized/certified graduated cylinder with Pyrex stopper , Volumetric , Volumetric Cylinders |  | 1,000 mL,Corning, 3002-1L,3.0 mL tol.,subdivision 10.0 mL | , |  |  | 1,000 mL,Corning, 3002-1L,3.0 mL tol.,subdivision 10.0 mL
,volume 2,000 mL,,,,, | CLS30022L |  | Aldrich | Pyrex ® serialized/certified graduated cylinder with Pyrex ® stopper |  | ,,,, | Corning , Corning Cylinders , Corning Glass Graduated Cylinders , Labware , Manufacturer Browser , Pyrex Cylinders , Pyrex serialized/certified graduated cylinder with Pyrex stopper , Volumetric , Volumetric Cylinders |  | 2,000 mL,Corning, 3002-2L,6.0 mL tol.,subdivision 20.0 mL | , |  |  | 2,000 mL,Corning, 3002-2L,6.0 mL tol.,subdivision 20.0 mL
Pyrex ® single metric scale graduated cylinder, calibrated to deliver,volume 5 mL,,,,, | CLS30245 |  | Aldrich | Pyrex ® 单公制刻度量筒，经“移取体积"校正 |  | ,,,, | Corning , Corning Cylinders , Corning Glass Graduated Cylinders , Labware , Manufacturer Browser , Pyrex Cylinders , Pyrex single metric scale graduated cylinder, calibrated to deliver , Volumetric , Volumetric Cylinders |  | 5 mL,Corning, 3024-5,0.1 mL tol.,subdivision 0.1 mL | , |  |  | 5 mL,Corning, 3024-5,0.1 mL tol.,subdivision 0.1 mL
Pyrex ® single metric scale graduated cylinder, calibrated to deliver,volume 10 mL,,,,, | CLS302410 |  | Aldrich | Pyrex ® 单公制刻度量筒，经“移取体积"校正 |  | ,,,, | Corning , Corning Cylinders , Corning Glass Graduated Cylinders , Labware , Manufacturer Browser , Pyrex Cylinders , Pyrex single metric scale graduated cylinder, calibrated to deliver , Volumetric , Volumetric Cylinders |  | 10 mL,Corning, 3024-10,0.1 mL tol.,subdivision 0.1 mL | , |  |  | 10 mL,Corning, 3024-10,0.1 mL tol.,subdivision 0.1 mL
Pyrex ® single metric scale graduated cylinder, calibrated to deliver,volume 25 mL,,,,, | CLS302425 |  | Aldrich | Pyrex ® 单公制刻度量筒，经“移取体积"校正 |  | ,,,, | Corning , Corning Cylinders , Corning Glass Graduated Cylinders , Labware , Manufacturer Browser , Pyrex Cylinders , Pyrex single metric scale graduated cylinder, calibrated to deliver , Volumetric , Volumetric Cylinders |  | 25 mL,Corning, 3024-25,0.3 mL tol.,subdivision 0.2 mL | , |  |  | 25 mL,Corning, 3024-25,0.3 mL tol.,subdivision 0.2 mL
Pyrex ® single metric scale graduated cylinder, calibrated to deliver,volume 50 mL,,,,, | CLS302450 |  | Aldrich | Pyrex ® 单公制刻度量筒，经“移取体积"校正 |  | ,,,, | Corning , Corning Cylinders , Corning Glass Graduated Cylinders , Labware , Manufacturer Browser , Pyrex Cylinders , Pyrex single metric scale graduated cylinder, calibrated to deliver , Volumetric , Volumetric Cylinders |  | 50 mL,Corning, 3024-50,0.4 mL tol.,subdivision 1.0 mL | , |  |  | 50 mL,Corning, 3024-50,0.4 mL tol.,subdivision 1.0 mL
Pyrex ® single metric scale graduated cylinder, calibrated to deliver,volume 100 mL,,,,, | CLS3024100 |  | Aldrich | Pyrex ® 单公制刻度量筒，经“移取体积"校正 |  | ,,,, | Corning , Corning Cylinders , Corning Glass Graduated Cylinders , Labware , Manufacturer Browser , Pyrex Cylinders , Pyrex single metric scale graduated cylinder, calibrated to deliver , Volumetric , Volumetric Cylinders |  | 100 mL,Corning, 3024-100,0.6 mL tol.,subdivision 1.0 mL | , |  |  | 100 mL,Corning, 3024-100,0.6 mL tol.,subdivision 1.0 mL
Pyrex ® single metric scale graduated cylinder, calibrated to deliver,volume 250 mL,,,,, | CLS3024250 |  | Aldrich | Pyrex ® 单公制刻度量筒，经“移取体积"校正 |  | ,,,, | Corning , Corning Cylinders , Corning Glass Graduated Cylinders , Labware , Manufacturer Browser , Pyrex Cylinders , Pyrex single metric scale graduated cylinder, calibrated to deliver , Volumetric , Volumetric Cylinders |  | 250 mL,Corning, 3024-250,1.4 mL tol.,subdivision 2.0 mL | , |  |  | 250 mL,Corning, 3024-250,1.4 mL tol.,subdivision 2.0 mL
Pyrex ® single metric scale graduated cylinder, calibrated to deliver,volume 500 mL,,,,, | CLS3024500 |  | Aldrich | Pyrex ® 单公制刻度量筒，经“移取体积"校正 |  | ,,,, | Corning , Corning Cylinders , Corning Glass Graduated Cylinders , Labware , Manufacturer Browser , Pyrex Cylinders , Pyrex single metric scale graduated cylinder, calibrated to deliver , Volumetric , Volumetric Cylinders |  | 500 mL,Corning, 3024-500,2.6 mL tol.,subdivision 5.0 mL | , |  |  | 500 mL,Corning, 3024-500,2.6 mL tol.,subdivision 5.0 mL
Pyrex ® single metric scale graduated cylinder, calibrated to deliver,volume 1,000 mL,,,,, | CLS30241L |  | Aldrich | Pyrex ® 单公制刻度量筒，经“移取体积"校正 |  | ,,,, | Corning , Corning Cylinders , Corning Glass Graduated Cylinders , Labware , Manufacturer Browser , Pyrex Cylinders , Pyrex single metric scale graduated cylinder, calibrated to deliver , Volumetric , Volumetric Cylinders |  | 1,000 mL,Corning, 3024-1L,5.0 mL tol.,subdivision 10.0 mL | , |  |  | 1,000 mL,Corning, 3024-1L,5.0 mL tol.,subdivision 10.0 mL
Pyrex ® single metric scale graduated cylinder, calibrated to deliver,volume 2,000 mL,,,,, | CLS30242L |  | Aldrich | Pyrex ® 单公制刻度量筒，经“移取体积"校正 |  | ,,,, | Corning , Corning Cylinders , Corning Glass Graduated Cylinders , Labware , Manufacturer Browser , Pyrex Cylinders , Pyrex single metric scale graduated cylinder, calibrated to deliver , Volumetric , Volumetric Cylinders |  | 2,000 mL,Corning, 3024-2L,10.0 mL tol.,subdivision 20.0 mL | , |  |  | 2,000 mL,Corning, 3024-2L,10.0 mL tol.,subdivision 20.0 mL
Pyrex ® single metric scale graduated cylinder, calibrated to deliver,volume 4,000 mL,,,,, | CLS30244L |  | Aldrich | Pyrex ® 单公制刻度量筒，经“移取体积"校正 |  | ,,,, | Corning , Corning Cylinders , Corning Glass Graduated Cylinders , Labware , Manufacturer Browser , Pyrex Cylinders , Pyrex single metric scale graduated cylinder, calibrated to deliver , Volumetric , Volumetric Cylinders |  | 4,000 mL,Corning, 3024-4L,50.0 mL tol.,subdivision 50.0 mL | , |  |  | 4,000 mL,Corning, 3024-4L,50.0 mL tol.,subdivision 50.0 mL
Pyrex ® single metric scale graduated cylinder, calibrated to deliver,assortment pack,,,,, | CLS3024PACK |  | Aldrich | Pyrex ® 单公制刻度量筒，经“移取体积"校正 |  | ,,,, | Corning , Corning Cylinders , Corning Glass Graduated Cylinders , Labware , Manufacturer Browser , Pyrex Cylinders , Pyrex single metric scale graduated cylinder, calibrated to deliver , Volumetric , Volumetric Cylinders |  | Corning, 3024-PACK | , |  |  | Corning, 3024-PACK
,volume 100 mL,,,,, | CLS3012100 |  | Aldrich | Pyrex ® single metric scale graduated cylinder, with female joint |  | ,,,, | Corning , Corning Cylinders , Corning Glass Graduated Cylinders , Labware , Manufacturer Browser , Pyrex Cylinders , Pyrex single metric scale graduated cylinder, with female joint , Volumetric , Volumetric Cylinders |  | 100 mL,Joint ST/NS24/40,1.0 mL tol.,subdivision 1.0 mL,Corning, 3012-100 | , |  |  | 100 mL,Joint ST/NS24/40,1.0 mL tol.,subdivision 1.0 mL,Corning, 3012-100
,volume 10 mL,,,,, | CLS7002210 |  | Aldrich | Pyrex ® VISTA ™ graduated cylinder, to contain |  | ,,,, | Corning , Corning Cylinders , Corning Glass Graduated Cylinders , Labware , Manufacturer Browser , Pyrex Cylinders , Pyrex VISTA graduated cylinder, to contain , Volumetric , Volumetric Cylinders |  | 10 mL,Corning, 70022-10 | , |  |  | 10 mL,Corning, 70022-10
,volume 25 mL,,,,, | CLS7002225 |  | Aldrich | Pyrex ® VISTA ™ graduated cylinder, to contain |  | ,,,, | Corning , Corning Cylinders , Corning Glass Graduated Cylinders , Labware , Manufacturer Browser , Pyrex Cylinders , Pyrex VISTA graduated cylinder, to contain , Volumetric , Volumetric Cylinders |  | 25 mL,Corning, 70022-25 | , |  |  | 25 mL,Corning, 70022-25
,volume 50 mL,,,,, | CLS7002250 |  | Aldrich | Pyrex ® VISTA ™ graduated cylinder, to contain |  | ,,,, | Corning , Corning Cylinders , Corning Glass Graduated Cylinders , Labware , Manufacturer Browser , Pyrex Cylinders , Pyrex VISTA graduated cylinder, to contain , Volumetric , Volumetric Cylinders |  | 50 mL,Corning, 70022-50 | , |  |  | 50 mL,Corning, 70022-50
,volume 100 mL,,,,, | CLS70022100 |  | Aldrich | Pyrex ® VISTA ™ graduated cylinder, to contain |  | ,,,, | Corning , Corning Cylinders , Corning Glass Graduated Cylinders , Labware , Manufacturer Browser , Pyrex Cylinders , Pyrex VISTA graduated cylinder, to contain , Volumetric , Volumetric Cylinders |  | 100 mL,Corning, 70022-100 | , |  |  | 100 mL,Corning, 70022-100
,volume 250 mL,,,,, | CLS70022250 |  | Aldrich | Pyrex ® VISTA ™ graduated cylinder, to contain |  | ,,,, | Corning , Corning Cylinders , Corning Glass Graduated Cylinders , Labware , Manufacturer Browser , Pyrex Cylinders , Pyrex VISTA graduated cylinder, to contain , Volumetric , Volumetric Cylinders |  | 250 mL,Corning, 70022-250 | , |  |  | 250 mL,Corning, 70022-250
,volume 500 mL,,,,, | CLS70022500 |  | Aldrich | Pyrex ® VISTA ™ graduated cylinder, to contain |  | ,,,, | Corning , Corning Cylinders , Corning Glass Graduated Cylinders , Labware , Manufacturer Browser , Pyrex Cylinders , Pyrex VISTA graduated cylinder, to contain , Volumetric , Volumetric Cylinders |  | 500 mL,Corning, 70022-500 | , |  |  | 500 mL,Corning, 70022-500
,volume 10 mL,,,,, | CLS7007510 |  | Sigma | Pyrex ® VISTA ™ graduated cylinder, to contain, economy |  | ,,,, | Corning , Corning Cylinders , Corning Glass Graduated Cylinders , Labware , Manufacturer Browser , Pyrex Cylinders , Pyrex VISTA graduated cylinder, to contain, economy , Volumetric , Volumetric Cylinders |  | 10 mL,Corning, 70075-10 | , |  |  | 10 mL,Corning, 70075-10
,volume 25 mL,,,,, | CLS7007525 |  | Sigma | Pyrex ® VISTA ™ graduated cylinder, to contain, economy |  | ,,,, | Corning , Corning Cylinders , Corning Glass Graduated Cylinders , Labware , Manufacturer Browser , Pyrex Cylinders , Pyrex VISTA graduated cylinder, to contain, economy , Volumetric , Volumetric Cylinders |  | 25 mL,Corning, 70075-25 | , |  |  | 25 mL,Corning, 70075-25
,volume 50 mL,,,,, | CLS7007550 |  | Sigma | Pyrex ® VISTA ™ graduated cylinder, to contain, economy |  | ,,,, | Corning , Corning Cylinders , Corning Glass Graduated Cylinders , Labware , Manufacturer Browser , Pyrex Cylinders , Pyrex VISTA graduated cylinder, to contain, economy , Volumetric , Volumetric Cylinders |  | 50 mL,Corning, 70075-50 | , |  |  | 50 mL,Corning, 70075-50
,volume 100 mL,,,,, | CLS70075100 |  | Sigma | Pyrex ® VISTA ™ graduated cylinder, to contain, economy |  | ,,,, | Corning , Corning Cylinders , Corning Glass Graduated Cylinders , Labware , Manufacturer Browser , Pyrex Cylinders , Pyrex VISTA graduated cylinder, to contain, economy , Volumetric , Volumetric Cylinders |  | 100 mL,Corning, 70075-100 | , |  |  | 100 mL,Corning, 70075-100
,volume 10 mL,,,,, | CLS7002410 |  | Aldrich | Pyrex ® VISTA ™ graduated cylinder, to deliver |  | ,,,, | Corning , Corning Cylinders , Corning Glass Graduated Cylinders , Labware , Manufacturer Browser , Pyrex Cylinders , Pyrex VISTA graduated cylinder, to deliver , Volumetric , Volumetric Cylinders |  | 10 mL,Corning, 70024-10 | , |  |  | 10 mL,Corning, 70024-10
,volume 25 mL,,,,, | CLS7002425 |  | Aldrich | Pyrex ® VISTA ™ graduated cylinder, to deliver |  | ,,,, | Corning , Corning Cylinders , Corning Glass Graduated Cylinders , Labware , Manufacturer Browser , Pyrex Cylinders , Pyrex VISTA graduated cylinder, to deliver , Volumetric , Volumetric Cylinders |  | 25 mL,Corning, 70024-25 | , |  |  | 25 mL,Corning, 70024-25
,volume 50 mL,,,,, | CLS7002450 |  | Aldrich | Pyrex ® VISTA ™ graduated cylinder, to deliver |  | ,,,, | Corning , Corning Cylinders , Corning Glass Graduated Cylinders , Labware , Manufacturer Browser , Pyrex Cylinders , Pyrex VISTA graduated cylinder, to deliver , Volumetric , Volumetric Cylinders |  | 50 mL,Corning, 70024-50 | , |  |  | 50 mL,Corning, 70024-50
,volume 100 mL,,,,, | CLS70024100 |  | Aldrich | Pyrex ® VISTA ™ graduated cylinder, to deliver |  | ,,,, | Corning , Corning Cylinders , Corning Glass Graduated Cylinders , Labware , Manufacturer Browser , Pyrex Cylinders , Pyrex VISTA graduated cylinder, to deliver , Volumetric , Volumetric Cylinders |  | 100 mL,Corning, 70024-100 | , |  |  | 100 mL,Corning, 70024-100
,volume 250 mL,,,,, | CLS70024250 |  | Aldrich | Pyrex ® VISTA ™ graduated cylinder, to deliver |  | ,,,, | Corning , Corning Cylinders , Corning Glass Graduated Cylinders , Labware , Manufacturer Browser , Pyrex Cylinders , Pyrex VISTA graduated cylinder, to deliver , Volumetric , Volumetric Cylinders |  | 250 mL,Corning, 70024-250 | , |  |  | 250 mL,Corning, 70024-250
,volume 500 mL,,,,, | CLS70024500 |  | Aldrich | Pyrex ® VISTA ™ graduated cylinder, to deliver |  | ,,,, | Corning , Corning Cylinders , Corning Glass Graduated Cylinders , Labware , Manufacturer Browser , Pyrex Cylinders , Pyrex VISTA graduated cylinder, to deliver , Volumetric , Volumetric Cylinders |  | 500 mL,Corning, 70024-500 | , |  |  | 500 mL,Corning, 70024-500
,1000 mL volume,,,,, | Z370762 |  | Sigma | Scienceware ® Holdfast ™ graduated cylinders with handle |  | ,,,, | Bel-Art , Bel-Art Cylinders , Labware , Manufacturer Browser , Scienceware Volumetric Cylinders , Volumetric , Volumetric Cylinders |  | Bel-Art,polypropylene,1000 mL volume | , |  |  | Bel-Art,polypropylene,1000 mL volume
,2000 mL volume,,,,, | Z370770 |  | Sigma | Scienceware ® Holdfast ™ graduated cylinders with handle |  | ,,,, | Bel-Art , Bel-Art Cylinders , Labware , Manufacturer Browser , Scienceware Volumetric Cylinders , Volumetric , Volumetric Cylinders |  | Bel-Art,polypropylene,2000 mL volume | , |  |  | Bel-Art,polypropylene,2000 mL volume
,5 mL volume, accuracy: 0.04 mL,,,,, | Z326704 |  | Sigma | BRAND ® BLAUBRAND ® ETERNA volumetric flask |  | ,,,, | BRAND , BRAND Volumetric , BRAND Volumetric flasks , Brand Volumetric Flasks , Class A, glass , Labware , Manufacturer Browser , Volumetric , Volumetric Flasks |  | wide neck,Joint ST/NS10/19,5 mL volume, accuracy: 0.04 mL,calibrated to contain (TC, EX) | , |  |  | wide neck,Joint ST/NS10/19,5 mL volume, accuracy: 0.04 mL,calibrated to contain (TC, EX)
,10 mL volume, accuracy: 0.04 mL,,,,, | Z326720 |  | Sigma | BRAND ® BLAUBRAND ® ETERNA volumetric flask |  | ,,,, | BRAND , BRAND Volumetric , BRAND Volumetric flasks , Brand Volumetric Flasks , Class A, glass , Labware , Manufacturer Browser , Volumetric , Volumetric Flasks |  | wide neck,Joint ST/NS10/19,10 mL volume, accuracy: 0.04 mL,calibrated to contain (TC, EX) | , |  |  | wide neck,Joint ST/NS10/19,10 mL volume, accuracy: 0.04 mL,calibrated to contain (TC, EX)
,20 mL volume, accuracy: 0.04 mL,,,,, | Z326739 |  | Sigma | BRAND ® BLAUBRAND ® ETERNA volumetric flask |  | ,,,, | BRAND , BRAND Volumetric , BRAND Volumetric flasks , Brand Volumetric Flasks , Class A, glass , Labware , Manufacturer Browser , Volumetric , Volumetric Flasks |  | wide neck: No,Joint ST/NS10/19,20 mL volume, accuracy: 0.04 mL,calibrated to contain (TC, EX) | , |  |  | wide neck: No,Joint ST/NS10/19,20 mL volume, accuracy: 0.04 mL,calibrated to contain (TC, EX)
,25 mL volume, accuracy: 0.06 mL,,,,, | Z326712 |  | Sigma | BRAND ® BLAUBRAND ® ETERNA volumetric flask |  | ,,,, | BRAND , BRAND Volumetric , BRAND Volumetric flasks , Brand Volumetric Flasks , Class A, glass , Labware , Manufacturer Browser , Volumetric , Volumetric Flasks |  | wide neck,Joint ST/NS12/21,25 mL volume, accuracy: 0.06 mL,calibrated to contain (TC, EX) | , |  |  | wide neck,Joint ST/NS12/21,25 mL volume, accuracy: 0.06 mL,calibrated to contain (TC, EX)
,50 mL volume, accuracy: 0.06 mL,,,,, | Z326747 |  | Sigma | BRAND ® BLAUBRAND ® ETERNA volumetric flask |  | ,,,, | BRAND , BRAND Volumetric , BRAND Volumetric flasks , Brand Volumetric Flasks , Class A, glass , Labware , Manufacturer Browser , Volumetric , Volumetric Flasks |  | wide neck: No,Joint ST/NS12/21,50 mL volume, accuracy: 0.06 mL,calibrated to contain (TC, EX) | , |  |  | wide neck: No,Joint ST/NS12/21,50 mL volume, accuracy: 0.06 mL,calibrated to contain (TC, EX)
,50 mL volume, accuracy: 0.08 mL,,,,, | Z326755 |  | Sigma | BRAND ® BLAUBRAND ® ETERNA volumetric flask |  | ,,,, | BRAND , BRAND Volumetric , BRAND Volumetric flasks , Brand Volumetric Flasks , Class A, glass , Labware , Manufacturer Browser , Volumetric , Volumetric Flasks |  | wide neck,Joint ST/NS14/23,50 mL volume, accuracy: 0.08 mL,calibrated to contain (TC, EX) | , |  |  | wide neck,Joint ST/NS14/23,50 mL volume, accuracy: 0.08 mL,calibrated to contain (TC, EX)
,100 mL volume, accuracy: 0.1 mL,,,,, | Z326763 |  | Sigma | BRAND ® BLAUBRAND ® ETERNA volumetric flask |  | ,,,, | BRAND , BRAND Volumetric , BRAND Volumetric flasks , Brand Volumetric Flasks , Class A, glass , Labware , Manufacturer Browser , Volumetric , Volumetric Flasks |  | wide neck: No,Joint ST/NS14/23,100 mL volume, accuracy: 0.1 mL,calibrated to contain (TC, EX) | , |  |  | wide neck: No,Joint ST/NS14/23,100 mL volume, accuracy: 0.1 mL,calibrated to contain (TC, EX)
,200 mL volume, accuracy: 0.15 mL,,,,, | Z326771 |  | Sigma | BRAND ® BLAUBRAND ® ETERNA volumetric flask |  | ,,,, | BRAND , BRAND Volumetric , BRAND Volumetric flasks , Brand Volumetric Flasks , Class A, glass , Labware , Manufacturer Browser , Volumetric , Volumetric Flasks |  | wide neck: No,Joint ST/NS14/23,200 mL volume, accuracy: 0.15 mL,calibrated to contain (TC, EX) | , |  |  | wide neck: No,Joint ST/NS14/23,200 mL volume, accuracy: 0.15 mL,calibrated to contain (TC, EX)
,250 mL volume, accuracy: 0.15 mL,,,,, | Z326798 |  | Sigma | BRAND ® BLAUBRAND ® ETERNA volumetric flask |  | ,,,, | BRAND , BRAND Volumetric , BRAND Volumetric flasks , Brand Volumetric Flasks , Class A, glass , Labware , Manufacturer Browser , Volumetric , Volumetric Flasks |  | wide neck: No,Joint ST/NS14/23,250 mL volume, accuracy: 0.15 mL,calibrated to contain (TC, EX) | , |  |  | wide neck: No,Joint ST/NS14/23,250 mL volume, accuracy: 0.15 mL,calibrated to contain (TC, EX)
,500 mL volume, accuracy: 0.25 mL,,,,, | Z326801 |  | Sigma | BRAND ® BLAUBRAND ® ETERNA volumetric flask |  | ,,,, | BRAND , BRAND Volumetric , BRAND Volumetric flasks , Brand Volumetric Flasks , Class A, glass , Labware , Manufacturer Browser , Volumetric , Volumetric Flasks |  | wide neck: No,Joint ST/NS19/26,500 mL volume, accuracy: 0.25 mL,calibrated to contain (TC, EX) | , |  |  | wide neck: No,Joint ST/NS19/26,500 mL volume, accuracy: 0.25 mL,calibrated to contain (TC, EX)
,1,000 mL volume, accuracy: 0.4 mL,,,,, | Z326828 |  | Sigma | BRAND ® BLAUBRAND ® ETERNA volumetric flask |  | ,,,, | BRAND , BRAND Volumetric , BRAND Volumetric flasks , Brand Volumetric Flasks , Class A, glass , Labware , Manufacturer Browser , Volumetric , Volumetric Flasks |  | wide neck: No,Joint ST/NS24/29,1,000 mL volume, accuracy: 0.4 mL,calibrated to contain (TC, EX) | , |  |  | wide neck: No,Joint ST/NS24/29,1,000 mL volume, accuracy: 0.4 mL,calibrated to contain (TC, EX)
,2,000 mL volume, accuracy: 0.6 mL,,,,, | Z326836 |  | Sigma | BRAND ® BLAUBRAND ® ETERNA volumetric flask |  | ,,,, | BRAND , BRAND Volumetric , BRAND Volumetric flasks , Brand Volumetric Flasks , Class A, glass , Labware , Manufacturer Browser , Volumetric , Volumetric Flasks |  | wide neck: No,Joint ST/NS29/32,2,000 mL volume, accuracy: 0.6 mL,calibrated to contain (TC, EX) | , |  |  | wide neck: No,Joint ST/NS29/32,2,000 mL volume, accuracy: 0.6 mL,calibrated to contain (TC, EX)
,10 mL volume, accuracy: 0.04 mL,,,,, | Z326178 |  | Sigma | BRAND ® BLAUBRAND ® volumetric flask |  | ,,,, | BRAND , BRAND Volumetric , BRAND Volumetric flasks , Brand Volumetric Flasks , Class A, glass , Labware , Manufacturer Browser , Volumetric , Volumetric Flasks |  | wide neck,10 mL volume, accuracy: 0.04 mL,cap: No | , |  |  | wide neck,10 mL volume, accuracy: 0.04 mL,cap: No
,20 mL volume, accuracy: 0.04 mL,,,,, | Z326186 |  | Sigma | BRAND ® BLAUBRAND ® volumetric flask |  | ,,,, | BRAND , BRAND Volumetric , BRAND Volumetric flasks , Brand Volumetric Flasks , Class A, glass , Labware , Manufacturer Browser , Volumetric , Volumetric Flasks |  | wide neck: No,20 mL volume, accuracy: 0.04 mL,cap: No | , |  |  | wide neck: No,20 mL volume, accuracy: 0.04 mL,cap: No
,25 mL volume, accuracy: 0.04 mL,,,,, | Z326194 |  | Sigma | BRAND ® BLAUBRAND ® volumetric flask |  | ,,,, | BRAND , BRAND Volumetric , BRAND Volumetric flasks , Brand Volumetric Flasks , Class A, glass , Labware , Manufacturer Browser , Volumetric , Volumetric Flasks |  | wide neck: No,25 mL volume, accuracy: 0.04 mL,cap: No | , |  |  | wide neck: No,25 mL volume, accuracy: 0.04 mL,cap: No
,50 mL volume, accuracy: 0.06 mL,,,,, | Z326208 |  | Sigma | BRAND ® BLAUBRAND ® volumetric flask |  | ,,,, | BRAND , BRAND Volumetric , BRAND Volumetric flasks , Brand Volumetric Flasks , Class A, glass , Labware , Manufacturer Browser , Volumetric , Volumetric Flasks |  | wide neck: No,50 mL volume, accuracy: 0.06 mL,cap: No | , |  |  | wide neck: No,50 mL volume, accuracy: 0.06 mL,cap: No
,100 mL volume, accuracy: 0.1 mL,,,,, | Z326216 |  | Sigma | BRAND ® BLAUBRAND ® volumetric flask |  | ,,,, | BRAND , BRAND Volumetric , BRAND Volumetric flasks , Brand Volumetric Flasks , Class A, glass , Labware , Manufacturer Browser , Volumetric , Volumetric Flasks |  | wide neck: No,100 mL volume, accuracy: 0.1 mL,cap: No | , |  |  | wide neck: No,100 mL volume, accuracy: 0.1 mL,cap: No
,200 mL volume, accuracy: 0.15 mL,,,,, | Z326224 |  | Sigma | BRAND ® BLAUBRAND ® volumetric flask |  | ,,,, | BRAND , BRAND Volumetric , BRAND Volumetric flasks , Brand Volumetric Flasks , Class A, glass , Labware , Manufacturer Browser , Volumetric , Volumetric Flasks |  | wide neck: No,200 mL volume, accuracy: 0.15 mL,cap: No | , |  |  | wide neck: No,200 mL volume, accuracy: 0.15 mL,cap: No
,250 mL volume, accuracy: 0.15 mL,,,,, | Z326232 |  | Sigma | BRAND ® BLAUBRAND ® volumetric flask |  | ,,,, | BRAND , BRAND Volumetric , BRAND Volumetric flasks , Brand Volumetric Flasks , Class A, glass , Labware , Manufacturer Browser , Volumetric , Volumetric Flasks |  | wide neck: No,250 mL volume, accuracy: 0.15 mL,cap: No | , |  |  | wide neck: No,250 mL volume, accuracy: 0.15 mL,cap: No
,500 mL volume, accuracy: 0.25 mL,,,,, | Z326240 |  | Sigma | BRAND ® BLAUBRAND ® volumetric flask |  | ,,,, | BRAND , BRAND Volumetric , BRAND Volumetric flasks , Brand Volumetric Flasks , Class A, glass , Labware , Manufacturer Browser , Volumetric , Volumetric Flasks |  | wide neck: No,500 mL volume, accuracy: 0.25 mL,cap: No | , |  |  | wide neck: No,500 mL volume, accuracy: 0.25 mL,cap: No
,1,000 mL volume, accuracy: 0.4 mL,,,,, | Z326259 |  | Sigma | BRAND ® BLAUBRAND ® volumetric flask |  | ,,,, | BRAND , BRAND Volumetric , BRAND Volumetric flasks , Brand Volumetric Flasks , Class A, glass , Labware , Manufacturer Browser , Volumetric , Volumetric Flasks |  | wide neck: No,1,000 mL volume, accuracy: 0.4 mL,cap: No | , |  |  | wide neck: No,1,000 mL volume, accuracy: 0.4 mL,cap: No
,5 mL volume, accuracy: 0.08 mL,,,,, | Z326992 |  | Sigma | BRAND ® BLAUBRAND ® volumetric flask, glass stopper, amber glass |  | ,,,, | BRAND , BRAND Volumetric , BRAND Volumetric flasks , Brand Volumetric Flasks , Class A, glass , Labware , Manufacturer Browser , Volumetric , Volumetric Flasks |  | Joint ST/NS10/19,5 mL volume, accuracy: 0.08 mL,wide neck | , |  |  | Joint ST/NS10/19,5 mL volume, accuracy: 0.08 mL,wide neck
,10 mL volume, accuracy: 0.04 mL,,,,, | Z327018 |  | Sigma | BRAND ® BLAUBRAND ® volumetric flask, glass stopper, amber glass |  | ,,,, | BRAND , BRAND Volumetric , BRAND Volumetric flasks , Brand Volumetric Flasks , Class A, glass , Labware , Manufacturer Browser , Volumetric , Volumetric Flasks |  | Joint ST/NS10/19,10 mL volume, accuracy: 0.04 mL,wide neck | , |  |  | Joint ST/NS10/19,10 mL volume, accuracy: 0.04 mL,wide neck
,20 mL volume, accuracy: 0.04 mL,,,,, | Z327026 |  | Sigma | BRAND ® BLAUBRAND ® volumetric flask, glass stopper, amber glass |  | ,,,, | BRAND , BRAND Volumetric , BRAND Volumetric flasks , Brand Volumetric Flasks , Class A, glass , Labware , Manufacturer Browser , Volumetric , Volumetric Flasks |  | Joint ST/NS10/19,20 mL volume, accuracy: 0.04 mL,wide neck: No | , |  |  | Joint ST/NS10/19,20 mL volume, accuracy: 0.04 mL,wide neck: No
,25 mL volume, accuracy: 0.04 mL,,,,, | Z327034 |  | Sigma | BRAND ® BLAUBRAND ® volumetric flask, glass stopper, amber glass |  | ,,,, | BRAND , BRAND Volumetric , BRAND Volumetric flasks , Brand Volumetric Flasks , Class A, glass , Labware , Manufacturer Browser , Volumetric , Volumetric Flasks |  | Joint ST/NS10/19,25 mL volume, accuracy: 0.04 mL,wide neck: No | , |  |  | Joint ST/NS10/19,25 mL volume, accuracy: 0.04 mL,wide neck: No
,50 mL volume, accuracy: 0.06 mL,,,,, | Z327050 |  | Sigma | BRAND ® BLAUBRAND ® volumetric flask, glass stopper, amber glass |  | ,,,, | BRAND , BRAND Volumetric , BRAND Volumetric flasks , Brand Volumetric Flasks , Class A, glass , Labware , Manufacturer Browser , Volumetric , Volumetric Flasks |  | Joint ST/NS14/23,50 mL volume, accuracy: 0.06 mL,wide neck | , |  |  | Joint ST/NS14/23,50 mL volume, accuracy: 0.06 mL,wide neck
,100 mL volume, accuracy: 0.1 mL,,,,, | Z327069 |  | Sigma | BRAND ® BLAUBRAND ® volumetric flask, glass stopper, amber glass |  | ,,,, | BRAND , BRAND Volumetric , BRAND Volumetric flasks , Brand Volumetric Flasks , Class A, glass , Labware , Manufacturer Browser , Volumetric , Volumetric Flasks |  | Joint ST/NS14/23,100 mL volume, accuracy: 0.1 mL,wide neck: No | , |  |  | Joint ST/NS14/23,100 mL volume, accuracy: 0.1 mL,wide neck: No
,200 mL volume, accuracy: 0.15 mL,,,,, | Z327077 |  | Sigma | BRAND ® BLAUBRAND ® volumetric flask, glass stopper, amber glass |  | ,,,, | BRAND , BRAND Volumetric , BRAND Volumetric flasks , Brand Volumetric Flasks , Class A, glass , Labware , Manufacturer Browser , Volumetric , Volumetric Flasks |  | Joint ST/NS14/23,200 mL volume, accuracy: 0.15 mL,wide neck: No | , |  |  | Joint ST/NS14/23,200 mL volume, accuracy: 0.15 mL,wide neck: No
,250 mL volume, accuracy: 0.15 mL,,,,, | Z327085 |  | Sigma | BRAND ® BLAUBRAND ® volumetric flask, glass stopper, amber glass |  | ,,,, | BRAND , BRAND Volumetric , BRAND Volumetric flasks , Brand Volumetric Flasks , Class A, glass , Labware , Manufacturer Browser , Volumetric , Volumetric Flasks |  | Joint ST/NS14/23,250 mL volume, accuracy: 0.15 mL,wide neck: No | , |  |  | Joint ST/NS14/23,250 mL volume, accuracy: 0.15 mL,wide neck: No
,500 mL volume, accuracy: 0.25 mL,,,,, | Z327093 |  | Sigma | BRAND ® BLAUBRAND ® volumetric flask, glass stopper, amber glass |  | ,,,, | BRAND , BRAND Volumetric , BRAND Volumetric flasks , Brand Volumetric Flasks , Class A, glass , Labware , Manufacturer Browser , Volumetric , Volumetric Flasks |  | Joint ST/NS19/26,500 mL volume, accuracy: 0.25 mL,wide neck: No | , |  |  | Joint ST/NS19/26,500 mL volume, accuracy: 0.25 mL,wide neck: No
,1000 mL volume, accuracy: 0.4 mL,,,,, | Z327107 |  | Sigma | BRAND ® BLAUBRAND ® volumetric flask, glass stopper, amber glass |  | ,,,, | BRAND , BRAND Volumetric , BRAND Volumetric flasks , Brand Volumetric Flasks , Class A, glass , Labware , Manufacturer Browser , Volumetric , Volumetric Flasks |  | Joint ST/NS24/29,1000 mL volume, accuracy: 0.4 mL,wide neck: No | , |  |  | Joint ST/NS24/29,1000 mL volume, accuracy: 0.4 mL,wide neck: No
,5 mL volume, accuracy: 0.04 mL, Joint: ST/NS 10/19,,,,, | Z326844 |  | Sigma | BRAND ® BLAUBRAND ® volumetric flask, glass stopper, clear glass |  | ,,,, | BRAND , BRAND Volumetric , BRAND Volumetric flasks , Brand Volumetric Flasks , Class A, glass , Labware , Manufacturer Browser , Volumetric , Volumetric Flasks |  | Joint: ST/NS10/19,5 mL volume, accuracy: 0.04 mL,wide neck | , |  |  | Joint: ST/NS10/19,5 mL volume, accuracy: 0.04 mL,wide neck
,10 mL volume, accuracy: 0.04 mL, Joint: ST/NS 10/19,,,,, | Z326852 |  | Sigma | BRAND ® BLAUBRAND ® volumetric flask, glass stopper, clear glass |  | ,,,, | BRAND , BRAND Volumetric , BRAND Volumetric flasks , Brand Volumetric Flasks , Class A, glass , Labware , Manufacturer Browser , Volumetric , Volumetric Flasks |  | Joint: ST/NS10/19,10 mL volume, accuracy: 0.04 mL,wide neck | , |  |  | Joint: ST/NS10/19,10 mL volume, accuracy: 0.04 mL,wide neck
,20 mL volume, accuracy: 0.04 mL, Joint: ST/NS 10/19,,,,, | Z326860 |  | Sigma | BRAND ® BLAUBRAND ® volumetric flask, glass stopper, clear glass |  | ,,,, | BRAND , BRAND Volumetric , BRAND Volumetric flasks , Brand Volumetric Flasks , Class A, glass , Labware , Manufacturer Browser , Volumetric , Volumetric Flasks |  | Joint: ST/NS10/19,20 mL volume, accuracy: 0.04 mL,wide neck: No | , |  |  | Joint: ST/NS10/19,20 mL volume, accuracy: 0.04 mL,wide neck: No
,25 mL volume, accuracy: 0.04 mL, Joint: ST/NS 10/19,,,,, | Z326879 |  | Sigma | BRAND ® BLAUBRAND ® volumetric flask, glass stopper, clear glass |  | ,,,, | BRAND , BRAND Volumetric , BRAND Volumetric flasks , Brand Volumetric Flasks , Class A, glass , Labware , Manufacturer Browser , Volumetric , Volumetric Flasks |  | Joint: ST/NS10/19,25 mL volume, accuracy: 0.04 mL,wide neck: No | , |  |  | Joint: ST/NS10/19,25 mL volume, accuracy: 0.04 mL,wide neck: No
,25 mL volume, accuracy: 0.06 mL, Joint: ST/NS 12/21,,,,, | Z627429 |  | Sigma | BRAND ® BLAUBRAND ® volumetric flask, glass stopper, clear glass |  | ,,,, | BRAND , BRAND Volumetric , BRAND Volumetric flasks , Brand Volumetric Flasks , Class A, glass , Labware , Manufacturer Browser , Volumetric , Volumetric Flasks |  | Joint: ST/NS12/21,25 mL volume, accuracy: 0.06 mL,wide neck | , |  |  | Joint: ST/NS12/21,25 mL volume, accuracy: 0.06 mL,wide neck
,50 mL volume, accuracy: 0.06 mL, Joint: ST/NS 12/21,,,,, | Z326887 |  | Sigma | BRAND ® BLAUBRAND ® volumetric flask, glass stopper, clear glass |  | ,,,, | BRAND , BRAND Volumetric , BRAND Volumetric flasks , Brand Volumetric Flasks , Class A, glass , Labware , Manufacturer Browser , Volumetric , Volumetric Flasks |  | Joint: ST/NS12/21,50 mL volume, accuracy: 0.06 mL,wide neck: No | , |  |  | Joint: ST/NS12/21,50 mL volume, accuracy: 0.06 mL,wide neck: No
,50 mL volume, accuracy: 0.10 mL, Joint: ST/NS 14/23,,,,, | Z326895 |  | Sigma | BRAND ® BLAUBRAND ® volumetric flask, glass stopper, clear glass |  | ,,,, | BRAND , BRAND Volumetric , BRAND Volumetric flasks , Brand Volumetric Flasks , Class A, glass , Labware , Manufacturer Browser , Volumetric , Volumetric Flasks |  | Joint: ST/NS14/23,50 mL volume, accuracy: 0.10 mL,wide neck | , |  |  | Joint: ST/NS14/23,50 mL volume, accuracy: 0.10 mL,wide neck
,100 mL volume, accuracy: 0.08 mL, Joint: ST/NS 12/21,,,,, | Z326909 |  | Sigma | BRAND ® BLAUBRAND ® volumetric flask, glass stopper, clear glass |  | ,,,, | BRAND , BRAND Volumetric , BRAND Volumetric flasks , Brand Volumetric Flasks , Class A, glass , Labware , Manufacturer Browser , Volumetric , Volumetric Flasks |  | Joint: ST/NS12/21,100 mL volume, accuracy: 0.08 mL,wide neck: No | , |  |  | Joint: ST/NS12/21,100 mL volume, accuracy: 0.08 mL,wide neck: No
,100 mL volume, accuracy: 0.08 mL, Joint: ST/NS 14/23,,,,, | Z326917 |  | Sigma | BRAND ® BLAUBRAND ® volumetric flask, glass stopper, clear glass |  | ,,,, | BRAND , BRAND Volumetric , BRAND Volumetric flasks , Brand Volumetric Flasks , Class A, glass , Labware , Manufacturer Browser , Volumetric , Volumetric Flasks |  | Joint: ST/NS14/23,100 mL volume, accuracy: 0.08 mL,wide neck: No | , |  |  | Joint: ST/NS14/23,100 mL volume, accuracy: 0.08 mL,wide neck: No
,200 mL volume, accuracy: 0.15 mL, Joint: ST/NS 14/23,,,,, | Z326925 |  | Sigma | BRAND ® BLAUBRAND ® volumetric flask, glass stopper, clear glass |  | ,,,, | BRAND , BRAND Volumetric , BRAND Volumetric flasks , Brand Volumetric Flasks , Class A, glass , Labware , Manufacturer Browser , Volumetric , Volumetric Flasks |  | Joint: ST/NS14/23,200 mL volume, accuracy: 0.15 mL,wide neck: No | , |  |  | Joint: ST/NS14/23,200 mL volume, accuracy: 0.15 mL,wide neck: No
,250 mL volume, accuracy: 0.15 mL, Joint: ST/NS 14/23,,,,, | Z326933 |  | Sigma | BRAND ® BLAUBRAND ® volumetric flask, glass stopper, clear glass |  | ,,,, | BRAND , BRAND Volumetric , BRAND Volumetric flasks , Brand Volumetric Flasks , Class A, glass , Labware , Manufacturer Browser , Volumetric , Volumetric Flasks |  | Joint: ST/NS14/23,250 mL volume, accuracy: 0.15 mL,wide neck: No | , |  |  | Joint: ST/NS14/23,250 mL volume, accuracy: 0.15 mL,wide neck: No
,500 mL volume, accuracy: 0.25 mL, Joint: ST/NS 19/26,,,,, | Z326941 |  | Sigma | BRAND ® BLAUBRAND ® volumetric flask, glass stopper, clear glass |  | ,,,, | BRAND , BRAND Volumetric , BRAND Volumetric flasks , Brand Volumetric Flasks , Class A, glass , Labware , Manufacturer Browser , Volumetric , Volumetric Flasks |  | Joint: ST/NS19/26,500 mL volume, accuracy: 0.25 mL,wide neck: No | , |  |  | Joint: ST/NS19/26,500 mL volume, accuracy: 0.25 mL,wide neck: No
,1,000 mL volume, accuracy: 0.4 mL, Joint: ST/NS 24/29,,,,, | Z326968 |  | Sigma | BRAND ® BLAUBRAND ® volumetric flask, glass stopper, clear glass |  | ,,,, | BRAND , BRAND Volumetric , BRAND Volumetric flasks , Brand Volumetric Flasks , Class A, glass , Labware , Manufacturer Browser , Volumetric , Volumetric Flasks |  | Joint: ST/NS24/29,1,000 mL volume, accuracy: 0.4 mL,wide neck: No | , |  |  | Joint: ST/NS24/29,1,000 mL volume, accuracy: 0.4 mL,wide neck: No
,2,000 mL volume, accuracy: 0.6 mL, Joint: ST/NS 29/32,,,,, | Z326976 |  | Sigma | BRAND ® BLAUBRAND ® volumetric flask, glass stopper, clear glass |  | ,,,, | BRAND , BRAND Volumetric , BRAND Volumetric flasks , Brand Volumetric Flasks , Class A, glass , Labware , Manufacturer Browser , Volumetric , Volumetric Flasks |  | Joint: ST/NS29/32,2,000 mL volume, accuracy: 0.6 mL,wide neck: No | , |  |  | Joint: ST/NS29/32,2,000 mL volume, accuracy: 0.6 mL,wide neck: No
,5,000 mL volume, accuracy: 1.2 mL, Joint: ST/NS 34/35,,,,, | Z326984 |  | Sigma | BRAND ® BLAUBRAND ® volumetric flask, glass stopper, clear glass |  | ,,,, | BRAND , BRAND Volumetric , BRAND Volumetric flasks , Brand Volumetric Flasks , Class A, glass , Labware , Manufacturer Browser , Volumetric , Volumetric Flasks |  | Joint: ST/NS34/35,5,000 mL volume, accuracy: 1.2 mL,wide neck: No | , |  |  | Joint: ST/NS34/35,5,000 mL volume, accuracy: 1.2 mL,wide neck: No
,5 mL volume, accuracy: 0.04 mL,,,,, | Z326380 |  | Sigma | BRAND ® BLAUBRAND ® volumetric flask, PP stopper, amber glass |  | ,,,, | BRAND , BRAND Volumetric , BRAND Volumetric flasks , Brand Volumetric Flasks , Class A, glass , Labware , Manufacturer Browser , Volumetric , Volumetric Flasks |  | wide neck,Joint ST/NS10/19,5 mL volume, accuracy: 0.04 mL,calibrated to contain (TC, IN) | , |  |  | wide neck,Joint ST/NS10/19,5 mL volume, accuracy: 0.04 mL,calibrated to contain (TC, IN)
,10 mL volume, accuracy: 0.04 mL,,,,, | Z326399 |  | Sigma | BRAND ® BLAUBRAND ® volumetric flask, PP stopper, amber glass |  | ,,,, | BRAND , BRAND Volumetric , BRAND Volumetric flasks , Brand Volumetric Flasks , Class A, glass , Labware , Manufacturer Browser , Volumetric , Volumetric Flasks |  | wide neck,Joint ST/NS10/19,10 mL volume, accuracy: 0.04 mL,calibrated to contain (TC, IN) | , |  |  | wide neck,Joint ST/NS10/19,10 mL volume, accuracy: 0.04 mL,calibrated to contain (TC, IN)
,20 mL volume, accuracy: 0.04 mL,,,,, | Z326402 |  | Sigma | BRAND ® BLAUBRAND ® volumetric flask, PP stopper, amber glass |  | ,,,, | BRAND , BRAND Volumetric , BRAND Volumetric flasks , Brand Volumetric Flasks , Class A, glass , Labware , Manufacturer Browser , Volumetric , Volumetric Flasks |  | wide neck: No,Joint ST/NS10/19,20 mL volume, accuracy: 0.04 mL,calibrated to contain (TC, IN) | , |  |  | wide neck: No,Joint ST/NS10/19,20 mL volume, accuracy: 0.04 mL,calibrated to contain (TC, IN)
,25 mL volume, accuracy: 0.04 mL,,,,, | Z326410 |  | Sigma | BRAND ® BLAUBRAND ® volumetric flask, PP stopper, amber glass |  | ,,,, | BRAND , BRAND Volumetric , BRAND Volumetric flasks , Brand Volumetric Flasks , Class A, glass , Labware , Manufacturer Browser , Volumetric , Volumetric Flasks |  | wide neck: No,Joint ST/NS10/19,25 mL volume, accuracy: 0.04 mL,calibrated to contain (TC, IN) | , |  |  | wide neck: No,Joint ST/NS10/19,25 mL volume, accuracy: 0.04 mL,calibrated to contain (TC, IN)
,50 mL volume, accuracy: 0.06 mL,,,,, | Z326429 |  | Sigma | BRAND ® BLAUBRAND ® volumetric flask, PP stopper, amber glass |  | ,,,, | BRAND , BRAND Volumetric , BRAND Volumetric flasks , Brand Volumetric Flasks , Class A, glass , Labware , Manufacturer Browser , Volumetric , Volumetric Flasks |  | wide neck: No,Joint ST/NS12/21,50 mL volume, accuracy: 0.06 mL,calibrated to contain (TC, IN) | , |  |  | wide neck: No,Joint ST/NS12/21,50 mL volume, accuracy: 0.06 mL,calibrated to contain (TC, IN)
,50 mL volume, accuracy: 0.08 mL,,,,, | Z326437 |  | Sigma | BRAND ® BLAUBRAND ® volumetric flask, PP stopper, amber glass |  | ,,,, | BRAND , BRAND Volumetric , BRAND Volumetric flasks , Brand Volumetric Flasks , Class A, glass , Labware , Manufacturer Browser , Volumetric , Volumetric Flasks |  | wide neck,Joint ST/NS14/23,50 mL volume, accuracy: 0.08 mL,calibrated to contain (TC, IN) | , |  |  | wide neck,Joint ST/NS14/23,50 mL volume, accuracy: 0.08 mL,calibrated to contain (TC, IN)
,100 mL volume, accuracy: 0.1 mL,,,,, | Z326445 |  | Sigma | BRAND ® BLAUBRAND ® volumetric flask, PP stopper, amber glass |  | ,,,, | BRAND , BRAND Volumetric , BRAND Volumetric flasks , Brand Volumetric Flasks , Class A, glass , Labware , Manufacturer Browser , Volumetric , Volumetric Flasks |  | wide neck: No,Joint ST/NS14/23,100 mL volume, accuracy: 0.1 mL,calibrated to contain (TC, IN) | , |  |  | wide neck: No,Joint ST/NS14/23,100 mL volume, accuracy: 0.1 mL,calibrated to contain (TC, IN)
,200 mL volume, accuracy: 0.15 mL,,,,, | Z326453 |  | Sigma | BRAND ® BLAUBRAND ® volumetric flask, PP stopper, amber glass |  | ,,,, | BRAND , BRAND Volumetric , BRAND Volumetric flasks , Brand Volumetric Flasks , Class A, glass , Labware , Manufacturer Browser , Volumetric , Volumetric Flasks |  | wide neck: No,Joint ST/NS14/23,200 mL volume, accuracy: 0.15 mL,calibrated to contain (TC, IN) | , |  |  | wide neck: No,Joint ST/NS14/23,200 mL volume, accuracy: 0.15 mL,calibrated to contain (TC, IN)
,250 mL volume, accuracy: 0.15 mL,,,,, | Z326461 |  | Sigma | BRAND ® BLAUBRAND ® volumetric flask, PP stopper, amber glass |  | ,,,, | BRAND , BRAND Volumetric , BRAND Volumetric flasks , Brand Volumetric Flasks , Class A, glass , Labware , Manufacturer Browser , Volumetric , Volumetric Flasks |  | wide neck: No,Joint ST/NS14/23,250 mL volume, accuracy: 0.15 mL,calibrated to contain (TC, IN) | , |  |  | wide neck: No,Joint ST/NS14/23,250 mL volume, accuracy: 0.15 mL,calibrated to contain (TC, IN)
,500 mL volume, accuracy: 0.25 mL,,,,, | Z326488 |  | Sigma | BRAND ® BLAUBRAND ® volumetric flask, PP stopper, amber glass |  | ,,,, | BRAND , BRAND Volumetric , BRAND Volumetric flasks , Brand Volumetric Flasks , Class A, glass , Labware , Manufacturer Browser , Volumetric , Volumetric Flasks |  | wide neck: No,Joint ST/NS19/26,500 mL volume, accuracy: 0.25 mL,calibrated to contain (TC, IN) | , |  |  | wide neck: No,Joint ST/NS19/26,500 mL volume, accuracy: 0.25 mL,calibrated to contain (TC, IN)
,1000 mL volume, accuracy: 0.4 mL,,,,, | Z326496 |  | Sigma | BRAND ® BLAUBRAND ® volumetric flask, PP stopper, amber glass |  | ,,,, | BRAND , BRAND Volumetric , BRAND Volumetric flasks , Brand Volumetric Flasks , Class A, glass , Labware , Manufacturer Browser , Volumetric , Volumetric Flasks |  | wide neck: No,Joint ST/NS24/29,1000 mL volume, accuracy: 0.4 mL,calibrated to contain (TC, IN) | , |  |  | wide neck: No,Joint ST/NS24/29,1000 mL volume, accuracy: 0.4 mL,calibrated to contain (TC, IN)
,5 mL volume, accuracy: 0.04 mL, Joint: ST/NS 10/19,,,,, | Z326534 |  | Sigma | BRAND ® BLAUBRAND ® volumetric flask, PP stopper, clear glass |  | ,,,, | BRAND , BRAND Volumetric , BRAND Volumetric flasks , Brand Volumetric Flasks , Class A, glass , Labware , Manufacturer Browser , Volumetric , Volumetric Flasks |  | wide neck,Joint: ST/NS10/19,5 mL volume, accuracy: 0.04 mL,calibrated to contain (TC, IN) | , |  |  | wide neck,Joint: ST/NS10/19,5 mL volume, accuracy: 0.04 mL,calibrated to contain (TC, IN)
,10 mL volume, accuracy: 0.04 mL, Joint: ST/NS 10/19,,,,, | Z326542 |  | Sigma | BRAND ® BLAUBRAND ® volumetric flask, PP stopper, clear glass |  | ,,,, | BRAND , BRAND Volumetric , BRAND Volumetric flasks , Brand Volumetric Flasks , Class A, glass , Labware , Manufacturer Browser , Volumetric , Volumetric Flasks |  | wide neck,Joint: ST/NS10/19,10 mL volume, accuracy: 0.04 mL,calibrated to contain (TC, IN) | , |  |  | wide neck,Joint: ST/NS10/19,10 mL volume, accuracy: 0.04 mL,calibrated to contain (TC, IN)
,20 mL volume, accuracy: 0.04 mL, Joint: ST/NS 10/19,,,,, | Z326550 |  | Sigma | BRAND ® BLAUBRAND ® volumetric flask, PP stopper, clear glass |  | ,,,, | BRAND , BRAND Volumetric , BRAND Volumetric flasks , Brand Volumetric Flasks , Class A, glass , Labware , Manufacturer Browser , Volumetric , Volumetric Flasks |  | wide neck: No,Joint: ST/NS10/19,20 mL volume, accuracy: 0.04 mL,calibrated to contain (TC, IN) | , |  |  | wide neck: No,Joint: ST/NS10/19,20 mL volume, accuracy: 0.04 mL,calibrated to contain (TC, IN)
,25 mL volume, accuracy: 0.04 mL, Joint: ST/NS 10/19,,,,, | Z326569 |  | Sigma | BRAND ® BLAUBRAND ® volumetric flask, PP stopper, clear glass |  | ,,,, | BRAND , BRAND Volumetric , BRAND Volumetric flasks , Brand Volumetric Flasks , Class A, glass , Labware , Manufacturer Browser , Volumetric , Volumetric Flasks |  | wide neck: No,Joint: ST/NS10/19,25 mL volume, accuracy: 0.04 mL,calibrated to contain (TC, IN) | , |  |  | wide neck: No,Joint: ST/NS10/19,25 mL volume, accuracy: 0.04 mL,calibrated to contain (TC, IN)
,25 mL volume, accuracy: 0.06 mL, Joint: ST/NS 12/21,,,,, | Z627410 |  | Sigma | BRAND ® BLAUBRAND ® volumetric flask, PP stopper, clear glass |  | ,,,, | BRAND , BRAND Volumetric , BRAND Volumetric flasks , Brand Volumetric Flasks , Class A, glass , Labware , Manufacturer Browser , Volumetric , Volumetric Flasks |  | wide neck,Joint: ST/NS12/21,25 mL volume, accuracy: 0.06 mL,calibrated to contain (TC, IN) | , |  |  | wide neck,Joint: ST/NS12/21,25 mL volume, accuracy: 0.06 mL,calibrated to contain (TC, IN)
,50 mL volume, accuracy: 0.06 mL, Joint: ST/NS 12/21,,,,, | Z326577 |  | Sigma | BRAND ® BLAUBRAND ® volumetric flask, PP stopper, clear glass |  | ,,,, | BRAND , BRAND Volumetric , BRAND Volumetric flasks , Brand Volumetric Flasks , Class A, glass , Labware , Manufacturer Browser , Volumetric , Volumetric Flasks |  | wide neck: No,Joint: ST/NS12/21,50 mL volume, accuracy: 0.06 mL,calibrated to contain (TC, IN) | , |  |  | wide neck: No,Joint: ST/NS12/21,50 mL volume, accuracy: 0.06 mL,calibrated to contain (TC, IN)
,50 mL volume, accuracy: 0.08 mL, Joint: ST/NS 14/23,,,,, | Z326585 |  | Sigma | BRAND ® BLAUBRAND ® volumetric flask, PP stopper, clear glass |  | ,,,, | BRAND , BRAND Volumetric , BRAND Volumetric flasks , Brand Volumetric Flasks , Class A, glass , Labware , Manufacturer Browser , Volumetric , Volumetric Flasks |  | wide neck,Joint: ST/NS14/23,50 mL volume, accuracy: 0.08 mL,calibrated to contain (TC, IN) | , |  |  | wide neck,Joint: ST/NS14/23,50 mL volume, accuracy: 0.08 mL,calibrated to contain (TC, IN)
,100 mL volume, accuracy: 0.10 mL, Joint: ST/NS 14/23,,,,, | Z326607 |  | Sigma | BRAND ® BLAUBRAND ® volumetric flask, PP stopper, clear glass |  | ,,,, | BRAND , BRAND Volumetric , BRAND Volumetric flasks , Brand Volumetric Flasks , Class A, glass , Labware , Manufacturer Browser , Volumetric , Volumetric Flasks |  | wide neck: No,Joint: ST/NS14/23,100 mL volume, accuracy: 0.10 mL,calibrated to contain (TC, IN) | , |  |  | wide neck: No,Joint: ST/NS14/23,100 mL volume, accuracy: 0.10 mL,calibrated to contain (TC, IN)
,100 mL volume, accuracy: 0.10 mL, Joint: ST/NS 12/21,,,,, | Z326593 |  | Sigma | BRAND ® BLAUBRAND ® volumetric flask, PP stopper, clear glass |  | ,,,, | BRAND , BRAND Volumetric , BRAND Volumetric flasks , Brand Volumetric Flasks , Class A, glass , Labware , Manufacturer Browser , Volumetric , Volumetric Flasks |  | wide neck: No,Joint: ST/NS12/21,100 mL volume, accuracy: 0.10 mL,calibrated to contain (TC, IN) | , |  |  | wide neck: No,Joint: ST/NS12/21,100 mL volume, accuracy: 0.10 mL,calibrated to contain (TC, IN)
,200 mL volume, accuracy: 0.15 mL, Joint: ST/NS 14/23,,,,, | Z326615 |  | Sigma | BRAND ® BLAUBRAND ® volumetric flask, PP stopper, clear glass |  | ,,,, | BRAND , BRAND Volumetric , BRAND Volumetric flasks , Brand Volumetric Flasks , Class A, glass , Labware , Manufacturer Browser , Volumetric , Volumetric Flasks |  | wide neck: No,Joint: ST/NS14/23,200 mL volume, accuracy: 0.15 mL,calibrated to contain (TC, IN) | , |  |  | wide neck: No,Joint: ST/NS14/23,200 mL volume, accuracy: 0.15 mL,calibrated to contain (TC, IN)
,250 mL volume, accuracy: 0.15 mL, Joint: ST/NS 14/23,,,,, | Z326623 |  | Sigma | BRAND ® BLAUBRAND ® volumetric flask, PP stopper, clear glass |  | ,,,, | BRAND , BRAND Volumetric , BRAND Volumetric flasks , Brand Volumetric Flasks , Class A, glass , Labware , Manufacturer Browser , Volumetric , Volumetric Flasks |  | wide neck: No,Joint: ST/NS14/23,250 mL volume, accuracy: 0.15 mL,calibrated to contain (TC, IN) | , |  |  | wide neck: No,Joint: ST/NS14/23,250 mL volume, accuracy: 0.15 mL,calibrated to contain (TC, IN)
,500 mL volume, accuracy: 0.25 mL, Joint: ST/NS 19/26,,,,, | Z326631 |  | Sigma | BRAND ® BLAUBRAND ® volumetric flask, PP stopper, clear glass |  | ,,,, | BRAND , BRAND Volumetric , BRAND Volumetric flasks , Brand Volumetric Flasks , Class A, glass , Labware , Manufacturer Browser , Volumetric , Volumetric Flasks |  | wide neck: No,Joint: ST/NS19/26,500 mL volume, accuracy: 0.25 mL,calibrated to contain (TC, IN) | , |  |  | wide neck: No,Joint: ST/NS19/26,500 mL volume, accuracy: 0.25 mL,calibrated to contain (TC, IN)
,1,000 mL volume, accuracy: 0.4 mL, Joint: ST/NS 24/29,,,,, | Z326658 |  | Sigma | BRAND ® BLAUBRAND ® volumetric flask, PP stopper, clear glass |  | ,,,, | BRAND , BRAND Volumetric , BRAND Volumetric flasks , Brand Volumetric Flasks , Class A, glass , Labware , Manufacturer Browser , Volumetric , Volumetric Flasks |  | wide neck: No,Joint: ST/NS24/29,1,000 mL volume, accuracy: 0.4 mL,calibrated to contain (TC, IN) | , |  |  | wide neck: No,Joint: ST/NS24/29,1,000 mL volume, accuracy: 0.4 mL,calibrated to contain (TC, IN)
,1,000 mL volume, accuracy: 0.6 mL, Joint: ST/NS 29/32,,,,, | Z326666 |  | Sigma | BRAND ® BLAUBRAND ® volumetric flask, PP stopper, clear glass |  | ,,,, | BRAND , BRAND Volumetric , BRAND Volumetric flasks , Brand Volumetric Flasks , Class A, glass , Labware , Manufacturer Browser , Volumetric , Volumetric Flasks |  | wide neck,Joint: ST/NS29/32,1,000 mL volume, accuracy: 0.6 mL,calibrated to contain (TC, IN) | , |  |  | wide neck,Joint: ST/NS29/32,1,000 mL volume, accuracy: 0.6 mL,calibrated to contain (TC, IN)
,2,000 mL volume, accuracy: 0.6 mL, Joint: ST/NS 29/32,,,,, | Z326674 |  | Sigma | BRAND ® BLAUBRAND ® volumetric flask, PP stopper, clear glass |  | ,,,, | BRAND , BRAND Volumetric , BRAND Volumetric flasks , Brand Volumetric Flasks , Class A, glass , Labware , Manufacturer Browser , Volumetric , Volumetric Flasks |  | wide neck: No,Joint: ST/NS29/32,2,000 mL volume, accuracy: 0.6 mL,calibrated to contain (TC, IN) | , |  |  | wide neck: No,Joint: ST/NS29/32,2,000 mL volume, accuracy: 0.6 mL,calibrated to contain (TC, IN)
,5,000 mL volume, accuracy: 1.2 mL, Joint: ST/NS 34/35,,,,, | Z326682 |  | Sigma | BRAND ® BLAUBRAND ® volumetric flask, PP stopper, clear glass |  | ,,,, | BRAND , BRAND Volumetric , BRAND Volumetric flasks , Brand Volumetric Flasks , Class A, glass , Labware , Manufacturer Browser , Volumetric , Volumetric Flasks |  | wide neck,Joint: ST/NS34/35,5,000 mL volume, accuracy: 1.2 mL,calibrated to contain (TC, IN) | , |  |  | wide neck,Joint: ST/NS34/35,5,000 mL volume, accuracy: 1.2 mL,calibrated to contain (TC, IN)
,10,000 mL volume, accuracy: 2.0 mL, Joint: ST/NS 45/40,,,,, | Z326690 |  | Sigma | BRAND ® BLAUBRAND ® volumetric flask, PP stopper, clear glass |  | ,,,, | BRAND , BRAND Volumetric , BRAND Volumetric flasks , Brand Volumetric Flasks , Class A, glass , Labware , Manufacturer Browser , Volumetric , Volumetric Flasks |  | wide neck: No,Joint: ST/NS45/40,10,000 mL volume, accuracy: 2.0 mL,calibrated to contain (TC, IN) | , |  |  | wide neck: No,Joint: ST/NS45/40,10,000 mL volume, accuracy: 2.0 mL,calibrated to contain (TC, IN)
,10 mL volume, accuracy: 0.06 mL,,,,, | Z326267 |  | Sigma | BRAND ® SILBERBRAND volumetric flask |  | ,,,, | BRAND , BRAND SILBERBRAND volumetric flask , BRAND Volumetric , BRAND Volumetric flasks , Brand Volumetric Flasks , Class B , Labware , Manufacturer Browser , Volumetric , Volumetric Flasks |  | Joint ST/NS10/19,10 mL volume, accuracy: 0.06 mL,wide neck | , |  |  | Joint ST/NS10/19,10 mL volume, accuracy: 0.06 mL,wide neck
,20 mL volume, accuracy: 0.06 mL,,,,, | Z326275 |  | Sigma | BRAND ® SILBERBRAND volumetric flask |  | ,,,, | BRAND , BRAND SILBERBRAND volumetric flask , BRAND Volumetric , BRAND Volumetric flasks , Brand Volumetric Flasks , Class B , Labware , Manufacturer Browser , Volumetric , Volumetric Flasks |  | Joint ST/NS10/19,20 mL volume, accuracy: 0.06 mL,wide neck: No | , |  |  | Joint ST/NS10/19,20 mL volume, accuracy: 0.06 mL,wide neck: No
,25 mL volume, accuracy: 0.06 mL,,,,, | Z326283 |  | Sigma | BRAND ® SILBERBRAND volumetric flask |  | ,,,, | BRAND , BRAND SILBERBRAND volumetric flask , BRAND Volumetric , BRAND Volumetric flasks , Brand Volumetric Flasks , Class B , Labware , Manufacturer Browser , Volumetric , Volumetric Flasks |  | Joint ST/NS10/19,25 mL volume, accuracy: 0.06 mL,wide neck: No | , |  |  | Joint ST/NS10/19,25 mL volume, accuracy: 0.06 mL,wide neck: No
,50 mL volume, accuracy: 0.09 mL,,,,, | Z326291 |  | Sigma | BRAND ® SILBERBRAND volumetric flask |  | ,,,, | BRAND , BRAND SILBERBRAND volumetric flask , BRAND Volumetric , BRAND Volumetric flasks , Brand Volumetric Flasks , Class B , Labware , Manufacturer Browser , Volumetric , Volumetric Flasks |  | Joint ST/NS12/21,50 mL volume, accuracy: 0.09 mL,wide neck: No | , |  |  | Joint ST/NS12/21,50 mL volume, accuracy: 0.09 mL,wide neck: No
,100 mL volume, accuracy: 0.15 mL,,,,, | Z326305 |  | Sigma | BRAND ® SILBERBRAND volumetric flask |  | ,,,, | BRAND , BRAND SILBERBRAND volumetric flask , BRAND Volumetric , BRAND Volumetric flasks , Brand Volumetric Flasks , Class B , Labware , Manufacturer Browser , Volumetric , Volumetric Flasks |  | Joint ST/NS12/21,100 mL volume, accuracy: 0.15 mL,wide neck: No | , |  |  | Joint ST/NS12/21,100 mL volume, accuracy: 0.15 mL,wide neck: No
,200 mL volume, accuracy: 0.25 mL,,,,, | Z326313 |  | Sigma | BRAND ® SILBERBRAND volumetric flask |  | ,,,, | BRAND , BRAND SILBERBRAND volumetric flask , BRAND Volumetric , BRAND Volumetric flasks , Brand Volumetric Flasks , Class B , Labware , Manufacturer Browser , Volumetric , Volumetric Flasks |  | Joint ST/NS14/23,200 mL volume, accuracy: 0.25 mL,wide neck: No | , |  |  | Joint ST/NS14/23,200 mL volume, accuracy: 0.25 mL,wide neck: No
,250 mL volume, accuracy: 0.25 mL,,,,, | Z326321 |  | Sigma | BRAND ® SILBERBRAND volumetric flask |  | ,,,, | BRAND , BRAND SILBERBRAND volumetric flask , BRAND Volumetric , BRAND Volumetric flasks , Brand Volumetric Flasks , Class B , Labware , Manufacturer Browser , Volumetric , Volumetric Flasks |  | Joint ST/NS14/23,250 mL volume, accuracy: 0.25 mL,wide neck: No | , |  |  | Joint ST/NS14/23,250 mL volume, accuracy: 0.25 mL,wide neck: No
,500 mL volume, accuracy: 0.4 mL,,,,, | Z326348 |  | Sigma | BRAND ® SILBERBRAND volumetric flask |  | ,,,, | BRAND , BRAND SILBERBRAND volumetric flask , BRAND Volumetric , BRAND Volumetric flasks , Brand Volumetric Flasks , Class B , Labware , Manufacturer Browser , Volumetric , Volumetric Flasks |  | Joint ST/NS19/26,500 mL volume, accuracy: 0.4 mL,wide neck: No | , |  |  | Joint ST/NS19/26,500 mL volume, accuracy: 0.4 mL,wide neck: No
,1,000 mL volume, accuracy: 0.6 mL,,,,, | Z326356 |  | Sigma | BRAND ® SILBERBRAND volumetric flask |  | ,,,, | BRAND , BRAND SILBERBRAND volumetric flask , BRAND Volumetric , BRAND Volumetric flasks , Brand Volumetric Flasks , Class B , Labware , Manufacturer Browser , Volumetric , Volumetric Flasks |  | Joint ST/NS24/29,1,000 mL volume, accuracy: 0.6 mL,wide neck: No | , |  |  | Joint ST/NS24/29,1,000 mL volume, accuracy: 0.6 mL,wide neck: No
,2,000 mL volume, accuracy: 0.9 mL,,,,, | Z326364 |  | Sigma | BRAND ® SILBERBRAND volumetric flask |  | ,,,, | BRAND , BRAND SILBERBRAND volumetric flask , BRAND Volumetric , BRAND Volumetric flasks , Brand Volumetric Flasks , Class B , Labware , Manufacturer Browser , Volumetric , Volumetric Flasks |  | Joint ST/NS29/32,2,000 mL volume, accuracy: 0.9 mL,wide neck: No | , |  |  | Joint ST/NS29/32,2,000 mL volume, accuracy: 0.9 mL,wide neck: No
,5,000 mL volume, accuracy: 1.8 mL,,,,, | Z326372 |  | Sigma | BRAND ® SILBERBRAND volumetric flask |  | ,,,, | BRAND , BRAND SILBERBRAND volumetric flask , BRAND Volumetric , BRAND Volumetric flasks , Brand Volumetric Flasks , Class B , Labware , Manufacturer Browser , Volumetric , Volumetric Flasks |  | Joint ST/NS34/35,5,000 mL volume, accuracy: 1.8 mL,wide neck: No | , |  |  | Joint ST/NS34/35,5,000 mL volume, accuracy: 1.8 mL,wide neck: No
,50 mL volume, accuracy: 0.12 mL,,,,, | Z329460 |  | Sigma | BRAND ® volumetric flask, PMP |  | ,,,, | BRAND , BRAND Volumetric , BRAND Volumetric flasks , BRAND volumetric flask, PMP , Brand Volumetric Flasks , Class A, PMP clear , Labware , Manufacturer Browser , Volumetric , Volumetric Flasks |  | Joint ST/NS10/19,50 mL volume, accuracy: 0.12 mL,146 mm | , |  |  | Joint ST/NS10/19,50 mL volume, accuracy: 0.12 mL,146 mm
,100 mL volume, accuracy: 0.20 mL,,,,, | Z329479 |  | Sigma | BRAND ® volumetric flask, PMP |  | ,,,, | BRAND , BRAND Volumetric , BRAND Volumetric flasks , BRAND volumetric flask, PMP , Brand Volumetric Flasks , Class A, PMP clear , Labware , Manufacturer Browser , Volumetric , Volumetric Flasks |  | Joint ST/NS14/23,100 mL volume, accuracy: 0.20 mL,173 mm | , |  |  | Joint ST/NS14/23,100 mL volume, accuracy: 0.20 mL,173 mm
,250 mL volume, accuracy: 0.30 mL,,,,, | Z329487 |  | Sigma | BRAND ® volumetric flask, PMP |  | ,,,, | BRAND , BRAND Volumetric , BRAND Volumetric flasks , BRAND volumetric flask, PMP , Brand Volumetric Flasks , Class A, PMP clear , Labware , Manufacturer Browser , Volumetric , Volumetric Flasks |  | Joint ST/NS19/26,250 mL volume, accuracy: 0.30 mL,225 mm | , |  |  | Joint ST/NS19/26,250 mL volume, accuracy: 0.30 mL,225 mm
,500 mL volume, accuracy: 0.5 mL,,,,, | Z329495 |  | Sigma | BRAND ® volumetric flask, PMP |  | ,,,, | BRAND , BRAND Volumetric , BRAND Volumetric flasks , BRAND volumetric flask, PMP , Brand Volumetric Flasks , Class A, PMP clear , Labware , Manufacturer Browser , Volumetric , Volumetric Flasks |  | Joint ST/NS19/26,500 mL volume, accuracy: 0.5 mL,258 mm | , |  |  | Joint ST/NS19/26,500 mL volume, accuracy: 0.5 mL,258 mm
,1,000 mL volume, accuracy: 0.8 mL,,,,, | Z329509 |  | Sigma | BRAND ® volumetric flask, PMP |  | ,,,, | BRAND , BRAND Volumetric , BRAND Volumetric flasks , BRAND volumetric flask, PMP , Brand Volumetric Flasks , Class A, PMP clear , Labware , Manufacturer Browser , Volumetric , Volumetric Flasks |  | Joint ST/NS24/29,1,000 mL volume, accuracy: 0.8 mL,298 mm | , |  |  | Joint ST/NS24/29,1,000 mL volume, accuracy: 0.8 mL,298 mm
,25 mL volume, accuracy: 0.08 mL,,,,, | Z329517 |  | Sigma | BRAND ® volumetric flask, PP |  | ,,,, | BRAND , BRAND Volumetric , BRAND Volumetric flasks , BRAND volumetric flask, PP translucent , Brand Volumetric Flasks , Class A, PP translucent , Labware , Manufacturer Browser , Volumetric , Volumetric Flasks |  | Joint ST/NS10/19,25 mL volume, accuracy: 0.08 mL,108 mm | , |  |  | Joint ST/NS10/19,25 mL volume, accuracy: 0.08 mL,108 mm
,50 mL volume, accuracy: 0.12 mL,,,,, | Z329525 |  | Sigma | BRAND ® volumetric flask, PP |  | ,,,, | BRAND , BRAND Volumetric , BRAND Volumetric flasks , BRAND volumetric flask, PP translucent , Brand Volumetric Flasks , Class A, PP translucent , Labware , Manufacturer Browser , Volumetric , Volumetric Flasks |  | Joint ST/NS10/19,50 mL volume, accuracy: 0.12 mL,146 mm | , |  |  | Joint ST/NS10/19,50 mL volume, accuracy: 0.12 mL,146 mm
,100 mL volume, accuracy: 0.2 mL,,,,, | Z329533 |  | Sigma | BRAND ® volumetric flask, PP |  | ,,,, | BRAND , BRAND Volumetric , BRAND Volumetric flasks , BRAND volumetric flask, PP translucent , Brand Volumetric Flasks , Class A, PP translucent , Labware , Manufacturer Browser , Volumetric , Volumetric Flasks |  | Joint ST/NS14/23,100 mL volume, accuracy: 0.2 mL,173 mm | , |  |  | Joint ST/NS14/23,100 mL volume, accuracy: 0.2 mL,173 mm
,250 mL volume, accuracy: 0.3 mL,,,,, | Z329541 |  | Sigma | BRAND ® volumetric flask, PP |  | ,,,, | BRAND , BRAND Volumetric , BRAND Volumetric flasks , BRAND volumetric flask, PP translucent , Brand Volumetric Flasks , Class A, PP translucent , Labware , Manufacturer Browser , Volumetric , Volumetric Flasks |  | Joint ST/NS19/26,250 mL volume, accuracy: 0.3 mL,225 mm | , |  |  | Joint ST/NS19/26,250 mL volume, accuracy: 0.3 mL,225 mm
,500 mL volume, accuracy: 0.5 mL,,,,, | Z329568 |  | Sigma | BRAND ® volumetric flask, PP |  | ,,,, | BRAND , BRAND Volumetric , BRAND Volumetric flasks , BRAND volumetric flask, PP translucent , Brand Volumetric Flasks , Class A, PP translucent , Labware , Manufacturer Browser , Volumetric , Volumetric Flasks |  | Joint ST/NS19/26,500 mL volume, accuracy: 0.5 mL,258 mm | , |  |  | Joint ST/NS19/26,500 mL volume, accuracy: 0.5 mL,258 mm
,1,000 mL volume, accuracy: 0.8 mL,,,,, | Z329576 |  | Sigma | BRAND ® volumetric flask, PP |  | ,,,, | BRAND , BRAND Volumetric , BRAND Volumetric flasks , BRAND volumetric flask, PP translucent , Brand Volumetric Flasks , Class A, PP translucent , Labware , Manufacturer Browser , Volumetric , Volumetric Flasks |  | Joint ST/NS24/29,1,000 mL volume, accuracy: 0.8 mL,298 mm | , |  |  | Joint ST/NS24/29,1,000 mL volume, accuracy: 0.8 mL,298 mm
,capacity 10 mL,,,,, | Z511501 |  | Aldrich | Kimax ® heavy-duty wide-mouth, large numbers volumetric flasks - CLASS A |  | ,,,, | KIMAX Volumetric Flasks , Kimble Kontes , Kimble Kontes Flasks , Labware , Manufacturer Browser , Volumetric , Volumetric Flasks |  | 6,0.03 mL tol.,10 mL | , |  |  | 6,0.03 mL tol.,10 mL
,capacity 20 mL,,,,, | Z511528 |  | Aldrich | Kimax ® heavy-duty wide-mouth, large numbers volumetric flasks - CLASS A |  | ,,,, | KIMAX Volumetric Flasks , Kimble Kontes , Kimble Kontes Flasks , Labware , Manufacturer Browser , Volumetric , Volumetric Flasks |  | 13,0.03 mL tol.,20 mL | , |  |  | 13,0.03 mL tol.,20 mL
,capacity 25 mL,,,,, | Z501662 |  | Aldrich | Kimax ® heavy-duty wide-mouth, large numbers volumetric flasks - CLASS A |  | ,,,, | KIMAX Volumetric Flasks , Kimble Kontes , Kimble Kontes Flasks , Labware , Manufacturer Browser , Volumetric , Volumetric Flasks |  | 13,0.05 mL tol.,25 mL | , |  |  | 13,0.05 mL tol.,25 mL
,50 mL volume, accuracy: 0.1 mL, transparent polymethylpentene,,,,, | Z131199 |  | Aldrich | Nalgene ® volumetric flask |  | ,,,, | Labware , Manufacturer Browser , Nalgene , Nalgene Flasks , Nalgene Volumetric Flasks , Volumetric , Volumetric Flasks |  | Nalgene 4001,transparent polymethylpentene,50 mL volume, accuracy: 0.1 mL | , |  |  | Nalgene 4001,transparent polymethylpentene,50 mL volume, accuracy: 0.1 mL
,100 mL volume, accuracy: 0.16 mL, transparent polymethylpentene,,,,, | Z131202 |  | Aldrich | Nalgene ® volumetric flask |  | ,,,, | Labware , Manufacturer Browser , Nalgene , Nalgene Flasks , Nalgene Volumetric Flasks , Volumetric , Volumetric Flasks |  | Nalgene 4001,transparent polymethylpentene,100 mL volume, accuracy: 0.16 mL | , |  |  | Nalgene 4001,transparent polymethylpentene,100 mL volume, accuracy: 0.16 mL
,250 mL volume, accuracy: 0.24 mL, transparent polymethylpentene,,,,, | Z131210 |  | Aldrich | Nalgene ® volumetric flask |  | ,,,, | Labware , Manufacturer Browser , Nalgene , Nalgene Flasks , Nalgene Volumetric Flasks , Volumetric , Volumetric Flasks |  | Nalgene 4001,transparent polymethylpentene,250 mL volume, accuracy: 0.24 mL | , |  |  | Nalgene 4001,transparent polymethylpentene,250 mL volume, accuracy: 0.24 mL
,500 mL volume, accuracy: 0.40 mL, transparent polymethylpentene,,,,, | Z131229 |  | Aldrich | Nalgene ® volumetric flask |  | ,,,, | Labware , Manufacturer Browser , Nalgene , Nalgene Flasks , Nalgene Volumetric Flasks , Volumetric , Volumetric Flasks |  | Nalgene 4001,transparent polymethylpentene,500 mL volume, accuracy: 0.40 mL | , |  |  | Nalgene 4001,transparent polymethylpentene,500 mL volume, accuracy: 0.40 mL
,1,000 mL volume, accuracy: 0.6 mL, transparent polymethylpentene,,,,, | Z131237 |  | Aldrich | Nalgene ® volumetric flask |  | ,,,, | Labware , Manufacturer Browser , Nalgene , Nalgene Flasks , Nalgene Volumetric Flasks , Volumetric , Volumetric Flasks |  | Nalgene 4001,transparent polymethylpentene,1,000 mL volume, accuracy: 0.6 mL | , |  |  | Nalgene 4001,transparent polymethylpentene,1,000 mL volume, accuracy: 0.6 mL
,50 mL volume, accuracy: 0.10 mL, translucent polypropylene,,,,, | Z131245 |  | Aldrich | Nalgene ® volumetric flask |  | ,,,, | Labware , Manufacturer Browser , Nalgene , Nalgene Flasks , Nalgene Volumetric Flasks , Volumetric , Volumetric Flasks |  | Nalgene 4000,translucent polypropylene,50 mL volume, accuracy: 0.10 mL | , |  |  | Nalgene 4000,translucent polypropylene,50 mL volume, accuracy: 0.10 mL
,100 mL volume, accuracy: 0.16 mL, translucent polypropylene,,,,, | Z131253 |  | Aldrich | Nalgene ® volumetric flask |  | ,,,, | Labware , Manufacturer Browser , Nalgene , Nalgene Flasks , Nalgene Volumetric Flasks , Volumetric , Volumetric Flasks |  | Nalgene 4000,translucent polypropylene,100 mL volume, accuracy: 0.16 mL | , |  |  | Nalgene 4000,translucent polypropylene,100 mL volume, accuracy: 0.16 mL
,250 mL volume, accuracy: 0.24 mL, translucent polypropylene,,,,, | Z131261 |  | Aldrich | Nalgene ® volumetric flask |  | ,,,, | Labware , Manufacturer Browser , Nalgene , Nalgene Flasks , Nalgene Volumetric Flasks , Volumetric , Volumetric Flasks |  | Nalgene 4000,translucent polypropylene,250 mL volume, accuracy: 0.24 mL | , |  |  | Nalgene 4000,translucent polypropylene,250 mL volume, accuracy: 0.24 mL
,500 mL volume, accuracy: 0.40 mL, translucent polypropylene,,,,, | Z131288 |  | Aldrich | Nalgene ® volumetric flask |  | ,,,, | Labware , Manufacturer Browser , Nalgene , Nalgene Flasks , Nalgene Volumetric Flasks , Volumetric , Volumetric Flasks |  | Nalgene 4000,translucent polypropylene,500 mL volume, accuracy: 0.40 mL | , |  |  | Nalgene 4000,translucent polypropylene,500 mL volume, accuracy: 0.40 mL
,1,000 mL volume, accuracy: 0.60 mL, translucent polypropylene,,,,, | Z131296 |  | Aldrich | Nalgene ® volumetric flask |  | ,,,, | Labware , Manufacturer Browser , Nalgene , Nalgene Flasks , Nalgene Volumetric Flasks , Volumetric , Volumetric Flasks |  | Nalgene 4000,translucent polypropylene,1,000 mL volume, accuracy: 0.60 mL | , |  |  | Nalgene 4000,translucent polypropylene,1,000 mL volume, accuracy: 0.60 mL
Corning ® disposable spinner flasks,disposable spinner flask, polystyrene, non-treated, 500 mL, w/ vent caps, sterile, 12/cs,,,,, | CLS3578 |  | Sigma | Corning ® 抛弃型细胞悬浮培养瓶 |  | ,,,, | Corning , Corning Disposable Spinner Flasks , Corning Flasks , Corning Spinner Flasks , Labware , Manufacturer Browser , Pyrex Volumetric Flasks , Volumetric , Volumetric Flasks |  | Corning, 3578,non-treated surface treatment,500 mL,polystyrene flask,w/ vent caps,suitable for (scale-up cell culture; production of secreted proteins),sterile | , |  |  | Corning, 3578,non-treated surface treatment,500 mL,polystyrene flask,w/ vent caps,suitable for (scale-up cell culture; production of secreted proteins),sterile
,polymethylpentene, size 500 mL, with 19/26 tapered PP stopper,,,,, | CLS5640P500 |  | Sigma | Corning ® reusable volumetric flask, Class A |  | ,,,, | Corning , Corning Flasks , Corning Plastic Flasks , Corning Reusable Plastic Volumetric Flasks , Labware , Manufacturer Browser , Pyrex Volumetric Flasks , Volumetric , Volumetric Flasks |  | 260 mm × 104 mm,Corning, 5640P-500,polymethylpentene,500 mL | , |  |  | 260 mm × 104 mm,Corning, 5640P-500,polymethylpentene,500 mL
,polymethylpentene, size 100 mL, with 14/23 tapered PP stopper,,,,, | CLS5640P100 |  | Sigma | Corning ® reusable volumetric flask, Class A |  | ,,,, | Corning , Corning Flasks , Corning Plastic Flasks , Corning Reusable Plastic Volumetric Flasks , Labware , Manufacturer Browser , Pyrex Volumetric Flasks , Volumetric , Volumetric Flasks |  | 170 mm × 64 mm,Corning, 5640P-100,polymethylpentene,100 mL | , |  |  | 170 mm × 64 mm,Corning, 5640P-100,polymethylpentene,100 mL
,polymethylpentene, size 10 mL, with 10/19 tapered PP stopper,,,,, | CLS5640P10 |  | Sigma | Corning ® reusable volumetric flask, Class A |  | ,,,, | Corning , Corning Flasks , Corning Plastic Flasks , Corning Reusable Plastic Volumetric Flasks , Labware , Manufacturer Browser , Pyrex Volumetric Flasks , Volumetric , Volumetric Flasks |  | 90 mm × 33 mm,Corning, 5640P-10,polymethylpentene,10 mL | , |  |  | 90 mm × 33 mm,Corning, 5640P-10,polymethylpentene,10 mL
,polymethylpentene, size 25 mL, with 10/19 tapered PP stopper,,,,, | CLS5640P25 |  | Sigma | Corning ® reusable volumetric flask, Class A |  | ,,,, | Corning , Corning Flasks , Corning Plastic Flasks , Corning Reusable Plastic Volumetric Flasks , Labware , Manufacturer Browser , Pyrex Volumetric Flasks , Volumetric , Volumetric Flasks |  | 108 mm × 41 mm,Corning, 5640P-25,polymethylpentene,25 mL | , |  |  | 108 mm × 41 mm,Corning, 5640P-25,polymethylpentene,25 mL
,polymethylpentene, size 50 mL, with 12/21 tapered PP stopper,,,,, | CLS5640P50 |  | Sigma | Corning ® reusable volumetric flask, Class A |  | ,,,, | Corning , Corning Flasks , Corning Plastic Flasks , Corning Reusable Plastic Volumetric Flasks , Labware , Manufacturer Browser , Pyrex Volumetric Flasks , Volumetric , Volumetric Flasks |  | 140 mm × 51 mm,Corning, 5640P-50,polymethylpentene,50 mL | , |  |  | 140 mm × 51 mm,Corning, 5640P-50,polymethylpentene,50 mL
,perfluoroalkoxy copolymer, size 500 mL, with GL-25 screw cap,,,,, | CLS5650P500 |  | Sigma | Corning ® reusable volumetric flask, Class A |  | ,,,, | Corning , Corning Flasks , Corning Plastic Flasks , Corning Reusable Plastic Volumetric Flasks , Labware , Manufacturer Browser , Pyrex Volumetric Flasks , Volumetric , Volumetric Flasks |  | 255 mm × 103 mm,Corning, 5650P-500,perfluoroalkoxy copolymer,500 mL | , |  |  | 255 mm × 103 mm,Corning, 5650P-500,perfluoroalkoxy copolymer,500 mL
,polymethylpentene, size 1 L, with 24/29 tapered PP stopper,,,,, | CLS5640P1L |  | Sigma | Corning ® reusable volumetric flask, Class A |  | ,,,, | Corning , Corning Flasks , Corning Plastic Flasks , Corning Reusable Plastic Volumetric Flasks , Labware , Manufacturer Browser , Pyrex Volumetric Flasks , Volumetric , Volumetric Flasks |  | 300 mm × 127 mm,Corning, 5640P-1L,polymethylpentene,1 L | , |  |  | 300 mm × 127 mm,Corning, 5640P-1L,polymethylpentene,1 L
,perfluoroalkoxy copolymer, size 10 mL, with GL-18 screw cap,,,,, | CLS5650P10 |  | Sigma | Corning ® reusable volumetric flask, Class A |  | ,,,, | Corning , Corning Flasks , Corning Plastic Flasks , Corning Reusable Plastic Volumetric Flasks , Labware , Manufacturer Browser , Pyrex Volumetric Flasks , Volumetric , Volumetric Flasks |  | 90 mm × 33 mm,Corning, 5650P-10,perfluoroalkoxy copolymer,10 mL | , |  |  | 90 mm × 33 mm,Corning, 5650P-10,perfluoroalkoxy copolymer,10 mL
,perfluoroalkoxy copolymer, size 25 mL, with GL-18 screw cap,,,,, | CLS5650P25 |  | Sigma | Corning ® reusable volumetric flask, Class A |  | ,,,, | Corning , Corning Flasks , Corning Plastic Flasks , Corning Reusable Plastic Volumetric Flasks , Labware , Manufacturer Browser , Pyrex Volumetric Flasks , Volumetric , Volumetric Flasks |  | 108 mm × 41 mm,Corning, 5650P-25,perfluoroalkoxy copolymer,25 mL | , |  |  | 108 mm × 41 mm,Corning, 5650P-25,perfluoroalkoxy copolymer,25 mL
,perfluoroalkoxy copolymer, size 50 mL, with GL-18 screw cap,,,,, | CLS5650P50 |  | Sigma | Corning ® reusable volumetric flask, Class A |  | ,,,, | Corning , Corning Flasks , Corning Plastic Flasks , Corning Reusable Plastic Volumetric Flasks , Labware , Manufacturer Browser , Pyrex Volumetric Flasks , Volumetric , Volumetric Flasks |  | 143 mm × 49 mm,Corning, 5650P-50,perfluoroalkoxy copolymer,50 mL | , |  |  | 143 mm × 49 mm,Corning, 5650P-50,perfluoroalkoxy copolymer,50 mL
,polymethylpentene, size 250 mL, with 19/26 tapered PP stopper,,,,, | CLS5640P250 |  | Sigma | Corning ® reusable volumetric flask, Class A |  | ,,,, | Corning , Corning Flasks , Corning Plastic Flasks , Corning Reusable Plastic Volumetric Flasks , Labware , Manufacturer Browser , Pyrex Volumetric Flasks , Volumetric , Volumetric Flasks |  | 225 mm × 84 mm,Corning, 5640P-250,polymethylpentene,250 mL | , |  |  | 225 mm × 84 mm,Corning, 5640P-250,polymethylpentene,250 mL
,polypropylene, size 50 mL, with 12/21 tapered PP stopper,,,,, | CLS5641P50 |  | Sigma | Corning ® reusable volumetric flask, Class B |  | ,,,, | Corning , Corning Flasks , Corning Plastic Flasks , Corning Reusable Plastic Volumetric Flasks , Labware , Manufacturer Browser , Pyrex Volumetric Flasks , Volumetric , Volumetric Flasks |  | 140 mm × 51 mm,Corning, 5641P-50,polypropylene,50 mL | , |  |  | 140 mm × 51 mm,Corning, 5641P-50,polypropylene,50 mL
,polypropylene, size 100 mL, with 14/23 tapered PP stopper,,,,, | CLS5641P100 |  | Sigma | Corning ® reusable volumetric flask, Class B |  | ,,,, | Corning , Corning Flasks , Corning Plastic Flasks , Corning Reusable Plastic Volumetric Flasks , Labware , Manufacturer Browser , Pyrex Volumetric Flasks , Volumetric , Volumetric Flasks |  | 170 mm × 64 mm,Corning, 5641P-100,polypropylene,100 mL | , |  |  | 170 mm × 64 mm,Corning, 5641P-100,polypropylene,100 mL
,polypropylene, size 10 mL, with 10/19 tapered PP stopper,,,,, | CLS5641P10 |  | Sigma | Corning ® reusable volumetric flask, Class B |  | ,,,, | Corning , Corning Flasks , Corning Plastic Flasks , Corning Reusable Plastic Volumetric Flasks , Labware , Manufacturer Browser , Pyrex Volumetric Flasks , Volumetric , Volumetric Flasks |  | 90 mm × 33 mm,Corning, 5641P-10,polypropylene,10 mL | , |  |  | 90 mm × 33 mm,Corning, 5641P-10,polypropylene,10 mL
,polypropylene, size 1 L, with 24/29 tapered PP stopper,,,,, | CLS5641P1L |  | Sigma | Corning ® reusable volumetric flask, Class B |  | ,,,, | Corning , Corning Flasks , Corning Plastic Flasks , Corning Reusable Plastic Volumetric Flasks , Labware , Manufacturer Browser , Pyrex Volumetric Flasks , Volumetric , Volumetric Flasks |  | 300 mm × 127 mm,Corning, 5641P-1L,polypropylene,1 L | , |  |  | 300 mm × 127 mm,Corning, 5641P-1L,polypropylene,1 L
,polypropylene, size 250 mL, with 19/26 tapered PP stopper,,,,, | CLS5641P250 |  | Sigma | Corning ® reusable volumetric flask, Class B |  | ,,,, | Corning , Corning Flasks , Corning Plastic Flasks , Corning Reusable Plastic Volumetric Flasks , Labware , Manufacturer Browser , Pyrex Volumetric Flasks , Volumetric , Volumetric Flasks |  | 225 mm × 84 mm,Corning, 5641P-250,polypropylene,250 mL | , |  |  | 225 mm × 84 mm,Corning, 5641P-250,polypropylene,250 mL
,polypropylene, size 500 mL, with 19/26 tapered PP stopper,,,,, | CLS5641P500 |  | Sigma | Corning ® reusable volumetric flask, Class B |  | ,,,, | Corning , Corning Flasks , Corning Plastic Flasks , Corning Reusable Plastic Volumetric Flasks , Labware , Manufacturer Browser , Pyrex Volumetric Flasks , Volumetric , Volumetric Flasks |  | 260 mm × 104 mm,Corning, 5641P-500,polypropylene,500 mL | , |  |  | 260 mm × 104 mm,Corning, 5641P-500,polypropylene,500 mL
,polypropylene, size 25 mL, with 10/19 tapered PP stopper,,,,, | CLS5641P25 |  | Sigma | Corning ® reusable volumetric flask, Class B |  | ,,,, | Corning , Corning Flasks , Corning Plastic Flasks , Corning Reusable Plastic Volumetric Flasks , Labware , Manufacturer Browser , Pyrex Volumetric Flasks , Volumetric , Volumetric Flasks |  | 108 mm × 41 mm,Corning, 5641P-25,polypropylene,25 mL | , |  |  | 108 mm × 41 mm,Corning, 5641P-25,polypropylene,25 mL
,capacity 2 mL,,,,, | CLS56312 |  | Aldrich | Pyrex ® certified and serialized micro volumetric flask, with Pyrex ® stopper |  | ,,,, | Corning , Corning Flasks , Corning Glass Flasks , Corning Volumetric Glass Flasks , Labware , Manufacturer Browser , Pyrex Volumetric Flasks , Pyrex certified and serialized micro volumetric flask, with Pyrex stopper , Volumetric , Volumetric Flasks |  | Corning, 5631-2,8,2 mL,0.015 mL tol. | , |  |  | Corning, 5631-2,8,2 mL,0.015 mL tol.
,capacity 10 mL,,,,, | CLS563110 |  | Aldrich | Pyrex ® certified and serialized micro volumetric flask, with Pyrex ® stopper |  | ,,,, | Corning , Corning Flasks , Corning Glass Flasks , Corning Volumetric Glass Flasks , Labware , Manufacturer Browser , Pyrex Volumetric Flasks , Pyrex certified and serialized micro volumetric flask, with Pyrex stopper , Volumetric , Volumetric Flasks |  | Corning, 5631-10,9,10 mL,0.02 mL tol. | , |  |  | Corning, 5631-10,9,10 mL,0.02 mL tol.
,capacity 25 mL,,,,, | CLS563125 |  | Aldrich | Pyrex ® certified and serialized micro volumetric flask, with Pyrex ® stopper |  | ,,,, | Corning , Corning Flasks , Corning Glass Flasks , Corning Volumetric Glass Flasks , Labware , Manufacturer Browser , Pyrex Volumetric Flasks , Pyrex certified and serialized micro volumetric flask, with Pyrex stopper , Volumetric , Volumetric Flasks |  | Corning, 5631-25,9,25 mL,0.03 mL tol. | , |  |  | Corning, 5631-25,9,25 mL,0.03 mL tol.
,capacity 200 mL,,,,, | CLS55640200FO |  | Aldrich | Pyrex ® class A low-actinic volumetric flask, flask only |  | ,,,, | Corning , Corning Flasks , Corning Glass Flasks , Corning Volumetric Glass Flasks , Labware , Manufacturer Browser , Pyrex Volumetric Flasks , Pyrex class A low-actinic volumetric flask, Pyrex ST stopper , Volumetric , Volumetric Flasks |  | Corning, 55640-200FO,200 mL,0.1 mL tol. | , |  |  | Corning, 55640-200FO,200 mL,0.1 mL tol.
Pyrex ® class A low-actinic volumetric flask, Pyrex ® ST stopper,capacity 10 mL,,,,, | CLS5564010 |  | Aldrich | Pyrex ® A 级低光化容量瓶，Pyrex ® ST 塞子 |  | ,,,, | Corning , Corning Flasks , Corning Glass Flasks , Corning Volumetric Glass Flasks , Labware , Manufacturer Browser , Pyrex Volumetric Flasks , Pyrex class A low-actinic volumetric flask, Pyrex ST stopper , Volumetric , Volumetric Flasks |  | 9,Corning 55640,10 mL,Corning, 55640-10,0.02 mL tol. | , |  |  | 9,Corning 55640,10 mL,Corning, 55640-10,0.02 mL tol.
Pyrex ® class A low-actinic volumetric flask, Pyrex ® ST stopper,capacity 25 mL,,,,, | CLS5564025 |  | Aldrich | Pyrex ® A 级低光化容量瓶，Pyrex ® ST 塞子 |  | ,,,, | Corning , Corning Flasks , Corning Glass Flasks , Corning Volumetric Glass Flasks , Labware , Manufacturer Browser , Pyrex Volumetric Flasks , Pyrex class A low-actinic volumetric flask, Pyrex ST stopper , Volumetric , Volumetric Flasks |  | 9,Corning 55640,25 mL,Corning, 55640-25,0.03 mL tol. | , |  |  | 9,Corning 55640,25 mL,Corning, 55640-25,0.03 mL tol.
Pyrex ® class A low-actinic volumetric flask, Pyrex ® ST stopper,capacity 50 mL,,,,, | CLS5564050 |  | Aldrich | Pyrex ® A 级低光化容量瓶，Pyrex ® ST 塞子 |  | ,,,, | Corning , Corning Flasks , Corning Glass Flasks , Corning Volumetric Glass Flasks , Labware , Manufacturer Browser , Pyrex Volumetric Flasks , Pyrex class A low-actinic volumetric flask, Pyrex ST stopper , Volumetric , Volumetric Flasks |  | 9,Corning 55640,50 mL,Corning, 55640-50,0.05 mL tol. | , |  |  | 9,Corning 55640,50 mL,Corning, 55640-50,0.05 mL tol.
Pyrex ® class A low-actinic volumetric flask, Pyrex ® ST stopper,capacity 100 mL,,,,, | CLS55640100 |  | Aldrich | Pyrex ® A 级低光化容量瓶，Pyrex ® ST 塞子 |  | ,,,, | Corning , Corning Flasks , Corning Glass Flasks , Corning Volumetric Glass Flasks , Labware , Manufacturer Browser , Pyrex Volumetric Flasks , Pyrex class A low-actinic volumetric flask, Pyrex ST stopper , Volumetric , Volumetric Flasks |  | 13,Corning 55640,100 mL,Corning, 55640-100,0.08 mL tol. | , |  |  | 13,Corning 55640,100 mL,Corning, 55640-100,0.08 mL tol.
Pyrex ® class A low-actinic volumetric flask, Pyrex ® ST stopper,capacity 200 mL,,,,, | CLS55640200 |  | Aldrich | Pyrex ® A 级低光化容量瓶，Pyrex ® ST 塞子 |  | ,,,, | Corning , Corning Flasks , Corning Glass Flasks , Corning Volumetric Glass Flasks , Labware , Manufacturer Browser , Pyrex Volumetric Flasks , Pyrex class A low-actinic volumetric flask, Pyrex ST stopper , Volumetric , Volumetric Flasks |  | 13,Corning 55640,200 mL,Corning, 55640-200,0.10 mL tol. | , |  |  | 13,Corning 55640,200 mL,Corning, 55640-200,0.10 mL tol.
Pyrex ® class A low-actinic volumetric flask, Pyrex ® ST stopper,capacity 250 mL,,,,, | CLS55640250 |  | Aldrich | Pyrex ® A 级低光化容量瓶，Pyrex ® ST 塞子 |  | ,,,, | Corning , Corning Flasks , Corning Glass Flasks , Corning Volumetric Glass Flasks , Labware , Manufacturer Browser , Pyrex Volumetric Flasks , Pyrex class A low-actinic volumetric flask, Pyrex ST stopper , Volumetric , Volumetric Flasks |  | 16,Corning 55640,250 mL,Corning, 55640-250,0.12 mL tol. | , |  |  | 16,Corning 55640,250 mL,Corning, 55640-250,0.12 mL tol.
Pyrex ® class A low-actinic volumetric flask, Pyrex ® ST stopper,capacity 500 mL,,,,, | CLS55640500 |  | Aldrich | Pyrex ® A 级低光化容量瓶，Pyrex ® ST 塞子 |  | ,,,, | Corning , Corning Flasks , Corning Glass Flasks , Corning Volumetric Glass Flasks , Labware , Manufacturer Browser , Pyrex Volumetric Flasks , Pyrex class A low-actinic volumetric flask, Pyrex ST stopper , Volumetric , Volumetric Flasks |  | 19,Corning 55640,500 mL,Corning, 55640-500,0.20 mL tol. | , |  |  | 19,Corning 55640,500 mL,Corning, 55640-500,0.20 mL tol.
Pyrex ® class A low-actinic volumetric flask, Pyrex ® ST stopper,capacity 1,000 mL,,,,, | CLS556401L |  | Aldrich | Pyrex ® A 级低光化容量瓶，Pyrex ® ST 塞子 |  | ,,,, | Corning , Corning Flasks , Corning Glass Flasks , Corning Volumetric Glass Flasks , Labware , Manufacturer Browser , Pyrex Volumetric Flasks , Pyrex class A low-actinic volumetric flask, Pyrex ST stopper , Volumetric , Volumetric Flasks |  | 22,Corning 55640,1,000 mL,Corning, 55640-1L,0.30 mL tol. | , |  |  | 22,Corning 55640,1,000 mL,Corning, 55640-1L,0.30 mL tol.
Pyrex ® class A low-actinic volumetric flask, Pyrex ® ST stopper,capacity 2,000 mL,,,,, | CLS556402L |  | Aldrich | Pyrex ® A 级低光化容量瓶，Pyrex ® ST 塞子 |  | ,,,, | Corning , Corning Flasks , Corning Glass Flasks , Corning Volumetric Glass Flasks , Labware , Manufacturer Browser , Pyrex Volumetric Flasks , Pyrex class A low-actinic volumetric flask, Pyrex ST stopper , Volumetric , Volumetric Flasks |  | 27,Corning 55640,2,000 mL,Corning, 55640-2L,0.5 mL tol. | , |  |  | 27,Corning 55640,2,000 mL,Corning, 55640-2L,0.5 mL tol.
,capacity 1 mL,,,,, | CLS55801 |  | Aldrich | Pyrex ® class A volumetric flask without snap cap |  | ,,,, | Corning , Corning Flasks , Corning Glass Flasks , Corning Volumetric Glass Flasks , Labware , Manufacturer Browser , Pyrex Volumetric Flasks , Pyrex class A volumetric flask without snap cap , Volumetric , Volumetric Flasks |  | Corning, 5580-1,1 mL,0.01 mL tol. | , |  |  | Corning, 5580-1,1 mL,0.01 mL tol.
,capacity 2 mL,,,,, | CLS55802 |  | Aldrich | Pyrex ® class A volumetric flask without snap cap |  | ,,,, | Corning , Corning Flasks , Corning Glass Flasks , Corning Volumetric Glass Flasks , Labware , Manufacturer Browser , Pyrex Volumetric Flasks , Pyrex class A volumetric flask without snap cap , Volumetric , Volumetric Flasks |  | Corning, 5580-2,2 mL,0.015 mL tol. | , |  |  | Corning, 5580-2,2 mL,0.015 mL tol.
Pyrex ® class A volumetric flask with snap cap,capacity 10 mL,,,,, | CLS558010 |  | Aldrich | 带卡口盖的 Pyrex ® A 级容量瓶 |  | ,,,, | Corning , Corning Flasks , Corning Glass Flasks , Corning Volumetric Glass Flasks , Labware , Manufacturer Browser , Pyrex Volumetric Flasks , Pyrex class A volumetric flask with snap cap , Volumetric , Volumetric Flasks |  | Corning, 5580-10,Corning ® 5580,10 mL,0.02 mL tol. | , |  |  | Corning, 5580-10,Corning ® 5580,10 mL,0.02 mL tol.
Pyrex ® class A volumetric flask with snap cap,capacity 25 mL,,,,, | CLS558025 |  | Aldrich | 带卡口盖的 Pyrex ® A 级容量瓶 |  | ,,,, | Corning , Corning Flasks , Corning Glass Flasks , Corning Volumetric Glass Flasks , Labware , Manufacturer Browser , Pyrex Volumetric Flasks , Pyrex class A volumetric flask with snap cap , Volumetric , Volumetric Flasks |  | Corning, 5580-25,Corning ® 5580,25 mL,0.03 mL tol. | , |  |  | Corning, 5580-25,Corning ® 5580,25 mL,0.03 mL tol.
Pyrex ® class A volumetric flask with snap cap,capacity 50 mL,,,,, | CLS558050 |  | Aldrich | 带卡口盖的 Pyrex ® A 级容量瓶 |  | ,,,, | Corning , Corning Flasks , Corning Glass Flasks , Corning Volumetric Glass Flasks , Labware , Manufacturer Browser , Pyrex Volumetric Flasks , Pyrex class A volumetric flask with snap cap , Volumetric , Volumetric Flasks |  | Corning, 5580-50,Corning ® 5580,50 mL,0.05 mL tol. | , |  |  | Corning, 5580-50,Corning ® 5580,50 mL,0.05 mL tol.
Pyrex ® class A volumetric flask with snap cap,capacity 100 mL,,,,, | CLS5580100 |  | Aldrich | 带卡口盖的 Pyrex ® A 级容量瓶 |  | ,,,, | Corning , Corning Flasks , Corning Glass Flasks , Corning Volumetric Glass Flasks , Labware , Manufacturer Browser , Pyrex Volumetric Flasks , Pyrex class A volumetric flask with snap cap , Volumetric , Volumetric Flasks |  | Corning, 5580-100,Corning ® 5580,100 mL,0.08 mL tol. | , |  |  | Corning, 5580-100,Corning ® 5580,100 mL,0.08 mL tol.
Pyrex ® class A volumetric flask with snap cap,capacity 200 mL,,,,, | CLS5580200 |  | Aldrich | 带卡口盖的 Pyrex ® A 级容量瓶 |  | ,,,, | Corning , Corning Flasks , Corning Glass Flasks , Corning Volumetric Glass Flasks , Labware , Manufacturer Browser , Pyrex Volumetric Flasks , Pyrex class A volumetric flask with snap cap , Volumetric , Volumetric Flasks |  | Corning, 5580-200,Corning ® 5580,200 mL,0.10 mL tol. | , |  |  | Corning, 5580-200,Corning ® 5580,200 mL,0.10 mL tol.
Pyrex ® class A volumetric flask with snap cap,capacity 250 mL,,,,, | CLS5580250 |  | Aldrich | 带卡口盖的 Pyrex ® A 级容量瓶 |  | ,,,, | Corning , Corning Flasks , Corning Glass Flasks , Corning Volumetric Glass Flasks , Labware , Manufacturer Browser , Pyrex Volumetric Flasks , Pyrex class A volumetric flask with snap cap , Volumetric , Volumetric Flasks |  | Corning, 5580-250,Corning ® 5580,250 mL,0.12 mL tol. | , |  |  | Corning, 5580-250,Corning ® 5580,250 mL,0.12 mL tol.
Pyrex ® class A volumetric flask with snap cap,capacity 500 mL,,,,, | CLS5580500 |  | Aldrich | 带卡口盖的 Pyrex ® A 级容量瓶 |  | ,,,, | Corning , Corning Flasks , Corning Glass Flasks , Corning Volumetric Glass Flasks , Labware , Manufacturer Browser , Pyrex Volumetric Flasks , Pyrex class A volumetric flask with snap cap , Volumetric , Volumetric Flasks |  | Corning, 5580-500,Corning ® 5580,500 mL,0.20 mL tol. | , |  |  | Corning, 5580-500,Corning ® 5580,500 mL,0.20 mL tol.
Pyrex ® class A volumetric flask with snap cap,capacity 1,000 mL,,,,, | CLS55801L |  | Aldrich | 带卡口盖的 Pyrex ® A 级容量瓶 |  | ,,,, | Corning , Corning Flasks , Corning Glass Flasks , Corning Volumetric Glass Flasks , Labware , Manufacturer Browser , Pyrex Volumetric Flasks , Pyrex class A volumetric flask with snap cap , Volumetric , Volumetric Flasks |  | Corning, 5580-1L,Corning ® 5580,1,000 mL,0.30 mL tol. | , |  |  | Corning, 5580-1L,Corning ® 5580,1,000 mL,0.30 mL tol.
Pyrex ® class A volumetric flask with snap cap,capacity 2,000 mL,,,,, | CLS55802L |  | Aldrich | 带卡口盖的 Pyrex ® A 级容量瓶 |  | ,,,, | Corning , Corning Flasks , Corning Glass Flasks , Corning Volumetric Glass Flasks , Labware , Manufacturer Browser , Pyrex Volumetric Flasks , Pyrex class A volumetric flask with snap cap , Volumetric , Volumetric Flasks |  | Corning, 5580-2L,Corning ® 5580,2,000 mL,0.50 mL tol. | , |  |  | Corning, 5580-2L,Corning ® 5580,2,000 mL,0.50 mL tol.
,capacity 50 mL,,,,, | CLS564050FO |  | Aldrich | Pyrex ® class A volumetric flask with ST joint, flask only |  | ,,,, | Corning , Corning Flasks , Corning Glass Flasks , Corning Volumetric Glass Flasks , Labware , Manufacturer Browser , Pyrex Volumetric Flasks , Pyrex class A volumetric flask with ST joint, flask only , Volumetric , Volumetric Flasks |  | Corning, 5640-50FO,50 mL,0.05 tol. | , |  |  | Corning, 5640-50FO,50 mL,0.05 tol.
,capacity 200 mL,,,,, | CLS5640200FO |  | Aldrich | Pyrex ® class A volumetric flask with ST joint, flask only |  | ,,,, | Corning , Corning Flasks , Corning Glass Flasks , Corning Volumetric Glass Flasks , Labware , Manufacturer Browser , Pyrex Volumetric Flasks , Pyrex class A volumetric flask with ST joint, flask only , Volumetric , Volumetric Flasks |  | Corning, 5640-200FO,200 mL,0.10 mL tol. | , |  |  | Corning, 5640-200FO,200 mL,0.10 mL tol.
,volume size 50 mL,,,,, | CLS565550 |  | Sigma | PYREX ® EZ Access ™ wide mouth volumetric flask |  | ,,,, | Labware , Pyrex Volumetric Flasks , Volumetric , Volumetric Flasks |  | To Contain,Corning, 5655-50,heavy duty, with GL32 screw cap,PTFE liner,thread size 32 GL,pack of 1 ea,50 mL,135 mm × 48 mm | , |  |  | To Contain,Corning, 5655-50,heavy duty, with GL32 screw cap,PTFE liner,thread size 32 GL,pack of 1 ea,50 mL,135 mm × 48 mm
,volume size 100 mL,,,,, | CLS5655100 |  | Sigma | PYREX ® EZ Access ™ wide mouth volumetric flask |  | ,,,, | Labware , Pyrex Volumetric Flasks , Volumetric , Volumetric Flasks |  | To Contain,Corning, 5655-100,heavy duty, with GL32 screw cap,PTFE liner,thread size 32 GL,pack of 1 ea,100 mL,180 mm × 64 mm | , |  |  | To Contain,Corning, 5655-100,heavy duty, with GL32 screw cap,PTFE liner,thread size 32 GL,pack of 1 ea,100 mL,180 mm × 64 mm
,volume size 200 mL,,,,, | CLS5655200 |  | Sigma | PYREX ® EZ Access ™ wide mouth volumetric flask |  | ,,,, | Labware , Pyrex Volumetric Flasks , Volumetric , Volumetric Flasks |  | To Contain,Corning, 5655-200,heavy duty, with GL32 screw cap,PTFE liner,thread size 32 GL,pack of 1 ea,200 mL,225 mm × 76 mm | , |  |  | To Contain,Corning, 5655-200,heavy duty, with GL32 screw cap,PTFE liner,thread size 32 GL,pack of 1 ea,200 mL,225 mm × 76 mm
,volume size 250 mL,,,,, | CLS5655250 |  | Sigma | PYREX ® EZ Access ™ wide mouth volumetric flask |  | ,,,, | Labware , Pyrex Volumetric Flasks , Volumetric , Volumetric Flasks |  | To Contain,Corning, 5655-250,heavy duty, with GL32 screw cap,PTFE liner,thread size 32 GL,pack of 1 ea,250 mL,225 mm × 86 mm | , |  |  | To Contain,Corning, 5655-250,heavy duty, with GL32 screw cap,PTFE liner,thread size 32 GL,pack of 1 ea,250 mL,225 mm × 86 mm
,volume size 500 mL,,,,, | CLS5655500 |  | Sigma | PYREX ® EZ Access ™ wide mouth volumetric flask |  | ,,,, | Labware , Pyrex Volumetric Flasks , Volumetric , Volumetric Flasks |  | To Contain,Corning, 5655-500,heavy duty, with GL32 screw cap,PTFE liner,thread size 32 GL,pack of 1 ea,500 mL,260 mm × 102 mm | , |  |  | To Contain,Corning, 5655-500,heavy duty, with GL32 screw cap,PTFE liner,thread size 32 GL,pack of 1 ea,500 mL,260 mm × 102 mm
,volume size 1 L,,,,, | CLS56551L |  | Sigma | PYREX ® EZ Access ™ wide mouth volumetric flask |  | ,,,, | Labware , Pyrex Volumetric Flasks , Volumetric , Volumetric Flasks |  | To Contain,Corning, 5655-1L,heavy duty, with GL32 screw cap,PTFE liner,thread size 32 GL,pack of 1 ea,1 L,315 mm × 132 mm | , |  |  | To Contain,Corning, 5655-1L,heavy duty, with GL32 screw cap,PTFE liner,thread size 32 GL,pack of 1 ea,1 L,315 mm × 132 mm
,capacity 25 mL,,,,, | CLS566025 |  | Aldrich | Pyrex ® Lifetime-Red ™ volumetric flask with Pyrex ® stopper |  | ,,,, | Corning , Corning Flasks , Corning Glass Flasks , Corning Volumetric Glass Flasks , Labware , Manufacturer Browser , Pyrex Lifetime-Red volumetric flask with Pyrex stopper , Pyrex Volumetric Flasks , Volumetric , Volumetric Flasks |  | 9,Corning, 5660-25,25 mL,0.03 mL tol. | , |  |  | 9,Corning, 5660-25,25 mL,0.03 mL tol.
,capacity 50 mL,,,,, | CLS566050 |  | Aldrich | Pyrex ® Lifetime-Red ™ volumetric flask with Pyrex ® stopper |  | ,,,, | Corning , Corning Flasks , Corning Glass Flasks , Corning Volumetric Glass Flasks , Labware , Manufacturer Browser , Pyrex Lifetime-Red volumetric flask with Pyrex stopper , Pyrex Volumetric Flasks , Volumetric , Volumetric Flasks |  | 9,Corning, 5660-50,50 mL,0.05 mL tol. | , |  |  | 9,Corning, 5660-50,50 mL,0.05 mL tol.
,capacity 100 mL,,,,, | CLS5660100 |  | Aldrich | Pyrex ® Lifetime-Red ™ volumetric flask with Pyrex ® stopper |  | ,,,, | Corning , Corning Flasks , Corning Glass Flasks , Corning Volumetric Glass Flasks , Labware , Manufacturer Browser , Pyrex Lifetime-Red volumetric flask with Pyrex stopper , Pyrex Volumetric Flasks , Volumetric , Volumetric Flasks |  | 13,Corning, 5660-100,100 mL,0.08 mL tol. | , |  |  | 13,Corning, 5660-100,100 mL,0.08 mL tol.
,capacity 200 mL,,,,, | CLS5660200 |  | Aldrich | Pyrex ® Lifetime-Red ™ volumetric flask with Pyrex ® stopper |  | ,,,, | Corning , Corning Flasks , Corning Glass Flasks , Corning Volumetric Glass Flasks , Labware , Manufacturer Browser , Pyrex Lifetime-Red volumetric flask with Pyrex stopper , Pyrex Volumetric Flasks , Volumetric , Volumetric Flasks |  | 13,Corning, 5660-200,200 mL,0.10 mL tol. | , |  |  | 13,Corning, 5660-200,200 mL,0.10 mL tol.
,capacity 250 mL,,,,, | CLS5660250 |  | Aldrich | Pyrex ® Lifetime-Red ™ volumetric flask with Pyrex ® stopper |  | ,,,, | Corning , Corning Flasks , Corning Glass Flasks , Corning Volumetric Glass Flasks , Labware , Manufacturer Browser , Pyrex Lifetime-Red volumetric flask with Pyrex stopper , Pyrex Volumetric Flasks , Volumetric , Volumetric Flasks |  | 16,Corning, 5660-250,250 mL,0.12 mL tol. | , |  |  | 16,Corning, 5660-250,250 mL,0.12 mL tol.
,capacity 500 mL,,,,, | CLS5660500 |  | Aldrich | Pyrex ® Lifetime-Red ™ volumetric flask with Pyrex ® stopper |  | ,,,, | Corning , Corning Flasks , Corning Glass Flasks , Corning Volumetric Glass Flasks , Labware , Manufacturer Browser , Pyrex Lifetime-Red volumetric flask with Pyrex stopper , Pyrex Volumetric Flasks , Volumetric , Volumetric Flasks |  | 19,Corning, 5660-500,500 mL,0.20 mL tol. | , |  |  | 19,Corning, 5660-500,500 mL,0.20 mL tol.
,capacity 1,000 mL,,,,, | CLS56601L |  | Aldrich | Pyrex ® Lifetime-Red ™ volumetric flask with Pyrex ® stopper |  | ,,,, | Corning , Corning Flasks , Corning Glass Flasks , Corning Volumetric Glass Flasks , Labware , Manufacturer Browser , Pyrex Lifetime-Red volumetric flask with Pyrex stopper , Pyrex Volumetric Flasks , Volumetric , Volumetric Flasks |  | 22,Corning, 5660-1L,1,000 mL,0.30 mL tol. | , |  |  | 22,Corning, 5660-1L,1,000 mL,0.30 mL tol.
,capacity 2,000 mL,,,,, | CLS56602L |  | Aldrich | Pyrex ® Lifetime-Red ™ volumetric flask with Pyrex ® stopper |  | ,,,, | Corning , Corning Flasks , Corning Glass Flasks , Corning Volumetric Glass Flasks , Labware , Manufacturer Browser , Pyrex Lifetime-Red volumetric flask with Pyrex stopper , Pyrex Volumetric Flasks , Volumetric , Volumetric Flasks |  | 27,Corning, 5660-2L,2,000 mL,0.50 mL tol. | , |  |  | 27,Corning, 5660-2L,2,000 mL,0.50 mL tol.
Pyrex ® Lifetime-Red ™ volumetric flask with snap cap,capacity 25 mL,,,,, | CLS560025 |  | Aldrich | 带卡口盖的 Pyrex ® Lifetime-Red ™ 容量瓶 |  | ,,,, | Corning , Corning Flasks , Corning Glass Flasks , Corning Volumetric Glass Flasks , Labware , Manufacturer Browser , Pyrex Lifetime-Red volumetric flask with snap cap , Pyrex Volumetric Flasks , Volumetric , Volumetric Flasks |  | Corning, 5600-25,25 mL,0.03 mL tol. | , |  |  | Corning, 5600-25,25 mL,0.03 mL tol.
Pyrex ® Lifetime-Red ™ volumetric flask with snap cap,capacity 50 mL,,,,, | CLS560050 |  | Aldrich | 带卡口盖的 Pyrex ® Lifetime-Red ™ 容量瓶 |  | ,,,, | Corning , Corning Flasks , Corning Glass Flasks , Corning Volumetric Glass Flasks , Labware , Manufacturer Browser , Pyrex Lifetime-Red volumetric flask with snap cap , Pyrex Volumetric Flasks , Volumetric , Volumetric Flasks |  | Corning, 5600-50,50 mL,0.05 mL tol. | , |  |  | Corning, 5600-50,50 mL,0.05 mL tol.
Pyrex ® Lifetime-Red ™ volumetric flask with snap cap,capacity 100 mL,,,,, | CLS5600100 |  | Aldrich | 带卡口盖的 Pyrex ® Lifetime-Red ™ 容量瓶 |  | ,,,, | Corning , Corning Flasks , Corning Glass Flasks , Corning Volumetric Glass Flasks , Labware , Manufacturer Browser , Pyrex Lifetime-Red volumetric flask with snap cap , Pyrex Volumetric Flasks , Volumetric , Volumetric Flasks |  | Corning, 5600-100,100 mL,0.08 mL tol. | , |  |  | Corning, 5600-100,100 mL,0.08 mL tol.
Pyrex ® Lifetime-Red ™ volumetric flask with snap cap,capacity 200 mL,,,,, | CLS5600200 |  | Aldrich | 带卡口盖的 Pyrex ® Lifetime-Red ™ 容量瓶 |  | ,,,, | Corning , Corning Flasks , Corning Glass Flasks , Corning Volumetric Glass Flasks , Labware , Manufacturer Browser , Pyrex Lifetime-Red volumetric flask with snap cap , Pyrex Volumetric Flasks , Volumetric , Volumetric Flasks |  | Corning, 5600-200,200 mL,0.10 mL tol. | , |  |  | Corning, 5600-200,200 mL,0.10 mL tol.
Pyrex ® Lifetime-Red ™ volumetric flask with snap cap,capacity 250 mL,,,,, | CLS5600250 |  | Aldrich | 带卡口盖的 Pyrex ® Lifetime-Red ™ 容量瓶 |  | ,,,, | Corning , Corning Flasks , Corning Glass Flasks , Corning Volumetric Glass Flasks , Labware , Manufacturer Browser , Pyrex Lifetime-Red volumetric flask with snap cap , Pyrex Volumetric Flasks , Volumetric , Volumetric Flasks |  | Corning, 5600-250,250 mL,0.12 mL tol. | , |  |  | Corning, 5600-250,250 mL,0.12 mL tol.
Pyrex ® Lifetime-Red ™ volumetric flask with snap cap,capacity 500 mL,,,,, | CLS5600500 |  | Aldrich | 带卡口盖的 Pyrex ® Lifetime-Red ™ 容量瓶 |  | ,,,, | Corning , Corning Flasks , Corning Glass Flasks , Corning Volumetric Glass Flasks , Labware , Manufacturer Browser , Pyrex Lifetime-Red volumetric flask with snap cap , Pyrex Volumetric Flasks , Volumetric , Volumetric Flasks |  | Corning, 5600-500,500 mL,0.20 mL tol. | , |  |  | Corning, 5600-500,500 mL,0.20 mL tol.
Pyrex ® Lifetime-Red ™ volumetric flask with snap cap,capacity 1,000 mL,,,,, | CLS56001L |  | Aldrich | 带卡口盖的 Pyrex ® Lifetime-Red ™ 容量瓶 |  | ,,,, | Corning , Corning Flasks , Corning Glass Flasks , Corning Volumetric Glass Flasks , Labware , Manufacturer Browser , Pyrex Lifetime-Red volumetric flask with snap cap , Pyrex Volumetric Flasks , Volumetric , Volumetric Flasks |  | Corning, 5600-1L,1,000 mL,0.30 mL tol. | , |  |  | Corning, 5600-1L,1,000 mL,0.30 mL tol.
Pyrex ® Lifetime-Red ™ volumetric flask with snap cap,capacity 2,000 mL,,,,, | CLS56002L |  | Aldrich | 带卡口盖的 Pyrex ® Lifetime-Red ™ 容量瓶 |  | ,,,, | Corning , Corning Flasks , Corning Glass Flasks , Corning Volumetric Glass Flasks , Labware , Manufacturer Browser , Pyrex Lifetime-Red volumetric flask with snap cap , Pyrex Volumetric Flasks , Volumetric , Volumetric Flasks |  | Corning, 5600-2L,2,000 mL,0.50 mL tol. | , |  |  | Corning, 5600-2L,2,000 mL,0.50 mL tol.
,capacity 100 mL,,,,, | CLS65640100 |  | Aldrich | PYREXPLUS ® volumetric flask, with protective coating, Pyrex ® stopper |  | ,,,, | Corning , Corning Flasks , Corning Glass Flasks , Corning Volumetric Glass Flasks , Labware , Manufacturer Browser , PYREXPLUS volumetric flask, with protective coating, Pyrex stopper , Pyrex Volumetric Flasks , Volumetric , Volumetric Flasks |  | Corning, 65640-100,13,100 mL,0.08 mL tol. | , |  |  | Corning, 65640-100,13,100 mL,0.08 mL tol.
,capacity 200 mL,,,,, | CLS65640200 |  | Aldrich | PYREXPLUS ® volumetric flask, with protective coating, Pyrex ® stopper |  | ,,,, | Corning , Corning Flasks , Corning Glass Flasks , Corning Volumetric Glass Flasks , Labware , Manufacturer Browser , PYREXPLUS volumetric flask, with protective coating, Pyrex stopper , Pyrex Volumetric Flasks , Volumetric , Volumetric Flasks |  | Corning, 65640-200,13,200 mL,0.10 mL tol. | , |  |  | Corning, 65640-200,13,200 mL,0.10 mL tol.
,capacity 250 mL,,,,, | CLS65640250 |  | Aldrich | PYREXPLUS ® volumetric flask, with protective coating, Pyrex ® stopper |  | ,,,, | Corning , Corning Flasks , Corning Glass Flasks , Corning Volumetric Glass Flasks , Labware , Manufacturer Browser , PYREXPLUS volumetric flask, with protective coating, Pyrex stopper , Pyrex Volumetric Flasks , Volumetric , Volumetric Flasks |  | Corning, 65640-250,16,250 mL,0.12 mL tol. | , |  |  | Corning, 65640-250,16,250 mL,0.12 mL tol.
,capacity 500 mL,,,,, | CLS65640500 |  | Aldrich | PYREXPLUS ® volumetric flask, with protective coating, Pyrex ® stopper |  | ,,,, | Corning , Corning Flasks , Corning Glass Flasks , Corning Volumetric Glass Flasks , Labware , Manufacturer Browser , PYREXPLUS volumetric flask, with protective coating, Pyrex stopper , Pyrex Volumetric Flasks , Volumetric , Volumetric Flasks |  | Corning, 65640-500,19,500 mL,0.20 mL tol. | , |  |  | Corning, 65640-500,19,500 mL,0.20 mL tol.
,capacity 1,000 mL,,,,, | CLS656401L |  | Aldrich | PYREXPLUS ® volumetric flask, with protective coating, Pyrex ® stopper |  | ,,,, | Corning , Corning Flasks , Corning Glass Flasks , Corning Volumetric Glass Flasks , Labware , Manufacturer Browser , PYREXPLUS volumetric flask, with protective coating, Pyrex stopper , Pyrex Volumetric Flasks , Volumetric , Volumetric Flasks |  | Corning, 65640-1L,22,1,000 mL,0.30 mL tol. | , |  |  | Corning, 65640-1L,22,1,000 mL,0.30 mL tol.
,capacity 2,000 mL,,,,, | CLS656402L |  | Aldrich | PYREXPLUS ® volumetric flask, with protective coating, Pyrex ® stopper |  | ,,,, | Corning , Corning Flasks , Corning Glass Flasks , Corning Volumetric Glass Flasks , Labware , Manufacturer Browser , PYREXPLUS volumetric flask, with protective coating, Pyrex stopper , Pyrex Volumetric Flasks , Volumetric , Volumetric Flasks |  | Corning, 65640-2L,27,2,000 mL,0.50 mL tol. | , |  |  | Corning, 65640-2L,27,2,000 mL,0.50 mL tol.
,volume 5 mL,,,,, | CLS56465 |  | Aldrich | Pyrex ® Verified volumetric flasks |  | ,,,, | Corning , Corning Flasks , Corning Glass Flasks , Corning Volumetric Glass Flasks , Labware , Manufacturer Browser , Pyrex Verified volumetric flasks , Pyrex Volumetric Flasks , Volumetric , Volumetric Flasks |  | 5 mL,Corning, 5646-5 | , |  |  | 5 mL,Corning, 5646-5
,volume 10 mL,,,,, | CLS564610 |  | Aldrich | Pyrex ® Verified volumetric flasks |  | ,,,, | Corning , Corning Flasks , Corning Glass Flasks , Corning Volumetric Glass Flasks , Labware , Manufacturer Browser , Pyrex Verified volumetric flasks , Pyrex Volumetric Flasks , Volumetric , Volumetric Flasks |  | 10 mL,Corning, 5646-10 | , |  |  | 10 mL,Corning, 5646-10
,volume 25 mL,,,,, | CLS564625 |  | Aldrich | Pyrex ® Verified volumetric flasks |  | ,,,, | Corning , Corning Flasks , Corning Glass Flasks , Corning Volumetric Glass Flasks , Labware , Manufacturer Browser , Pyrex Verified volumetric flasks , Pyrex Volumetric Flasks , Volumetric , Volumetric Flasks |  | 25 mL,Corning, 5646-25 | , |  |  | 25 mL,Corning, 5646-25
,volume 50 mL,,,,, | CLS564650 |  | Aldrich | Pyrex ® Verified volumetric flasks |  | ,,,, | Corning , Corning Flasks , Corning Glass Flasks , Corning Volumetric Glass Flasks , Labware , Manufacturer Browser , Pyrex Verified volumetric flasks , Pyrex Volumetric Flasks , Volumetric , Volumetric Flasks |  | 50 mL,Corning, 5646-50 | , |  |  | 50 mL,Corning, 5646-50
,volume 100 mL,,,,, | CLS5646100 |  | Aldrich | Pyrex ® Verified volumetric flasks |  | ,,,, | Corning , Corning Flasks , Corning Glass Flasks , Corning Volumetric Glass Flasks , Labware , Manufacturer Browser , Pyrex Verified volumetric flasks , Pyrex Volumetric Flasks , Volumetric , Volumetric Flasks |  | 100 mL,Corning, 5646-100 | , |  |  | 100 mL,Corning, 5646-100
,volume 200 mL,,,,, | CLS5646200 |  | Aldrich | Pyrex ® Verified volumetric flasks |  | ,,,, | Corning , Corning Flasks , Corning Glass Flasks , Corning Volumetric Glass Flasks , Labware , Manufacturer Browser , Pyrex Verified volumetric flasks , Pyrex Volumetric Flasks , Volumetric , Volumetric Flasks |  | 200 mL,Corning, 5646-200 | , |  |  | 200 mL,Corning, 5646-200
,volume 250 mL,,,,, | CLS5646250 |  | Aldrich | Pyrex ® Verified volumetric flasks |  | ,,,, | Corning , Corning Flasks , Corning Glass Flasks , Corning Volumetric Glass Flasks , Labware , Manufacturer Browser , Pyrex Verified volumetric flasks , Pyrex Volumetric Flasks , Volumetric , Volumetric Flasks |  | 250 mL,Corning, 5646-250 | , |  |  | 250 mL,Corning, 5646-250
,volume 500 mL,,,,, | CLS5646500 |  | Aldrich | Pyrex ® Verified volumetric flasks |  | ,,,, | Corning , Corning Flasks , Corning Glass Flasks , Corning Volumetric Glass Flasks , Labware , Manufacturer Browser , Pyrex Verified volumetric flasks , Pyrex Volumetric Flasks , Volumetric , Volumetric Flasks |  | 500 mL,Corning, 5646-500 | , |  |  | 500 mL,Corning, 5646-500
,volume 1 L,,,,, | CLS56461L |  | Aldrich | Pyrex ® Verified volumetric flasks |  | ,,,, | Corning , Corning Flasks , Corning Glass Flasks , Corning Volumetric Glass Flasks , Labware , Manufacturer Browser , Pyrex Verified volumetric flasks , Pyrex Volumetric Flasks , Volumetric , Volumetric Flasks |  | 1 L,Corning, 5646-1L | , |  |  | 1 L,Corning, 5646-1L
,volume 2 L,,,,, | CLS56462L |  | Aldrich | Pyrex ® Verified volumetric flasks |  | ,,,, | Corning , Corning Flasks , Corning Glass Flasks , Corning Volumetric Glass Flasks , Labware , Manufacturer Browser , Pyrex Verified volumetric flasks , Pyrex Volumetric Flasks , Volumetric , Volumetric Flasks |  | 2 L,Corning, 5646-2L | , |  |  | 2 L,Corning, 5646-2L
,capacity 10 mL,,,,, | CLS7064010 |  | Aldrich | Pyrex ® VISTA ™ volumetric flask, Class A |  | ,,,, | Corning , Corning Flasks , Corning Glass Flasks , Corning Volumetric Glass Flasks , Labware , Manufacturer Browser , Pyrex VISTA volumetric flask, Class A , Pyrex Volumetric Flasks , Volumetric , Volumetric Flasks |  | Corning, 70640-10,10 mL | , |  |  | Corning, 70640-10,10 mL
,capacity 25 mL,,,,, | CLS7064025 |  | Aldrich | Pyrex ® VISTA ™ volumetric flask, Class A |  | ,,,, | Corning , Corning Flasks , Corning Glass Flasks , Corning Volumetric Glass Flasks , Labware , Manufacturer Browser , Pyrex VISTA volumetric flask, Class A , Pyrex Volumetric Flasks , Volumetric , Volumetric Flasks |  | Corning, 70640-25,25 mL | , |  |  | Corning, 70640-25,25 mL
,capacity 50 mL,,,,, | CLS7064050 |  | Aldrich | Pyrex ® VISTA ™ volumetric flask, Class A |  | ,,,, | Corning , Corning Flasks , Corning Glass Flasks , Corning Volumetric Glass Flasks , Labware , Manufacturer Browser , Pyrex VISTA volumetric flask, Class A , Pyrex Volumetric Flasks , Volumetric , Volumetric Flasks |  | Corning, 70640-50,50 mL | , |  |  | Corning, 70640-50,50 mL
,capacity 100 mL,,,,, | CLS70640100 |  | Aldrich | Pyrex ® VISTA ™ volumetric flask, Class A |  | ,,,, | Corning , Corning Flasks , Corning Glass Flasks , Corning Volumetric Glass Flasks , Labware , Manufacturer Browser , Pyrex VISTA volumetric flask, Class A , Pyrex Volumetric Flasks , Volumetric , Volumetric Flasks |  | Corning, 70640-100,100 mL | , |  |  | Corning, 70640-100,100 mL
,capacity 200 mL,,,,, | CLS70640200 |  | Aldrich | Pyrex ® VISTA ™ volumetric flask, Class A |  | ,,,, | Corning , Corning Flasks , Corning Glass Flasks , Corning Volumetric Glass Flasks , Labware , Manufacturer Browser , Pyrex VISTA volumetric flask, Class A , Pyrex Volumetric Flasks , Volumetric , Volumetric Flasks |  | Corning, 70640-200,200 mL | , |  |  | Corning, 70640-200,200 mL
,capacity 250 mL,,,,, | CLS70640250 |  | Aldrich | Pyrex ® VISTA ™ volumetric flask, Class A |  | ,,,, | Corning , Corning Flasks , Corning Glass Flasks , Corning Volumetric Glass Flasks , Labware , Manufacturer Browser , Pyrex VISTA volumetric flask, Class A , Pyrex Volumetric Flasks , Volumetric , Volumetric Flasks |  | Corning, 70640-250,250 mL | , |  |  | Corning, 70640-250,250 mL
,capacity 500 mL,,,,, | CLS70640500 |  | Aldrich | Pyrex ® VISTA ™ volumetric flask, Class A |  | ,,,, | Corning , Corning Flasks , Corning Glass Flasks , Corning Volumetric Glass Flasks , Labware , Manufacturer Browser , Pyrex VISTA volumetric flask, Class A , Pyrex Volumetric Flasks , Volumetric , Volumetric Flasks |  | Corning, 70640-500,500 mL | , |  |  | Corning, 70640-500,500 mL
,capacity 1,000 mL,,,,, | CLS706401L |  | Aldrich | Pyrex ® VISTA ™ volumetric flask, Class A |  | ,,,, | Corning , Corning Flasks , Corning Glass Flasks , Corning Volumetric Glass Flasks , Labware , Manufacturer Browser , Pyrex VISTA volumetric flask, Class A , Pyrex Volumetric Flasks , Volumetric , Volumetric Flasks |  | Corning, 70640-1L,1,000 mL | , |  |  | Corning, 70640-1L,1,000 mL
,capacity 2,000 mL,,,,, | CLS706402L |  | Aldrich | Pyrex ® VISTA ™ volumetric flask, Class A |  | ,,,, | Corning , Corning Flasks , Corning Glass Flasks , Corning Volumetric Glass Flasks , Labware , Manufacturer Browser , Pyrex VISTA volumetric flask, Class A , Pyrex Volumetric Flasks , Volumetric , Volumetric Flasks |  | Corning, 70640-2L,2,000 mL | , |  |  | Corning, 70640-2L,2,000 mL
Pyrex ® VISTA ™ volumetric flask, Class B,capacity 10 mL,,,,, | CLS7058110 |  | Sigma | Pyrex ® VISTA ™ volumetric flask, class B |  | ,,,, | Labware , Pyrex Volumetric Flasks , Volumetric , Volumetric Flasks |  | Corning, 70581-10,10 mL | , |  |  | Corning, 70581-10,10 mL
Pyrex ® VISTA ™ volumetric flask, Class B,capacity 25 mL,,,,, | CLS7058125 |  | Sigma | Pyrex ® VISTA ™ volumetric flask, class B |  | ,,,, | Labware , Pyrex Volumetric Flasks , Volumetric , Volumetric Flasks |  | Corning, 70581-25,25 mL | , |  |  | Corning, 70581-25,25 mL
Pyrex ® VISTA ™ volumetric flask, Class B,capacity 50 mL,,,,, | CLS7058150 |  | Sigma | Pyrex ® VISTA ™ volumetric flask, class B |  | ,,,, | Labware , Pyrex Volumetric Flasks , Volumetric , Volumetric Flasks |  | Corning, 70581-50,50 mL | , |  |  | Corning, 70581-50,50 mL
Pyrex ® VISTA ™ volumetric flask, Class B,capacity 100 mL,,,,, | CLS70581100 |  | Sigma | Pyrex ® VISTA ™ volumetric flask, class B |  | ,,,, | Labware , Pyrex Volumetric Flasks , Volumetric , Volumetric Flasks |  | Corning, 70581-100,100 mL | , |  |  | Corning, 70581-100,100 mL
Pyrex ® VISTA ™ volumetric flask, Class B,capacity 250 mL,,,,, | CLS70581250 |  | Sigma | Pyrex ® VISTA ™ volumetric flask, class B |  | ,,,, | Labware , Pyrex Volumetric Flasks , Volumetric , Volumetric Flasks |  | Corning, 70581-250,250 mL | , |  |  | Corning, 70581-250,250 mL
Pyrex ® VISTA ™ volumetric flask, Class B,capacity 500 mL,,,,, | CLS70581500 |  | Sigma | Pyrex ® VISTA ™ volumetric flask, class B |  | ,,,, | Labware , Pyrex Volumetric Flasks , Volumetric , Volumetric Flasks |  | Corning, 70581-500,500 mL | , |  |  | Corning, 70581-500,500 mL
Pyrex ® VISTA ™ volumetric flask, Class B,capacity 1 L,,,,, | CLS705811L |  | Sigma | Pyrex ® VISTA ™ volumetric flask, class B |  | ,,,, | Labware , Pyrex Volumetric Flasks , Volumetric , Volumetric Flasks |  | Corning, 70581-1L,1 L | , |  |  | Corning, 70581-1L,1 L
Pyrex ® VISTA ™ volumetric flask, Class B,capacity 2000 mL,,,,, | CLS705812L |  | Sigma | Pyrex ® VISTA ™ volumetric flask, class B |  | ,,,, | Labware , Pyrex Volumetric Flasks , Volumetric , Volumetric Flasks |  | Corning, 70581-2L,Corning, 7058-1L,2000 mL | , |  |  | Corning, 70581-2L,Corning, 7058-1L,2000 mL
,1 mL volume,,,,, | CLS707101 |  | Aldrich | Pyrex ® VISTA ™ volumetric pipette, Class A |  | ,,,, | Corning , Corning Pipettes , Corning Volumetric Pipettes , Labware , Manufacturer Browser , Pyrex VISTA volumetric pipette, Class A , Pyrex Volumetric Flasks , Volumetric , Volumetric Flasks |  | Corning, 70710-1,1 mL volume | , |  |  | Corning, 70710-1,1 mL volume
,2 mL volume,,,,, | CLS707102 |  | Aldrich | Pyrex ® VISTA ™ volumetric pipette, Class A |  | ,,,, | Corning , Corning Pipettes , Corning Volumetric Pipettes , Labware , Manufacturer Browser , Pyrex VISTA volumetric pipette, Class A , Pyrex Volumetric Flasks , Volumetric , Volumetric Flasks |  | Corning, 70710-2,2 mL volume | , |  |  | Corning, 70710-2,2 mL volume
,5 mL volume,,,,, | CLS707105 |  | Aldrich | Pyrex ® VISTA ™ volumetric pipette, Class A |  | ,,,, | Corning , Corning Pipettes , Corning Volumetric Pipettes , Labware , Manufacturer Browser , Pyrex VISTA volumetric pipette, Class A , Pyrex Volumetric Flasks , Volumetric , Volumetric Flasks |  | Corning, 70710-5,5 mL volume | , |  |  | Corning, 70710-5,5 mL volume
,10 mL volume,,,,, | CLS7071010 |  | Aldrich | Pyrex ® VISTA ™ volumetric pipette, Class A |  | ,,,, | Corning , Corning Pipettes , Corning Volumetric Pipettes , Labware , Manufacturer Browser , Pyrex VISTA volumetric pipette, Class A , Pyrex Volumetric Flasks , Volumetric , Volumetric Flasks |  | Corning, 70710-10,10 mL volume | , |  |  | Corning, 70710-10,10 mL volume
,capacity 10 mL,,,,, | CLS568010 |  | Aldrich | Pyrex ® volumetric flask, certified and serialized, with Pyrex ® ST stopper |  | ,,,, | Corning , Corning Flasks , Corning Glass Flasks , Corning Volumetric Glass Flasks , Labware , Manufacturer Browser , Pyrex Volumetric Flasks , Pyrex volumetric flask, certified and serialized, with Pyrex ST stopper , Volumetric , Volumetric Flasks |  | Corning, 5680-10,9,10 mL,0.02 mL tol. | , |  |  | Corning, 5680-10,9,10 mL,0.02 mL tol.
,capacity 25 mL,,,,, | CLS568025 |  | Aldrich | Pyrex ® volumetric flask, certified and serialized, with Pyrex ® ST stopper |  | ,,,, | Corning , Corning Flasks , Corning Glass Flasks , Corning Volumetric Glass Flasks , Labware , Manufacturer Browser , Pyrex Volumetric Flasks , Pyrex volumetric flask, certified and serialized, with Pyrex ST stopper , Volumetric , Volumetric Flasks |  | Corning, 5680-25,9,25 mL,0.03 mL tol. | , |  |  | Corning, 5680-25,9,25 mL,0.03 mL tol.
,capacity 50 mL,,,,, | CLS568050 |  | Aldrich | Pyrex ® volumetric flask, certified and serialized, with Pyrex ® ST stopper |  | ,,,, | Corning , Corning Flasks , Corning Glass Flasks , Corning Volumetric Glass Flasks , Labware , Manufacturer Browser , Pyrex Volumetric Flasks , Pyrex volumetric flask, certified and serialized, with Pyrex ST stopper , Volumetric , Volumetric Flasks |  | Corning, 5680-50,9,50 mL,0.05 mL tol. | , |  |  | Corning, 5680-50,9,50 mL,0.05 mL tol.
,capacity 100 mL,,,,, | CLS5680100 |  | Aldrich | Pyrex ® volumetric flask, certified and serialized, with Pyrex ® ST stopper |  | ,,,, | Corning , Corning Flasks , Corning Glass Flasks , Corning Volumetric Glass Flasks , Labware , Manufacturer Browser , Pyrex Volumetric Flasks , Pyrex volumetric flask, certified and serialized, with Pyrex ST stopper , Volumetric , Volumetric Flasks |  | Corning, 5680-100,13,100 mL,0.08 mL tol. | , |  |  | Corning, 5680-100,13,100 mL,0.08 mL tol.
,capacity 200 mL,,,,, | CLS5680200 |  | Aldrich | Pyrex ® volumetric flask, certified and serialized, with Pyrex ® ST stopper |  | ,,,, | Corning , Corning Flasks , Corning Glass Flasks , Corning Volumetric Glass Flasks , Labware , Manufacturer Browser , Pyrex Volumetric Flasks , Pyrex volumetric flask, certified and serialized, with Pyrex ST stopper , Volumetric , Volumetric Flasks |  | Corning, 5680-200,13,200 mL,0.10 mL tol. | , |  |  | Corning, 5680-200,13,200 mL,0.10 mL tol.
,capacity 250 mL,,,,, | CLS5680250 |  | Aldrich | Pyrex ® volumetric flask, certified and serialized, with Pyrex ® ST stopper |  | ,,,, | Corning , Corning Flasks , Corning Glass Flasks , Corning Volumetric Glass Flasks , Labware , Manufacturer Browser , Pyrex Volumetric Flasks , Pyrex volumetric flask, certified and serialized, with Pyrex ST stopper , Volumetric , Volumetric Flasks |  | Corning, 5680-250,16,250 mL,0.12 mL tol. | , |  |  | Corning, 5680-250,16,250 mL,0.12 mL tol.
,capacity 500 mL,,,,, | CLS5680500 |  | Aldrich | Pyrex ® volumetric flask, certified and serialized, with Pyrex ® ST stopper |  | ,,,, | Corning , Corning Flasks , Corning Glass Flasks , Corning Volumetric Glass Flasks , Labware , Manufacturer Browser , Pyrex Volumetric Flasks , Pyrex volumetric flask, certified and serialized, with Pyrex ST stopper , Volumetric , Volumetric Flasks |  | Corning, 5680-500,19,500 mL,0.20 mL tol. | , |  |  | Corning, 5680-500,19,500 mL,0.20 mL tol.
,capacity 1,000 mL,,,,, | CLS56801L |  | Aldrich | Pyrex ® volumetric flask, certified and serialized, with Pyrex ® ST stopper |  | ,,,, | Corning , Corning Flasks , Corning Glass Flasks , Corning Volumetric Glass Flasks , Labware , Manufacturer Browser , Pyrex Volumetric Flasks , Pyrex volumetric flask, certified and serialized, with Pyrex ST stopper , Volumetric , Volumetric Flasks |  | Corning, 5680-1L,22,1,000 mL,0.30 mL tol. | , |  |  | Corning, 5680-1L,22,1,000 mL,0.30 mL tol.
,capacity 2,000 mL,,,,, | CLS56802L |  | Aldrich | Pyrex ® volumetric flask, certified and serialized, with Pyrex ® ST stopper |  | ,,,, | Corning , Corning Flasks , Corning Glass Flasks , Corning Volumetric Glass Flasks , Labware , Manufacturer Browser , Pyrex Volumetric Flasks , Pyrex volumetric flask, certified and serialized, with Pyrex ST stopper , Volumetric , Volumetric Flasks |  | Corning, 5680-2L,27,2,000 mL,0.50 mL tol. | , |  |  | Corning, 5680-2L,27,2,000 mL,0.50 mL tol.
Pyrex ® volumetric flask, class A with Pyrex ® ST stopper,capacity 1 mL,,,,, | CLS56401 |  | Aldrich | 带 Pyrex ® ST 塞子的 Pyrex ® 容量瓶 |  | ,,,, | Corning , Corning Flasks , Corning Glass Flasks , Corning Volumetric Glass Flasks , Labware , Manufacturer Browser , Pyrex Volumetric Flasks , Pyrex volumetric flask, class A with Pyrex ST stopper , Volumetric , Volumetric Flasks |  | Corning, 5640-1,8,1 mL,0.01 mL tol. | , |  |  | Corning, 5640-1,8,1 mL,0.01 mL tol.
Pyrex ® volumetric flask, class A with Pyrex ® ST stopper,capacity 2 mL,,,,, | CLS56402 |  | Aldrich | 带 Pyrex ® ST 塞子的 Pyrex ® 容量瓶 |  | ,,,, | Corning , Corning Flasks , Corning Glass Flasks , Corning Volumetric Glass Flasks , Labware , Manufacturer Browser , Pyrex Volumetric Flasks , Pyrex volumetric flask, class A with Pyrex ST stopper , Volumetric , Volumetric Flasks |  | Corning, 5640-2,8,2 mL,0.015 mL tol. | , |  |  | Corning, 5640-2,8,2 mL,0.015 mL tol.
Pyrex ® volumetric flask, class A with Pyrex ® ST stopper,capacity 5 mL,,,,, | CLS56405 |  | Aldrich | 带 Pyrex ® ST 塞子的 Pyrex ® 容量瓶 |  | ,,,, | Corning , Corning Flasks , Corning Glass Flasks , Corning Volumetric Glass Flasks , Labware , Manufacturer Browser , Pyrex Volumetric Flasks , Pyrex volumetric flask, class A with Pyrex ST stopper , Volumetric , Volumetric Flasks |  | Corning, 5640-5,8,5 mL,0.02 mL tol. | , |  |  | Corning, 5640-5,8,5 mL,0.02 mL tol.
Pyrex ® volumetric flask, class A with Pyrex ® ST stopper,capacity 10 mL,,,,, | CLS564010 |  | Aldrich | 带 Pyrex ® ST 塞子的 Pyrex ® 容量瓶 |  | ,,,, | Corning , Corning Flasks , Corning Glass Flasks , Corning Volumetric Glass Flasks , Labware , Manufacturer Browser , Pyrex Volumetric Flasks , Pyrex volumetric flask, class A with Pyrex ST stopper , Volumetric , Volumetric Flasks |  | Corning, 5640-10,9,10 mL,0.02 mL tol. | , |  |  | Corning, 5640-10,9,10 mL,0.02 mL tol.
Pyrex ® volumetric flask, class A with Pyrex ® ST stopper,capacity 25 mL,,,,, | CLS564025 |  | Aldrich | 带 Pyrex ® ST 塞子的 Pyrex ® 容量瓶 |  | ,,,, | Corning , Corning Flasks , Corning Glass Flasks , Corning Volumetric Glass Flasks , Labware , Manufacturer Browser , Pyrex Volumetric Flasks , Pyrex volumetric flask, class A with Pyrex ST stopper , Volumetric , Volumetric Flasks |  | Corning, 5640-25,9,25 mL,0.03 mL tol. | , |  |  | Corning, 5640-25,9,25 mL,0.03 mL tol.
Pyrex ® volumetric flask, class A with Pyrex ® ST stopper,capacity 50 mL,,,,, | CLS564050 |  | Aldrich | 带 Pyrex ® ST 塞子的 Pyrex ® 容量瓶 |  | ,,,, | Corning , Corning Flasks , Corning Glass Flasks , Corning Volumetric Glass Flasks , Labware , Manufacturer Browser , Pyrex Volumetric Flasks , Pyrex volumetric flask, class A with Pyrex ST stopper , Volumetric , Volumetric Flasks |  | Corning, 5640-50,9,50 mL,0.05 mL tol. | , |  |  | Corning, 5640-50,9,50 mL,0.05 mL tol.
Pyrex ® volumetric flask, class A with Pyrex ® ST stopper,capacity 100 mL,,,,, | CLS5640100 |  | Aldrich | 带 Pyrex ® ST 塞子的 Pyrex ® 容量瓶 |  | ,,,, | Corning , Corning Flasks , Corning Glass Flasks , Corning Volumetric Glass Flasks , Labware , Manufacturer Browser , Pyrex Volumetric Flasks , Pyrex volumetric flask, class A with Pyrex ST stopper , Volumetric , Volumetric Flasks |  | Corning, 5640-100,13,100 mL,0.08 mL tol. | , |  |  | Corning, 5640-100,13,100 mL,0.08 mL tol.
Pyrex ® volumetric flask, class A with Pyrex ® ST stopper,capacity 200 mL,,,,, | CLS5640200 |  | Aldrich | 带 Pyrex ® ST 塞子的 Pyrex ® 容量瓶 |  | ,,,, | Corning , Corning Flasks , Corning Glass Flasks , Corning Volumetric Glass Flasks , Labware , Manufacturer Browser , Pyrex Volumetric Flasks , Pyrex volumetric flask, class A with Pyrex ST stopper , Volumetric , Volumetric Flasks |  | Corning, 5640-200,13,200 mL,0.10 mL tol. | , |  |  | Corning, 5640-200,13,200 mL,0.10 mL tol.
Pyrex ® volumetric flask, class A with Pyrex ® ST stopper,capacity 250 mL,,,,, | CLS5640250 |  | Aldrich | 带 Pyrex ® ST 塞子的 Pyrex ® 容量瓶 |  | ,,,, | Corning , Corning Flasks , Corning Glass Flasks , Corning Volumetric Glass Flasks , Labware , Manufacturer Browser , Pyrex Volumetric Flasks , Pyrex volumetric flask, class A with Pyrex ST stopper , Volumetric , Volumetric Flasks |  | Corning, 5640-250,16,250 mL,0.12 mL tol. | , |  |  | Corning, 5640-250,16,250 mL,0.12 mL tol.
Pyrex ® volumetric flask, class A with Pyrex ® ST stopper,capacity 500 mL,,,,, | CLS5640500 |  | Aldrich | 带 Pyrex ® ST 塞子的 Pyrex ® 容量瓶 |  | ,,,, | Corning , Corning Flasks , Corning Glass Flasks , Corning Volumetric Glass Flasks , Labware , Manufacturer Browser , Pyrex Volumetric Flasks , Pyrex volumetric flask, class A with Pyrex ST stopper , Volumetric , Volumetric Flasks |  | Corning, 5640-500,19,500 mL,0.20 mL tol. | , |  |  | Corning, 5640-500,19,500 mL,0.20 mL tol.
Pyrex ® volumetric flask, class A with Pyrex ® ST stopper,capacity 1,000 mL,,,,, | CLS56401L |  | Aldrich | 带 Pyrex ® ST 塞子的 Pyrex ® 容量瓶 |  | ,,,, | Corning , Corning Flasks , Corning Glass Flasks , Corning Volumetric Glass Flasks , Labware , Manufacturer Browser , Pyrex Volumetric Flasks , Pyrex volumetric flask, class A with Pyrex ST stopper , Volumetric , Volumetric Flasks |  | Corning, 5640-1L,22,1,000 mL,0.30 mL tol. | , |  |  | Corning, 5640-1L,22,1,000 mL,0.30 mL tol.
Pyrex ® volumetric flask, class A with Pyrex ® ST stopper,capacity 2,000 mL,,,,, | CLS56402L |  | Aldrich | 带 Pyrex ® ST 塞子的 Pyrex ® 容量瓶 |  | ,,,, | Corning , Corning Flasks , Corning Glass Flasks , Corning Volumetric Glass Flasks , Labware , Manufacturer Browser , Pyrex Volumetric Flasks , Pyrex volumetric flask, class A with Pyrex ST stopper , Volumetric , Volumetric Flasks |  | Corning, 5640-2L,27,2,000 mL,0.50 mL tol. | , |  |  | Corning, 5640-2L,27,2,000 mL,0.50 mL tol.
Pyrex ® volumetric flask, class A with Pyrex ® ST stopper,capacity 3,000 mL,,,,, | CLS56403L |  | Aldrich | 带 Pyrex ® ST 塞子的 Pyrex ® 容量瓶 |  | ,,,, | Corning , Corning Flasks , Corning Glass Flasks , Corning Volumetric Glass Flasks , Labware , Manufacturer Browser , Pyrex Volumetric Flasks , Pyrex volumetric flask, class A with Pyrex ST stopper , Volumetric , Volumetric Flasks |  | Corning, 5640-3L,32,3,000 mL,1.0 mL tol. | , |  |  | Corning, 5640-3L,32,3,000 mL,1.0 mL tol.
Pyrex ® volumetric flask, class A with Pyrex ® ST stopper,capacity 4,000 mL,,,,, | CLS56404L |  | Aldrich | 带 Pyrex ® ST 塞子的 Pyrex ® 容量瓶 |  | ,,,, | Corning , Corning Flasks , Corning Glass Flasks , Corning Volumetric Glass Flasks , Labware , Manufacturer Browser , Pyrex Volumetric Flasks , Pyrex volumetric flask, class A with Pyrex ST stopper , Volumetric , Volumetric Flasks |  | Corning, 5640-4L,38,4,000 mL,1.0 mL tol. | , |  |  | Corning, 5640-4L,38,4,000 mL,1.0 mL tol.
Pyrex ® volumetric flask, class A with Pyrex ® ST stopper,capacity 5,000 mL,,,,, | CLS56405L |  | Aldrich | 带 Pyrex ® ST 塞子的 Pyrex ® 容量瓶 |  | ,,,, | Corning , Corning Flasks , Corning Glass Flasks , Corning Volumetric Glass Flasks , Labware , Manufacturer Browser , Pyrex Volumetric Flasks , Pyrex volumetric flask, class A with Pyrex ST stopper , Volumetric , Volumetric Flasks |  | Corning, 5640-5L,38,5,000 mL,1.5 mL tol. | , |  |  | Corning, 5640-5L,38,5,000 mL,1.5 mL tol.
Pyrex ® volumetric flask, class A with Pyrex ® ST stopper,capacity 6,000 mL,,,,, | CLS56406L |  | Aldrich | 带 Pyrex ® ST 塞子的 Pyrex ® 容量瓶 |  | ,,,, | Corning , Corning Flasks , Corning Glass Flasks , Corning Volumetric Glass Flasks , Labware , Manufacturer Browser , Pyrex Volumetric Flasks , Pyrex volumetric flask, class A with Pyrex ST stopper , Volumetric , Volumetric Flasks |  | Corning, 5640-6L,38,6,000 mL,2.0 mL tol. | , |  |  | Corning, 5640-6L,38,6,000 mL,2.0 mL tol.
,capacity 25 mL,,,,, | CLS5563525 |  | Aldrich | Pyrex ® volumetric flask, low actinic, heavy duty wide mouth, with Pyrex stopper |  | ,,,, | Corning , Corning Flasks , Corning Glass Flasks , Corning Volumetric Glass Flasks , Labware , Manufacturer Browser , Pyrex Volumetric Flasks , Pyrex volumetric flask, low actinic, heavy duty wide mouth, with Pyrex stopper , Volumetric , Volumetric Flasks |  | Corning, 55635-25,25 mL,13 | , |  |  | Corning, 55635-25,25 mL,13
,capacity 50 mL,,,,, | CLS5563550 |  | Aldrich | Pyrex ® volumetric flask, low actinic, heavy duty wide mouth, with Pyrex stopper |  | ,,,, | Corning , Corning Flasks , Corning Glass Flasks , Corning Volumetric Glass Flasks , Labware , Manufacturer Browser , Pyrex Volumetric Flasks , Pyrex volumetric flask, low actinic, heavy duty wide mouth, with Pyrex stopper , Volumetric , Volumetric Flasks |  | Corning, 55635-50,50 mL,13 | , |  |  | Corning, 55635-50,50 mL,13
,capacity 200 mL,,,,, | CLS5840200 |  | Aldrich | Pyrex ® volumetric flask, phosphoric acid |  | ,,,, | Corning , Corning Flasks , Corning Glass Flasks , Corning Volumetric Glass Flasks , Labware , Manufacturer Browser , Pyrex Volumetric Flasks , Pyrex volumetric flask, phosphoric acid , Volumetric , Volumetric Flasks |  | Corning, 5840-200,200 mL,0.18 mL tol. | , |  |  | Corning, 5840-200,200 mL,0.18 mL tol.
,capacity 250 mL,,,,, | CLS5840250 |  | Aldrich | Pyrex ® volumetric flask, phosphoric acid |  | ,,,, | Corning , Corning Flasks , Corning Glass Flasks , Corning Volumetric Glass Flasks , Labware , Manufacturer Browser , Pyrex Volumetric Flasks , Pyrex volumetric flask, phosphoric acid , Volumetric , Volumetric Flasks |  | Corning, 5840-250,250 mL,0.18 mL tol. | , |  |  | Corning, 5840-250,250 mL,0.18 mL tol.
,capacity 5 mL,,,,, | CLS56425 |  | Aldrich | Pyrex ® volumetric flasks with PE stopper |  | ,,,, | Corning , Corning Flasks , Corning Glass Flasks , Corning Volumetric Glass Flasks , Labware , Manufacturer Browser , Pyrex Volumetric Flasks , Pyrex volumetric flasks with PE stopper , Volumetric , Volumetric Flasks |  | Corning, 5642-5,8,5 mL,0.02 mL tol. | , |  |  | Corning, 5642-5,8,5 mL,0.02 mL tol.
,capacity 25 mL,,,,, | CLS564225 |  | Aldrich | Pyrex ® volumetric flasks with PE stopper |  | ,,,, | Corning , Corning Flasks , Corning Glass Flasks , Corning Volumetric Glass Flasks , Labware , Manufacturer Browser , Pyrex Volumetric Flasks , Pyrex volumetric flasks with PE stopper , Volumetric , Volumetric Flasks |  | Corning, 5642-25,9,25 mL,0.03 mL tol. | , |  |  | Corning, 5642-25,9,25 mL,0.03 mL tol.
,capacity 100 mL,,,,, | CLS5642100 |  | Aldrich | Pyrex ® volumetric flasks with PE stopper |  | ,,,, | Corning , Corning Flasks , Corning Glass Flasks , Corning Volumetric Glass Flasks , Labware , Manufacturer Browser , Pyrex Volumetric Flasks , Pyrex volumetric flasks with PE stopper , Volumetric , Volumetric Flasks |  | Corning, 5642-100,13,100 mL,0.08 mL tol. | , |  |  | Corning, 5642-100,13,100 mL,0.08 mL tol.
,capacity 200 mL,,,,, | CLS5642200 |  | Aldrich | Pyrex ® volumetric flasks with PE stopper |  | ,,,, | Corning , Corning Flasks , Corning Glass Flasks , Corning Volumetric Glass Flasks , Labware , Manufacturer Browser , Pyrex Volumetric Flasks , Pyrex volumetric flasks with PE stopper , Volumetric , Volumetric Flasks |  | Corning, 5642-200,13,200 mL,0.10 mL tol. | , |  |  | Corning, 5642-200,13,200 mL,0.10 mL tol.
,capacity 250 mL,,,,, | CLS5642250 |  | Aldrich | Pyrex ® volumetric flasks with PE stopper |  | ,,,, | Corning , Corning Flasks , Corning Glass Flasks , Corning Volumetric Glass Flasks , Labware , Manufacturer Browser , Pyrex Volumetric Flasks , Pyrex volumetric flasks with PE stopper , Volumetric , Volumetric Flasks |  | Corning, 5642-250,16,250 mL,0.12 mL tol. | , |  |  | Corning, 5642-250,16,250 mL,0.12 mL tol.
,capacity 500 mL,,,,, | CLS5642500 |  | Aldrich | Pyrex ® volumetric flasks with PE stopper |  | ,,,, | Corning , Corning Flasks , Corning Glass Flasks , Corning Volumetric Glass Flasks , Labware , Manufacturer Browser , Pyrex Volumetric Flasks , Pyrex volumetric flasks with PE stopper , Volumetric , Volumetric Flasks |  | Corning, 5642-500,19,500 mL,0.20 mL tol. | , |  |  | Corning, 5642-500,19,500 mL,0.20 mL tol.
,capacity 1,000 mL,,,,, | CLS56421L |  | Aldrich | Pyrex ® volumetric flasks with PE stopper |  | ,,,, | Corning , Corning Flasks , Corning Glass Flasks , Corning Volumetric Glass Flasks , Labware , Manufacturer Browser , Pyrex Volumetric Flasks , Pyrex volumetric flasks with PE stopper , Volumetric , Volumetric Flasks |  | Corning, 5642-1L,22,1,000 mL,0.30 mL tol. | , |  |  | Corning, 5642-1L,22,1,000 mL,0.30 mL tol.
,capacity 10 mL,,,,, | CLS564410 |  | Aldrich | Pyrex ® volumetric flask with PTFE stopper |  | ,,,, | Corning , Corning Flasks , Corning Glass Flasks , Corning Volumetric Glass Flasks , Labware , Manufacturer Browser , Pyrex Volumetric Flasks , Pyrex volumetric flask with PTFE stopper , Volumetric , Volumetric Flasks |  | Corning, 5644-10,9,10 mL,0.02 mL tol. | , |  |  | Corning, 5644-10,9,10 mL,0.02 mL tol.
,capacity 25 mL,,,,, | CLS564425 |  | Aldrich | Pyrex ® volumetric flask with PTFE stopper |  | ,,,, | Corning , Corning Flasks , Corning Glass Flasks , Corning Volumetric Glass Flasks , Labware , Manufacturer Browser , Pyrex Volumetric Flasks , Pyrex volumetric flask with PTFE stopper , Volumetric , Volumetric Flasks |  | Corning, 5644-25,9,25 mL,0.03 mL tol. | , |  |  | Corning, 5644-25,9,25 mL,0.03 mL tol.
,capacity 50 mL,,,,, | CLS564450 |  | Aldrich | Pyrex ® volumetric flask with PTFE stopper |  | ,,,, | Corning , Corning Flasks , Corning Glass Flasks , Corning Volumetric Glass Flasks , Labware , Manufacturer Browser , Pyrex Volumetric Flasks , Pyrex volumetric flask with PTFE stopper , Volumetric , Volumetric Flasks |  | Corning, 5644-50,9,50 mL,0.05 mL tol. | , |  |  | Corning, 5644-50,9,50 mL,0.05 mL tol.
,capacity 100 mL,,,,, | CLS5644100 |  | Aldrich | Pyrex ® volumetric flask with PTFE stopper |  | ,,,, | Corning , Corning Flasks , Corning Glass Flasks , Corning Volumetric Glass Flasks , Labware , Manufacturer Browser , Pyrex Volumetric Flasks , Pyrex volumetric flask with PTFE stopper , Volumetric , Volumetric Flasks |  | Corning, 5644-100,13,100 mL,0.08 mL tol. | , |  |  | Corning, 5644-100,13,100 mL,0.08 mL tol.
,capacity 200 mL,,,,, | CLS5644200 |  | Aldrich | Pyrex ® volumetric flask with PTFE stopper |  | ,,,, | Corning , Corning Flasks , Corning Glass Flasks , Corning Volumetric Glass Flasks , Labware , Manufacturer Browser , Pyrex Volumetric Flasks , Pyrex volumetric flask with PTFE stopper , Volumetric , Volumetric Flasks |  | Corning, 5644-200,13,200 mL,0.10 mL tol. | , |  |  | Corning, 5644-200,13,200 mL,0.10 mL tol.
,capacity 250 mL,,,,, | CLS5644250 |  | Aldrich | Pyrex ® volumetric flask with PTFE stopper |  | ,,,, | Corning , Corning Flasks , Corning Glass Flasks , Corning Volumetric Glass Flasks , Labware , Manufacturer Browser , Pyrex Volumetric Flasks , Pyrex volumetric flask with PTFE stopper , Volumetric , Volumetric Flasks |  | Corning, 5644-250,16,250 mL,0.12 mL tol. | , |  |  | Corning, 5644-250,16,250 mL,0.12 mL tol.
,capacity 500 mL,,,,, | CLS5644500 |  | Aldrich | Pyrex ® volumetric flask with PTFE stopper |  | ,,,, | Corning , Corning Flasks , Corning Glass Flasks , Corning Volumetric Glass Flasks , Labware , Manufacturer Browser , Pyrex Volumetric Flasks , Pyrex volumetric flask with PTFE stopper , Volumetric , Volumetric Flasks |  | Corning, 5644-500,19,500 mL,0.20 mL tol. | , |  |  | Corning, 5644-500,19,500 mL,0.20 mL tol.
,capacity 1,000 mL,,,,, | CLS56441L |  | Aldrich | Pyrex ® volumetric flask with PTFE stopper |  | ,,,, | Corning , Corning Flasks , Corning Glass Flasks , Corning Volumetric Glass Flasks , Labware , Manufacturer Browser , Pyrex Volumetric Flasks , Pyrex volumetric flask with PTFE stopper , Volumetric , Volumetric Flasks |  | Corning, 5644-1L,22,1,000 mL,0.30 mL tol. | , |  |  | Corning, 5644-1L,22,1,000 mL,0.30 mL tol.
,capacity 10 mL,,,,, | CLS564110 |  | Aldrich | Pyrex ® volumetric flask, with Pyrex ® ST stopper |  | ,,,, | Corning , Corning Flasks , Corning Glass Flasks , Corning Volumetric Glass Flasks , Labware , Manufacturer Browser , Pyrex Volumetric Flasks , Pyrex volumetric flask, with Pyrex ST stopper , Volumetric , Volumetric Flasks |  | Corning, 5641-10,9,10 mL,0.04 mL tol. | , |  |  | Corning, 5641-10,9,10 mL,0.04 mL tol.
,capacity 25 mL,,,,, | CLS564125 |  | Aldrich | Pyrex ® volumetric flask, with Pyrex ® ST stopper |  | ,,,, | Corning , Corning Flasks , Corning Glass Flasks , Corning Volumetric Glass Flasks , Labware , Manufacturer Browser , Pyrex Volumetric Flasks , Pyrex volumetric flask, with Pyrex ST stopper , Volumetric , Volumetric Flasks |  | Corning, 5641-25,6,25 mL,0.06 mL tol. | , |  |  | Corning, 5641-25,6,25 mL,0.06 mL tol.
,capacity 50 mL,,,,, | CLS564150 |  | Aldrich | Pyrex ® volumetric flask, with Pyrex ® ST stopper |  | ,,,, | Corning , Corning Flasks , Corning Glass Flasks , Corning Volumetric Glass Flasks , Labware , Manufacturer Browser , Pyrex Volumetric Flasks , Pyrex volumetric flask, with Pyrex ST stopper , Volumetric , Volumetric Flasks |  | Corning, 5641-50,9,50 mL,0.10 mL tol. | , |  |  | Corning, 5641-50,9,50 mL,0.10 mL tol.
,capacity 100 mL,,,,, | CLS5641100 |  | Aldrich | Pyrex ® volumetric flask, with Pyrex ® ST stopper |  | ,,,, | Corning , Corning Flasks , Corning Glass Flasks , Corning Volumetric Glass Flasks , Labware , Manufacturer Browser , Pyrex Volumetric Flasks , Pyrex volumetric flask, with Pyrex ST stopper , Volumetric , Volumetric Flasks |  | Corning, 5641-100,13,100 mL,0.16 mL tol. | , |  |  | Corning, 5641-100,13,100 mL,0.16 mL tol.
,capacity 200 mL,,,,, | CLS5641200 |  | Aldrich | Pyrex ® volumetric flask, with Pyrex ® ST stopper |  | ,,,, | Corning , Corning Flasks , Corning Glass Flasks , Corning Volumetric Glass Flasks , Labware , Manufacturer Browser , Pyrex Volumetric Flasks , Pyrex volumetric flask, with Pyrex ST stopper , Volumetric , Volumetric Flasks |  | Corning, 5641-200,13,200 mL,0.20 mL tol. | , |  |  | Corning, 5641-200,13,200 mL,0.20 mL tol.
,capacity 250 mL,,,,, | CLS5641250 |  | Aldrich | Pyrex ® volumetric flask, with Pyrex ® ST stopper |  | ,,,, | Corning , Corning Flasks , Corning Glass Flasks , Corning Volumetric Glass Flasks , Labware , Manufacturer Browser , Pyrex Volumetric Flasks , Pyrex volumetric flask, with Pyrex ST stopper , Volumetric , Volumetric Flasks |  | Corning, 5641-250,16,250 mL,0.24 mL tol. | , |  |  | Corning, 5641-250,16,250 mL,0.24 mL tol.
,capacity 500 mL,,,,, | CLS5641500 |  | Aldrich | Pyrex ® volumetric flask, with Pyrex ® ST stopper |  | ,,,, | Corning , Corning Flasks , Corning Glass Flasks , Corning Volumetric Glass Flasks , Labware , Manufacturer Browser , Pyrex Volumetric Flasks , Pyrex volumetric flask, with Pyrex ST stopper , Volumetric , Volumetric Flasks |  | Corning, 5641-500,19,500 mL,0.40 mL tol. | , |  |  | Corning, 5641-500,19,500 mL,0.40 mL tol.
,capacity 1,000 mL,,,,, | CLS56411L |  | Aldrich | Pyrex ® volumetric flask, with Pyrex ® ST stopper |  | ,,,, | Corning , Corning Flasks , Corning Glass Flasks , Corning Volumetric Glass Flasks , Labware , Manufacturer Browser , Pyrex Volumetric Flasks , Pyrex volumetric flask, with Pyrex ST stopper , Volumetric , Volumetric Flasks |  | Corning, 5641-1L,22,1,000 mL,0.60 mL tol. | , |  |  | Corning, 5641-1L,22,1,000 mL,0.60 mL tol.
,capacity 2,000 mL,,,,, | CLS56412L |  | Aldrich | Pyrex ® volumetric flask, with Pyrex ® ST stopper |  | ,,,, | Corning , Corning Flasks , Corning Glass Flasks , Corning Volumetric Glass Flasks , Labware , Manufacturer Browser , Pyrex Volumetric Flasks , Pyrex volumetric flask, with Pyrex ST stopper , Volumetric , Volumetric Flasks |  | Corning, 5641-2L,27,2,000 mL,1.0 mL tol. | , |  |  | Corning, 5641-2L,27,2,000 mL,1.0 mL tol.
,capacity 25 mL,,,,, | CLS565025 |  | Aldrich | Pyrex ® volumetric flask, with screw cap |  | ,,,, | Corning , Corning Flasks , Corning Glass Flasks , Corning Volumetric Glass Flasks , Labware , Manufacturer Browser , Pyrex Volumetric Flasks , Pyrex volumetric flask, with screw cap , Volumetric , Volumetric Flasks |  | Corning, 5650-25,25 mL,0.03 mL tol. | , |  |  | Corning, 5650-25,25 mL,0.03 mL tol.
,capacity 50 mL,,,,, | CLS565050 |  | Aldrich | Pyrex ® volumetric flask, with screw cap |  | ,,,, | Corning , Corning Flasks , Corning Glass Flasks , Corning Volumetric Glass Flasks , Labware , Manufacturer Browser , Pyrex Volumetric Flasks , Pyrex volumetric flask, with screw cap , Volumetric , Volumetric Flasks |  | Corning, 5650-50,50 mL,0.05 mL tol. | , |  |  | Corning, 5650-50,50 mL,0.05 mL tol.
,capacity 100 mL,,,,, | CLS5650100 |  | Aldrich | Pyrex ® volumetric flask, with screw cap |  | ,,,, | Corning , Corning Flasks , Corning Glass Flasks , Corning Volumetric Glass Flasks , Labware , Manufacturer Browser , Pyrex Volumetric Flasks , Pyrex volumetric flask, with screw cap , Volumetric , Volumetric Flasks |  | Corning, 5650-100,100 mL,0.08 mL tol. | , |  |  | Corning, 5650-100,100 mL,0.08 mL tol.
,capacity 200 mL,,,,, | CLS5780200 |  | Aldrich | Pyrex ® volumetric Kohlrausch flask |  | ,,,, | Corning , Corning Flasks , Corning Glass Flasks , Corning Volumetric Glass Flasks , Labware , Manufacturer Browser , Pyrex Volumetric Flasks , Pyrex volumetric Kohlrausch flask , Volumetric , Volumetric Flasks |  | Corning, 5780-200,200 mL,0.10 mL tol. | , |  |  | Corning, 5780-200,200 mL,0.10 mL tol.
Pyrex ® volumetric micro flask, Pyrex ® ST stopper,capacity 1 mL,,,,, | CLS56301 |  | Aldrich | Pyrex ® 微容量瓶，Pyrex ® ST 塞子 |  | ,,,, | Corning , Corning Flasks , Corning Glass Flasks , Corning Volumetric Glass Flasks , Labware , Manufacturer Browser , Pyrex Volumetric Flasks , Pyrex volumetric micro flask, Pyrex ST stopper , Volumetric , Volumetric Flasks |  | Corning, 5630-1,8,1 mL,0.01 mL tol. | , |  |  | Corning, 5630-1,8,1 mL,0.01 mL tol.
Pyrex ® volumetric micro flask, Pyrex ® ST stopper,capacity 2 mL,,,,, | CLS56302 |  | Aldrich | Pyrex ® 微容量瓶，Pyrex ® ST 塞子 |  | ,,,, | Corning , Corning Flasks , Corning Glass Flasks , Corning Volumetric Glass Flasks , Labware , Manufacturer Browser , Pyrex Volumetric Flasks , Pyrex volumetric micro flask, Pyrex ST stopper , Volumetric , Volumetric Flasks |  | Corning, 5630-2,8,2 mL,0.015 mL tol. | , |  |  | Corning, 5630-2,8,2 mL,0.015 mL tol.
Pyrex ® volumetric micro flask, Pyrex ® ST stopper,capacity 5 mL,,,,, | CLS56305 |  | Aldrich | Pyrex ® 微容量瓶，Pyrex ® ST 塞子 |  | ,,,, | Corning , Corning Flasks , Corning Glass Flasks , Corning Volumetric Glass Flasks , Labware , Manufacturer Browser , Pyrex Volumetric Flasks , Pyrex volumetric micro flask, Pyrex ST stopper , Volumetric , Volumetric Flasks |  | Corning, 5630-5,8,5 mL,0.02 mL tol. | , |  |  | Corning, 5630-5,8,5 mL,0.02 mL tol.
Pyrex ® volumetric micro flask, Pyrex ® ST stopper,capacity 10 mL,,,,, | CLS563010 |  | Aldrich | Pyrex ® 微容量瓶，Pyrex ® ST 塞子 |  | ,,,, | Corning , Corning Flasks , Corning Glass Flasks , Corning Volumetric Glass Flasks , Labware , Manufacturer Browser , Pyrex Volumetric Flasks , Pyrex volumetric micro flask, Pyrex ST stopper , Volumetric , Volumetric Flasks |  | Corning, 5630-10,9,10 mL,0.02 mL tol. | , |  |  | Corning, 5630-10,9,10 mL,0.02 mL tol.
Pyrex ® volumetric micro flask, Pyrex ® ST stopper,capacity 25 mL,,,,, | CLS563025 |  | Aldrich | Pyrex ® 微容量瓶，Pyrex ® ST 塞子 |  | ,,,, | Corning , Corning Flasks , Corning Glass Flasks , Corning Volumetric Glass Flasks , Labware , Manufacturer Browser , Pyrex Volumetric Flasks , Pyrex volumetric micro flask, Pyrex ST stopper , Volumetric , Volumetric Flasks |  | Corning, 5630-25,9,25 mL,0.03 mL tol. | , |  |  | Corning, 5630-25,9,25 mL,0.03 mL tol.
,capacity 100 mL,,,,, | CLS5820100 |  | Aldrich | Pyrex ® volumetric mixing flask, with ST stopper |  | ,,,, | Corning , Corning Flasks , Corning Glass Flasks , Corning Volumetric Glass Flasks , Labware , Manufacturer Browser , Pyrex Volumetric Flasks , Pyrex volumetric mixing flask, with ST stopper , Volumetric , Volumetric Flasks |  | Corning, 5820-100,13,100 mL,0.08 mL tol. | , |  |  | Corning, 5820-100,13,100 mL,0.08 mL tol.
,capacity 250 mL,,,,, | CLS5820250 |  | Aldrich | Pyrex ® volumetric mixing flask, with ST stopper |  | ,,,, | Corning , Corning Flasks , Corning Glass Flasks , Corning Volumetric Glass Flasks , Labware , Manufacturer Browser , Pyrex Volumetric Flasks , Pyrex volumetric mixing flask, with ST stopper , Volumetric , Volumetric Flasks |  | Corning, 5820-250,16,250 mL,0.12 mL tol. | , |  |  | Corning, 5820-250,16,250 mL,0.12 mL tol.
,capacity 500 mL,,,,, | CLS5820500 |  | Aldrich | Pyrex ® volumetric mixing flask, with ST stopper |  | ,,,, | Corning , Corning Flasks , Corning Glass Flasks , Corning Volumetric Glass Flasks , Labware , Manufacturer Browser , Pyrex Volumetric Flasks , Pyrex volumetric mixing flask, with ST stopper , Volumetric , Volumetric Flasks |  | Corning, 5820-500,19,500 mL,0.20 mL tol. | , |  |  | Corning, 5820-500,19,500 mL,0.20 mL tol.
,capacity 2,000 mL,,,,, | CLS58202L |  | Aldrich | Pyrex ® volumetric mixing flask, with ST stopper |  | ,,,, | Corning , Corning Flasks , Corning Glass Flasks , Corning Volumetric Glass Flasks , Labware , Manufacturer Browser , Pyrex Volumetric Flasks , Pyrex volumetric mixing flask, with ST stopper , Volumetric , Volumetric Flasks |  | Corning, 5820-2L,27,2,000 mL,0.50 mL tol. | , |  |  | Corning, 5820-2L,27,2,000 mL,0.50 mL tol.
,capacity 100 mL,,,,, | CLS5720100 |  | Aldrich | Pyrex ® volumetric sugar analysis flask |  | ,,,, | Corning , Corning Flasks , Corning Glass Flasks , Corning Volumetric Glass Flasks , Labware , Manufacturer Browser , Pyrex Volumetric Flasks , Pyrex volumetric sugar analysis flask , Volumetric , Volumetric Flasks |  | Corning, 5720-100,100 mL,0.08 mL tol. | , |  |  | Corning, 5720-100,100 mL,0.08 mL tol.
,capacity 25 mL,,,,, | CLS563525 |  | Aldrich | Pyrex ® wide mouth micro volumetric flask with Pyrex ® ST stopper |  | ,,,, | Corning , Corning Flasks , Corning Glass Flasks , Corning Volumetric Glass Flasks , Labware , Manufacturer Browser , Pyrex Volumetric Flasks , Pyrex wide mouth micro volumetric flask with Pyrex ST stopper , Volumetric , Volumetric Flasks |  | Corning, 5635-25,25 mL,13 | , |  |  | Corning, 5635-25,25 mL,13
,capacity 50 mL,,,,, | CLS563550 |  | Aldrich | Pyrex ® wide mouth micro volumetric flask with Pyrex ® ST stopper |  | ,,,, | Corning , Corning Flasks , Corning Glass Flasks , Corning Volumetric Glass Flasks , Labware , Manufacturer Browser , Pyrex Volumetric Flasks , Pyrex wide mouth micro volumetric flask with Pyrex ST stopper , Volumetric , Volumetric Flasks |  | Corning, 5635-50,50 mL,13 | , |  |  | Corning, 5635-50,50 mL,13
,capacity 100 mL,,,,, | CLS5635100 |  | Aldrich | Pyrex ® wide mouth micro volumetric flask with Pyrex ® ST stopper |  | ,,,, | Corning , Corning Flasks , Corning Glass Flasks , Corning Volumetric Glass Flasks , Labware , Manufacturer Browser , Pyrex Volumetric Flasks , Pyrex wide mouth micro volumetric flask with Pyrex ST stopper , Volumetric , Volumetric Flasks |  | Corning, 5635-100,100 mL,16 | , |  |  | Corning, 5635-100,100 mL,16
,capacity 250 mL,,,,, | CLS5635250 |  | Aldrich | Pyrex ® wide mouth micro volumetric flask with Pyrex ® ST stopper |  | ,,,, | Corning , Corning Flasks , Corning Glass Flasks , Corning Volumetric Glass Flasks , Labware , Manufacturer Browser , Pyrex Volumetric Flasks , Pyrex wide mouth micro volumetric flask with Pyrex ST stopper , Volumetric , Volumetric Flasks |  | Corning, 5635-250,250 mL,19 | , |  |  | Corning, 5635-250,250 mL,19
,2,000 mL volume, accuracy: 0.06 mL, certificate,,,,, | Z306584 |  | Aldrich | Volac ® volumetric flask |  | ,,,, | Labware , Manufacturer Browser , Poulten Graf , Pyrex Volumetric Flasks , Volac volumetric flask , Volumetric , Volumetric Flasks |  | class A,Poulton & Graf,2,000 mL volume, accuracy: 0.06 mL,certificate,20‑24,not available in USA and Canada | , |  |  | class A,Poulton & Graf,2,000 mL volume, accuracy: 0.06 mL,certificate,20‑24,not available in USA and Canada
Headspace vial, clear glass, beveled top, flat bottom,volume size 20 mL, O.D. × H × I.D. 23 mm × 75 mm × 12.5 mm, for use with A.I., Dani Headspace, Dani Purge and Trap, Hewlett-Packard ™ , PerkinElmer ® , Tekmar ® , Varian ® Genesis,,,,, | Z292036 |  | Aldrich | 顶空样品瓶(透明玻璃材质,斜顶平底) |  | ,,,, | 20 mL Headspace Vials , Application , Headspace , Headspace & SPME Vials , Headspace Vials by volume , Headspace Vials, Beveled Top, Flat bottom , Vials , 分析/色谱 |  | pkg of 100 ea,20 mL,for 20 mm crimp,clear glass,23 mm × 75 mm × 12.5 mm | , |  |  | pkg of 100 ea,20 mL,for 20 mm crimp,clear glass,23 mm × 75 mm × 12.5 mm
Headspace vial, clear glass, beveled top, flat bottom,volume size 6 mL, outside dimensions O.D. × L × I.D. 22 mm × 38 mm × 12.5 mm, for use with PerkinElmer ®,,,,, | Z292001 |  | Aldrich | 顶空样品瓶(透明玻璃材质,斜顶平底) |  | ,,,, | 6 mL Headspace Vials , Application , Headspace , Headspace & SPME Vials , Headspace Vials by volume , Headspace Vials, Beveled Top, Flat bottom , Vials , 分析/色谱 |  | pkg of 100 ea,22 mm × 38 mm × 12.5 mm,for fits 20 mm crimp,clear glass,6 mL | , |  |  | pkg of 100 ea,22 mm × 38 mm × 12.5 mm,for fits 20 mm crimp,clear glass,6 mL
Micro Reaction Vessels, Clear Glass, Crimp Top,capacity 2.0 mL, mouth O.D. 20 mm, O.D. × H 20 mm × 40 mm,,,,, | 27377 |  | Supelco | 透明玻璃钳口微量反应器 |  | ,,,for use with 20mm crimp seal, | Application , Micro Reaction Vessels , Vials , 分析/色谱 |  | 20 mm × 40 mm,2.0 mL,20 mm,clear glass,vial type crimp top,pkg of 12 ea | , |  |  | 20 mm × 40 mm,2.0 mL,20 mm,clear glass,vial type crimp top,pkg of 12 ea,for use with 20mm crimp seal
Micro Reaction Vessels, Clear Glass, Crimp Top,capacity 5.0 mL, mouth O.D. 20 mm, O.D. × H 20 mm × 61 mm,,,,, | 27378 |  | Supelco | 透明玻璃钳口微量反应器 |  | ,,,for use with 20mm crimp seal, | Application , Micro Reaction Vessels , Vials , 分析/色谱 |  | 20 mm × 61 mm,5.0 mL,20 mm,clear glass,vial type crimp top,pkg of 12 ea | , |  |  | 20 mm × 61 mm,5.0 mL,20 mm,clear glass,vial type crimp top,pkg of 12 ea,for use with 20mm crimp seal
Magnetic Screw Cap for Headspace Vials,stainless steel screw cap (magnetic, open-top (8 mm center hole)), thread 18, PTFE-faced butyl septum (grey PTFE/red Butyl), septum thickness 1.6 mm,,,,, | SU860102 |  | Supelco | 顶空样品瓶的磁性螺纹盖 |  | ,,,, | Accessories for SPME Screw Cap vials , Application , Headspace & SPME Vials , Headspace vials, SPME Vials , Screw Top Headspace Vials and Closures , Solid Phase Micro Extraction (SPME) , Vials , 分析/色谱 |  | stainless steel screw cap (magnetic, open-top (8 mm center hole)),18 mm × 11 mm,PTFE-faced butyl septum (grey PTFE/red Butyl),pkg of 100 ea,thread 18,1.6 mm,55 (Durometer: shore A) | , |  |  | stainless steel screw cap (magnetic, open-top (8 mm center hole)),18 mm × 11 mm,PTFE-faced butyl septum (grey PTFE/red Butyl),pkg of 100 ea,thread 18,1.6 mm,55 (Durometer: shore A)
Certified Vials, crimp top with fused glass liner, 12 x 32 mm,volume 300 μL, clear glass (with fused-in insert), crimp top, O.D. × H × I.D. 12 mm × 32 mm × 6.0 mm, large opening,,,,, | 24714 |  | Supelco | 带有熔融玻璃衬管的 12×32mm 钳口样品瓶 |  | ,,,, | 11mm crimp seal with fused-in insert , Agilent 5880, 5890 , Agilent 6850, 6890 , Agilent 7683A , Agilent 79855(A) , Agilent Technologies , Agilent Technologies 1050 and 1090 , Agilent Technologies 1100 and 1200 , Agilent Technologies 7673A, Series I and II , Autosampler Vials , Autosampler/Vial Cross Reference , CTC , CTC A200S , CTC AS200 , CTC COMBI PAL , CTC GC PAL , CTC HTX PAL, HTC PAL, HTS PAL (54/98 Position tray) , Crimp Seal vials , Crimp Top Vials, 12 x 32 mm , Crimp Top Vials, Large Opening, 12 x 32 mm , Crimp top , Crimp top vials , Crimp top vials, 0.3 mL , Crimp top, 11 mm , Vial Type , Vials , 分析/色谱 |  | pkg of 100 ea,300 μL,for 11 mm crimp,clear glass (with fused-in insert),12 mm × 32 mm × 6.0 mm, large opening | , |  |  | pkg of 100 ea,300 μL,for 11 mm crimp,clear glass (with fused-in insert),12 mm × 32 mm × 6.0 mm, large opening
Crimp top microvial, requiring a 8 mm seal,size 0.2 mL, clear glass (tapered bottom), O.D. × H 5.5 mm × 31.5 mm,,,,, | SU860057 |  | Supelco | 需要 8mm 密封盖的钳口微量样品瓶 |  | ,,,, | 6 x 32 mm (0.3 mL) vials , 6 x 32 mm Vials , 6 x 32mm (0.3 mL) , 8 mm crimp seal , AS800, 60 vial tray , Agilent 7683A , Agilent CTC GC PAL , Agilent CTC HTS and HTC PAL , Agilent Technologies , Agilent Technologies 1050 and 1090 , Agilent Technologies 7673A, Series I and II , Autosampler/Vial Cross Reference , Carlo Erba , Crimp top , Crimp top vials , GERSTEL MPS2 , Shimadzu , Shimadzu LC , Thermo HPLC Spectra System , Thermo Scientific , Vial Type , Vials , Waters® , Wisp 96 position , 分析/色谱 |  | clear glass (tapered bottom),pkg of 100 ea,5.5 mm × 31.5 mm,glass,0.2 mL | , |  |  | clear glass (tapered bottom),pkg of 100 ea,5.5 mm × 31.5 mm,glass,0.2 mL
Crimp top microvial, requiring a 8 mm seal,size 0.3 mL, clear glass (round bottom), O.D. × H 5.5 mm × 31.5 mm,,,,, | SU860056 |  | Supelco | 需要 8mm 密封盖的钳口微量样品瓶 |  | ,,,, | 6 x 32 mm (0.3 mL) vials , 6 x 32mm (0.3 mL) , 60 vial tray , 7 x 30, 7 x 32 mm Vials , 713-60 , 8 mm crimp seal , AI , AOC-5000 , AS 2055/AS 2055(i) , AS 2057/AS 2057 (i) , AS 2059 , AS-100, AS-100B , AS-300, AS8300 , AS100 , AS100, AS300 , AS300 , AS800, 60 vial tray , Agilent 7683A , Agilent CTC GC PAL , Agilent CTC HTS and HTC PAL , Agilent Technologies , Agilent Technologies 1050 and 1090 , Agilent Technologies 7673A, Series I and II , Al-1 , Autosampler/Vial Cross Reference , Beckman , CTC , CTC Combi PAL, GC PAL (98 Position tray) , Carlo Erba , Crimp top , Crimp top vials , Crimp top, 8 mm , Dynatech , Dynatech 60 vial tray , Fisons , GERSTEL MPS2 , ISS-225, 205 vial tray , ISS200 (145 vial tray) , Jasco , LDC , PerkinElmer , SIL-10A, SIL-10AF, SIL-10AP, SIL-10Ai, SIL-10Axl/Rack S (100 position) , SIL-20A (Prominence) 105 vial tray, SIL-20AC (Prominence) 70 vial tray , SIL-2AS, SIL6A , Series 200, 205 vial tray , Series 200, 225 vial tray , Shimadzu , Shimadzu LC , Spectra-Physics , SpectraSystem AS1000 , SpectraSystem AS3000 , SpectraSystem AS3500 , Thermo HPLC Spectra System , Thermo Scientific , Triathlon. LSV tray , Vial Type , Vials , Waters® , Wisp 96 position , 分析/色谱 |  | clear glass (round bottom),pkg of 100 ea,5.5 mm × 31.5 mm,glass,0.3 mL | , |  |  | clear glass (round bottom),pkg of 100 ea,5.5 mm × 31.5 mm,glass,0.3 mL
Vials, crimp top,volume 1.5 mL, clear glass, High Recovery (conical bottom), crimp top, O.D. × H × I.D. 12 mm × 32 mm × 6.0 mm,,,,, | 27274 |  | Supelco | 钳口盖样品瓶 |  | ,,,, | 11 mm crimp seal , Agilent 5880, 5890 , Agilent 6850, 6890 , Agilent 7683A , Agilent 79855(A) , Agilent Technologies , Agilent Technologies 1050 and 1090 , Agilent Technologies 1100 and 1200 , Agilent Technologies 7673A, Series I and II , Alliance , Autosampler Vials , Autosampler/Vial Cross Reference , CTC , CTC A200S , CTC AS200 , CTC COMBI PAL , CTC GC PAL , CTC HTX PAL, HTC PAL, HTS PAL (54/98 Position tray) , Crimp Seal vials , Crimp Top Vials, 12 x 32 mm , Crimp Top Vials, Large Opening, 12 x 32 mm , Crimp top , Crimp top vials , Crimp top vials, 1.5 mL , Crimp top, 11 mm , GC 8000/8100/8200/8400/8410 , Thermo GC TRACE/AS3000/AI3000/AS350 0 , Thermo Scientific , Varian , Vial Type , Vials , Waters® , 分析/色谱 |  | pkg of 100 ea,12 mm × 32 mm × 6.0 mm,clear glass,large opening, (6 mm),1.5 mL,for 11 mm crimp | , |  |  | pkg of 100 ea,12 mm × 32 mm × 6.0 mm,clear glass,large opening, (6 mm),1.5 mL,for 11 mm crimp
Vials, 2 mL crimp top, amber glass, 12 x 32 mm,size 2 mL, amber glass (with marking spot), pkg of 100 ea,,,,, | 27066-U |  | Supelco | 2mL 12×32mm 棕色玻璃钳口样品瓶 |  | ,,,, | 11 mm crimp seal , Agilent 5880, 5890 , Agilent 6850, 6890 , Agilent 79855(A) , Agilent Technologies , Agilent Technologies 1050 and 1090 , Alliance , Autosampler Vials , Autosampler/Vial Cross Reference , CTC , CTC A200S , CTC AS200 , CTC COMBI PAL , CTC GC PAL , CTC HTX PAL, HTC PAL, HTS PAL (54/98 Position tray) , Crimp Top Vials, 12 x 32 mm , Crimp Top Vials, Large Opening, 12 x 32 mm , Crimp top , Crimp top vials , Crimp top vials, 2 mL , Crimp top, 11 mm , GC 8000/8100/8200/8400/8410 , Thermo GC TRACE/AS3000/AI3000/AS350 0 , Thermo Scientific , Unicam , Unicam 4247/4710 , Unicam LC-XP , Varian , Vial Type , Vials , Waters® , Waters® 710, 712, 715 , 分析/色谱 |  | pkg of 100 ea,2 mL,amber glass (with marking spot),12 mm × 32 mm × 6.0 mm,2 mL | , |  |  | pkg of 100 ea,2 mL,amber glass (with marking spot),12 mm × 32 mm × 6.0 mm,2 mL
Vials, 2 mL crimp top, amber glass, 12 x 32 mm,size 2 mL, amber glass (with marking spot), pkg of 1000 ea,,,,, | 27067-U |  | Supelco | 2mL 12×32mm 棕色玻璃钳口样品瓶 |  | ,,,, | 11 mm crimp seal , Agilent 5880, 5890 , Agilent 6850, 6890 , Agilent 7683A , Agilent 79855(A) , Agilent Technologies , Agilent Technologies 1050 and 1090 , Agilent Technologies 1100 and 1200 , Agilent Technologies 7673A, Series I and II , Alliance , Autosampler Vials , Autosampler/Vial Cross Reference , CTC , CTC A200S , CTC AS200 , CTC COMBI PAL , CTC GC PAL , CTC HTX PAL, HTC PAL, HTS PAL (54/98 Position tray) , Crimp Seal vials , Crimp Top Vials, 12 x 32 mm , Crimp Top Vials, Large Opening, 12 x 32 mm , Crimp top , Crimp top vials , Crimp top vials, 2 mL , Crimp top, 11 mm , GC 8000/8100/8200/8400/8410 , Thermo GC TRACE/AS3000/AI3000/AS350 0 , Thermo Scientific , Unicam , Unicam 4247/4710 , Unicam LC-XP , Varian , Vial Type , Vials , Waters® , Waters® 710, 712, 715 , 分析/色谱 |  | pkg of 1000 ea,12 mm × 32 mm × 6 mm,amber glass (with marking spot),large opening, (6 mm),2 mL,2 mL | , |  |  | pkg of 1000 ea,12 mm × 32 mm × 6 mm,amber glass (with marking spot),large opening, (6 mm),2 mL,2 mL
Vials, 2 mL crimp top, clear glass, 12 x 32 mm,size 2 mL, clear glass (with marking spot), pkg of 1000 ea,,,,, | 27063 |  | Supelco | 2mL 12×32mm 透明玻璃钳口样品瓶 |  | ,,,, | Agilent 5880, 5890 , Agilent 6850, 6890 , Agilent 7683A , Agilent 79855(A) , Agilent Technologies , Agilent Technologies 1050 and 1090 , Agilent Technologies 1100 and 1200 , Agilent Technologies 7673A, Series I and II , Autosampler Vials , Autosampler/Vial Cross Reference , CTC , CTC A200S , CTC AS200 , CTC COMBI PAL , CTC GC PAL , CTC HTX PAL, HTC PAL, HTS PAL (54/98 Position tray) , Crimp Seal vials , Crimp Top Vials, 12 x 32 mm , Crimp Top Vials, Large Opening, 12 x 32 mm , Crimp top , Crimp top vials , Crimp top vials, 2 mL , Crimp top, 11 mm , Vials , 分析/色谱 |  | pkg of 1000 ea,12 mm × 32 mm × 6.0 mm,clear glass (with marking spot),large opening, (6 mm),2 mL,2 mL | , |  |  | pkg of 1000 ea,12 mm × 32 mm × 6.0 mm,clear glass (with marking spot),large opening, (6 mm),2 mL,2 mL
ABC Vial ™ , preassembled, 9 mm thread,clear glass, PTFE/silicone septum, pkg of 100 ea,,,,, | 27487-U |  | Supelco | 预组装的 ABC Vial ™ |  | ,,,, | ABC Autosampler Vials , ABC Vial Kits, Large Opening, Pre-Assembled , ABC Vials (9 mm thread) , ABC Vials, PTFE/silicone septum , Agilent 5880, 5890 , Agilent 6850, 6890 , Agilent 7683A , Agilent 79855(A) , Agilent Technologies , Agilent Technologies 1050 and 1090 , Agilent Technologies 1100 and 1200 , Agilent Technologies 7673A, Series I and II , Alliance , Autosampler Vials , Autosampler/Vial Cross Reference , CTC , CTC A200S , CTC AS200 , CTC HTX PAL, HTC PAL, HTS PAL (54/98 Position tray) , CTC LC PAL , Preassembled Kits , Screw thread , Screw thread, 9 mm , Screw top vials , Screw top vials (12 x 32 mm) with 9 mm thread , Threaded , Vial Type , Vials , Waters® , 分析/色谱 |  | 12 mm × 32 mm × 6.0 mm,pkg of 100 ea,12 mm × 32 mm × 6.0 mm,12 mm × 32 mm × 6 mm,PTFE/silicone septum,large opening, (6 mm),2 mL,9 mm | , |  |  | 12 mm × 32 mm × 6.0 mm,pkg of 100 ea,12 mm × 32 mm × 6.0 mm,12 mm × 32 mm × 6 mm,PTFE/silicone septum,large opening, (6 mm),2 mL,9 mm
ABC Vial ™ , preassembled, 9 mm thread,amber glass, PTFE/silicone septum, pkg of 100 ea,,,,, | 27493 |  | Supelco | 预组装的 ABC Vial ™ |  | ,,,, | ABC Autosampler Vials , ABC Vial Kits, Large Opening, Pre-Assembled , ABC Vials (9 mm thread) , ABC Vials, PTFE/silicone septum , Agilent 5880, 5890 , Agilent 6850, 6890 , Agilent 7683A , Agilent 79855(A) , Agilent Technologies , Agilent Technologies 1050 and 1090 , Agilent Technologies 1100 and 1200 , Agilent Technologies 7673A, Series I and II , Alliance , Autosampler Vials , Autosampler/Vial Cross Reference , CTC , CTC A200S , CTC AS200 , CTC HTX PAL, HTC PAL, HTS PAL (54/98 Position tray) , CTC LC PAL , Preassembled Kits , Screw thread , Screw thread, 9 mm , Screw top vials , Screw top vials (12 x 32 mm) with 9 mm thread , Threaded , Vial Type , Vials , Waters® , 分析/色谱 |  | clear polypropylene hole cap,pkg of 100 ea,12 mm × 32 mm × 6.0 mm,9 mm thread,12 mm × 32 mm × 6 mm,PTFE/silicone septum,large opening, (6 mm),2 mL,9 mm,2 mL | , |  |  | clear polypropylene hole cap,pkg of 100 ea,12 mm × 32 mm × 6.0 mm,9 mm thread,12 mm × 32 mm × 6 mm,PTFE/silicone septum,large opening, (6 mm),2 mL,9 mm,2 mL
ABC Vial ™ , preassembled, 9 mm thread,clear glass, PTFE/silicone septum, pkg of 1000 ea,,,,, | 27542 |  | Supelco | 预组装的 ABC Vial ™ |  | ,,,, | ABC Autosampler Vials , ABC Vial Kits, Large Opening, Pre-Assembled , ABC Vials, PTFE/silicone septum , Agilent 5880, 5890 , Agilent 6850, 6890 , Agilent 7683A , Agilent 79855(A) , Agilent Technologies , Agilent Technologies 1050 and 1090 , Agilent Technologies 1100 and 1200 , Agilent Technologies 7673A, Series I and II , Alliance , Autosampler Vials , Autosampler/Vial Cross Reference , CTC , CTC A200S , CTC AS200 , CTC HTX PAL, HTC PAL, HTS PAL (54/98 Position tray) , CTC LC PAL , Screw thread , Screw thread, 9 mm , Screw top vials , Screw top vials (12 x 32 mm) with 9 mm thread , Vials , Waters® , 分析/色谱 |  | clear polypropylene hole cap,pkg of 1000 ea,12 mm × 32 mm × 6.0 mm,12 mm × 32 mm × 6 mm,PTFE/silicone septum,large opening, (6 mm),2 mL,9 mm | , |  |  | clear polypropylene hole cap,pkg of 1000 ea,12 mm × 32 mm × 6.0 mm,12 mm × 32 mm × 6 mm,PTFE/silicone septum,large opening, (6 mm),2 mL,9 mm
ABC Vial ™ , preassembled, 9 mm thread,clear glass (with marking spot), PTFE/silicone septum, pkg of 1000 ea,,,,, | 27548-U |  | Supelco | 预组装的 ABC Vial ™ |  | ,,,, | ABC Autosampler Vials , ABC Vial Kits, Large Opening, Pre-Assembled , ABC Vials, PTFE/silicone septum , Agilent 5880, 5890 , Agilent 6850, 6890 , Agilent 7683A , Agilent 79855(A) , Agilent Technologies , Agilent Technologies 1050 and 1090 , Agilent Technologies 1100 and 1200 , Agilent Technologies 7673A, Series I and II , Alliance , Autosampler Vials , Autosampler/Vial Cross Reference , CTC , CTC A200S , CTC AS200 , CTC HTX PAL, HTC PAL, HTS PAL (54/98 Position tray) , CTC LC PAL , Screw thread , Screw thread, 9 mm , Screw top vials , Screw top vials (12 x 32 mm) with 9 mm thread , Vials , Waters® , 分析/色谱 |  | clear polypropylene hole cap,pkg of 1000 ea,12 mm × 32 mm × 6 mm,PTFE/silicone septum,large opening, (6 mm),2 mL,9 mm | , |  |  | clear polypropylene hole cap,pkg of 1000 ea,12 mm × 32 mm × 6 mm,PTFE/silicone septum,large opening, (6 mm),2 mL,9 mm
ABC Vial ™ , preassembled, 9 mm thread,amber glass (with marking spot), PTFE/silicone septum, pkg of 1000 ea,,,,, | 27549-U |  | Supelco | 预组装的 ABC Vial ™ |  | ,,,, | ABC Autosampler Vials , ABC Vial Kits, Large Opening, Pre-Assembled , ABC Vials, PTFE/silicone septum , Agilent 5880, 5890 , Agilent 6850, 6890 , Agilent 7683A , Agilent 79855(A) , Agilent Technologies , Agilent Technologies 1050 and 1090 , Agilent Technologies 1100 and 1200 , Agilent Technologies 7673A, Series I and II , Alliance , Autosampler Vials , Autosampler/Vial Cross Reference , CTC , CTC A200S , CTC AS200 , CTC HTX PAL, HTC PAL, HTS PAL (54/98 Position tray) , CTC LC PAL , Screw thread , Screw thread, 9 mm , Screw top vials , Screw top vials (12 x 32 mm) with 9 mm thread , Vials , Waters® , 分析/色谱 |  | clear polypropylene hole cap,pkg of 1000 ea,12 mm × 32 mm × 6 mm,PTFE/silicone septum,large opening, (6 mm),2 mL,9 mm | , |  |  | clear polypropylene hole cap,pkg of 1000 ea,12 mm × 32 mm × 6 mm,PTFE/silicone septum,large opening, (6 mm),2 mL,9 mm
Snap Ring vial, 2 mL, 12 x 32 mm, large opening (6.0 mm),size 2 mL, clear glass, pkg of 100 ea,,,,, | 24750-U |  | Supelco | 2mL 卡口样品瓶，12mm×32mm，广口 (6.0mm) |  | ,,,, | A200LC, A200S , AOC-14/1400 , AOC-17 , AS 2055/AS 2055(i) , AS 2057/AS 2057 (i) , AS 2059 , AS100, AS300 , Agilent 5880, 5890 , Agilent 6850, 6890 , Agilent 79855(A) , Agilent Technologies , Agilent Technologies 1050 and 1090 , Agilent Technologies 1100 and 1200 , Alias , Alliance 2690/2695 , Alliance 2790/2795 , Autosampler Vials , Autosampler/Vial Cross Reference , CTC , CTC AS200 , CTC HTX PAL, HTC PAL, HTS PAL (54/98 Position tray) , CTC LC PAL , Carlo Erba , Eudurance, 48 position tray , HTA autosamplers , Jasco , LC sampler (HT300L) , LC-20A , LDC , LKB 2157-010 , Liquid GC sampler (HT300A, HT310A, HT200H, HT250D, HT280T) , Marathon , Midas Large capacity (96 position tray) and Large Volume (24 position tray) , Pharmacia , Promis , Reliance, 48 position tray , SIL-10A, SIL-10AF, SIL-10AP, SIL-10Ai, SIL-10Axl/Rack S (100 position) , SIL-10ADvp , SIL-10HTA, SIL-10HTC (140 position tray) , SIL-20A (Prominence) 105 vial tray, SIL-20AC (Prominence) 70 vial tray , SIL-2AS, SIL6A , SIL-6B, SIL-7A, SIL-8A, SIL-9A , Shimadzu , Snap Ring , Snap Ring Vials , Snap Ring vials , Snap Ring vials, 2 mL (12 x 32 mm) , Snap Ring, 11 mm , Snap Top , Snap top vials, glass , Spark , Spectra-Physics , SpectraSystem AS1000 , SpectraSystem AS3000 , SpectraSystem AS3500 , Triathlon, Standard (96 position tray) , Vial Type , Vials , Waters® , 分析/色谱 |  | pkg of 100 ea,clear glass,12 mm × 32 mm × 6.0 mm,large opening, (6 mm),2 mL | , |  |  | pkg of 100 ea,clear glass,12 mm × 32 mm × 6.0 mm,large opening, (6 mm),2 mL
Snap Ring vial, 2 mL, 12 x 32 mm, large opening (6.0 mm),size 2 mL, clear glass, pkg of 2000 ea,,,,, | 24751 |  | Supelco | 2mL 卡口样品瓶，12mm×32mm，广口 (6.0mm) |  | ,,,, | Agilent 5880, 5890 , Agilent 6850, 6890 , Agilent 79855(A) , Agilent Technologies , Agilent Technologies 1050 and 1090 , Agilent Technologies 1100 and 1200 , Autosampler Vials , Autosampler/Vial Cross Reference , CTC , CTC AS200 , CTC HTX PAL, HTC PAL, HTS PAL (54/98 Position tray) , CTC LC PAL , Snap Ring , Snap Ring Vials , Snap Ring vials , Snap Ring vials, 2 mL (12 x 32 mm) , Snap Top , Snap top vials, glass , Vial Type , Vials , 分析/色谱 |  | pkg of 2000 ea,clear glass,12 mm × 32 mm × 6 mm,large opening, (6 mm),2 mL | , |  |  | pkg of 2000 ea,clear glass,12 mm × 32 mm × 6 mm,large opening, (6 mm),2 mL
Snap Ring vial, 2 mL, 12 x 32 mm, large opening (6.0 mm),size 2 mL, clear glass (with marking spot), pkg of 100 ea,,,,, | 27249 |  | Supelco | 2mL 卡口样品瓶，12mm×32mm，广口 (6.0mm) |  | ,,,, | A200LC, A200S , AOC-14/1400 , AOC-17 , AS 2055/AS 2055(i) , AS 2057/AS 2057 (i) , AS 2059 , AS100, AS300 , Agilent 5880, 5890 , Agilent 6850, 6890 , Agilent 79855(A) , Agilent Technologies , Agilent Technologies 1050 and 1090 , Agilent Technologies 1100 and 1200 , Alias , Alliance 2690/2695 , Alliance 2790/2795 , Autosampler Vials , Autosampler/Vial Cross Reference , CTC , CTC AS200 , CTC HTX PAL, HTC PAL, HTS PAL (54/98 Position tray) , CTC LC PAL , Carlo Erba , Eudurance, 48 position tray , Jasco , LC-20A , LDC , LKB 2157-010 , Marathon , Midas Large capacity (96 position tray) and Large Volume (24 position tray) , Pharmacia , Promis , Reliance, 48 position tray , SIL-10A, SIL-10AF, SIL-10AP, SIL-10Ai, SIL-10Axl/Rack S (100 position) , SIL-10ADvp , SIL-10HTA, SIL-10HTC (140 position tray) , SIL-20A (Prominence) 105 vial tray, SIL-20AC (Prominence) 70 vial tray , SIL-2AS, SIL6A , SIL-6B, SIL-7A, SIL-8A, SIL-9A , Shimadzu , Snap Ring , Snap Ring Vials , Snap Ring vials , Snap Ring vials, 2 mL (12 x 32 mm) , Snap Ring, 11 mm , Snap Top , Snap top vials, glass , Spark , Spectra-Physics , SpectraSystem AS1000 , SpectraSystem AS3000 , SpectraSystem AS3500 , Triathlon, Standard (96 position tray) , Vial Type , Vials , Waters® , 分析/色谱 |  | pkg of 100 ea,clear glass (with marking spot),12 mm × 32 mm × 6.0 mm,large opening, (6 mm),2 mL | , |  |  | pkg of 100 ea,clear glass (with marking spot),12 mm × 32 mm × 6.0 mm,large opening, (6 mm),2 mL
Snap Ring vial, 2 mL, 12 x 32 mm, large opening (6.0 mm),size 2 mL, amber glass (with graduated marking spot), pkg of 100 ea,,,,, | 27251 |  | Supelco | 2mL 卡口样品瓶，12mm×32mm，广口 (6.0mm) |  | ,,,, | A200LC, A200S , AOC-14/1400 , AOC-17 , AS 2055/AS 2055(i) , AS 2057/AS 2057 (i) , AS 2059 , AS100, AS300 , Agilent 5880, 5890 , Agilent 6850, 6890 , Agilent 79855(A) , Agilent Technologies , Agilent Technologies 1050 and 1090 , Agilent Technologies 1100 and 1200 , Alias , Alliance 2690/2695 , Alliance 2790/2795 , Autosampler Vials , Autosampler/Vial Cross Reference , CTC , CTC AS200 , CTC HTX PAL, HTC PAL, HTS PAL (54/98 Position tray) , CTC LC PAL , Carlo Erba , Eudurance, 48 position tray , Jasco , LC-20A , LDC , LKB 2157-010 , Marathon , Midas Large capacity (96 position tray) and Large Volume (24 position tray) , Pharmacia , Promis , Reliance, 48 position tray , SIL-10A, SIL-10AF, SIL-10AP, SIL-10Ai, SIL-10Axl/Rack S (100 position) , SIL-10ADvp , SIL-10HTA, SIL-10HTC (140 position tray) , SIL-20A (Prominence) 105 vial tray, SIL-20AC (Prominence) 70 vial tray , SIL-2AS, SIL6A , SIL-6B, SIL-7A, SIL-8A, SIL-9A , Shimadzu , Snap Ring , Snap Ring Vials , Snap Ring vials , Snap Ring vials, 2 mL (12 x 32 mm) , Snap Ring, 11 mm , Snap Top , Snap top vials, glass , Spark , Spectra-Physics , SpectraSystem AS1000 , SpectraSystem AS3000 , SpectraSystem AS3500 , Triathlon, Standard (96 position tray) , Vial Type , Vials , Waters® , 分析/色谱 |  | pkg of 100 ea,amber glass (with graduated marking spot),12 mm × 32 mm × 6.0 mm,large opening, (6 mm),2 mL | , |  |  | pkg of 100 ea,amber glass (with graduated marking spot),12 mm × 32 mm × 6.0 mm,large opening, (6 mm),2 mL
Certified Vials, crimp top with fused glass liner, 12 x 32 mm,volume 300 μL, amber glass (with fused-in insert), crimp top, O.D. × H × I.D. 12 mm × 32 mm × 6 mm, large opening,,,,, | 27561-U |  | Supelco | 带有熔融玻璃衬管的 12×32mm 钳口样品瓶 |  | ,,,, | 11mm crimp seal with fused-in insert , Agilent CTC GC PAL , Agilent CTC HTS and HTC PAL , Agilent Technologies , Autosampler Vials , Autosampler/Vial Cross Reference , Crimp Top Vials, 12 x 32 mm , Crimp Top Vials, Large Opening, 12 x 32 mm , Crimp top , Crimp top vials , Crimp top vials, 0.3 mL , Vial Type , Vials , 分析/色谱 |  | Wheaton Scientific, 225221-01,12 mm × 32 mm × 6 mm, large opening,amber glass (with fused-in insert),crimp top,pkg of 100 vial,300 μL,for 11 mm crimp | , |  |  | Wheaton Scientific, 225221-01,12 mm × 32 mm × 6 mm, large opening,amber glass (with fused-in insert),crimp top,pkg of 100 vial,300 μL,for 11 mm crimp
Crimp top microvial, requiring a 8 mm seal,size 0.7 mL, amber glass (flat bottom), O.D. × H 7 mm × 40 mm, pkg of 1 × 100 ea (SU860061),,,,, | SU860061 |  | Supelco | 需要 8mm 密封盖的钳口微量样品瓶 |  | ,,,, | 221XL/222XL/223 , 231XL/232XL/233XL , 235/235P/SP235/SP235P , 7 x 40 mm Autosampler Vials , A200LC, A200S , AOC-5000 , AS100 , AS200 , AS200LC , AS200S , AS300 , Agilent CTC GC PAL , Agilent CTC HTS and HTC PAL , Agilent Technologies , Autosampler Vials , Autosampler/Vial Cross Reference , Beckman , Beckman 504, Triathlon Micro Tray , CTC , CTC A200S , CTC AS200 , CTC COMBI PAL , CTC GC PAL , Carlo Erba , Crimp Top Vials using 8 mm Seals , Crimp top vials , Crimp top, 8 mm , Fisons , Gilson , LKB 2157-020 , Pharmacia , Shimadzu , Spark , Spectra-Physics , SpectraSystem AS1000 , SpectraSystem AS3000 , SpectraSystem AS3500 , Triathlon, Micro (160 position tray) , Vials , 分析/色谱 |  | amber glass (flat bottom),pkg of 1 × 100 ea (SU860061),7 mm × 40 mm,glass,0.7 mL | , |  |  | amber glass (flat bottom),pkg of 1 × 100 ea (SU860061),7 mm × 40 mm,glass,0.7 mL
ABC Vial ™ , 0.3 mL LVI ™,clear glass (vial only), thread 9 mm, cap (none supplied),,,,, | 27562-U |  | Supelco | 带 0.3mL 小体积内衬管的 ABC Vial ™ |  | ,,,, | 201/202 , 205 Series, 300 Series , 221/222 , 231/401, 232/402 , 235/235P/SP235/SP235P , 42 vial tray , 60 vial tray , 736 Unisampler , 738 , A200LC, A200S , ABC Autosampler Vials , ABC Vial, 0.3 mL LVI , ABC Vials (9 mm thread) , AI , AOC-14/1400 , AOC-17 , AOC-20, 20i, 20s (150 vial tray) , AOC-5000 , AS 2055/AS 2055(i) , AS 2057/AS 2057 (i) , AS 2059 , AS100 , AS100, AS300 , AS200 , AS200LC , AS200S , AS300 , AS800, 42 vial tray , AS800, 60 vial tray , ASPEC XL4 , Agilent CTC GC PAL , Agilent CTC HTS and HTC PAL , Agilent Technologies , Alias , Alliance 2690/2695 , Alliance 2790/2795 , Antek , Aspec Xli , Autosampler Vials , Autosampler/Vial Cross Reference , Beckman , Beckman 508 , CP-9010 , CTC , CTC A200S , CTC AS200 , CTC Combi PAL, GC PAL (98 Position tray) , CTC HTX PAL, HTC PAL, HTS PAL (54/98 Position tray) , CTC LC PAL , Cambridge Scientific Instruments , Carlo Erba , Combi PAL SPME Mode (98 Position Tray) , Dynatech , Dynatech 60 vial tray , Eudurance, 48 position tray , Fisons , Gilson , Jasco , LC-20A , LDC , LKB 2157-010 , LVI Vial (0.3 mL) , Marathon , Midas Large capacity (96 position tray) and Large Volume (24 position tray) , Nano Injector , Pharmacia , Promis , Reliance, 48 position tray , SIL-10A, SIL-10AF, SIL-10AP, SIL-10Ai, SIL-10Axl/Rack S (100 position) , SIL-10ADvp , SIL-10HTA, SIL-10HTC (140 position tray) , SIL-20A (Prominence) 105 vial tray, SIL-20AC (Prominence) 70 vial tray , SIL-2AS, SIL6A , SIL-6B, SIL-7A, SIL-8A, SIL-9A , Screw thead, 9 mm , Screw thread , Screw thread vials , Screw thread, 9 mm , Screw thread, 9 mm thread , Screw thread, 9mm large opening , Screw top vials , Screw top vials (12 x 32 mm) with 9 mm thread , Shimadzu , Spark , Spectra-Physics , SpectraSystem AS1000 , SpectraSystem AS3000 , SpectraSystem AS3500 , Threaded , Triathlon, Standard (96 position tray) , Varian , Vial Type , Vials , Waters® , 分析/色谱 |  | pkg of 100 ea,12 mm × 32 mm × 6 mm,clear glass (vial only),cap (none supplied),300 μL,thread 9 mm | , |  |  | pkg of 100 ea,12 mm × 32 mm × 6 mm,clear glass (vial only),cap (none supplied),300 μL,thread 9 mm
ABC Vial ™ , 0.3 mL LVI ™,amber glass (vial only), thread 9 mm, cap (none supplied),,,,, | 27563-U |  | Supelco | 带 0.3mL 小体积内衬管的 ABC Vial ™ |  | ,,,, | 201/202 , 205 Series, 300 Series , 221/222 , 231/401, 232/402 , 235/235P/SP235/SP235P , 42 vial tray , 60 vial tray , 736 Unisampler , 738 , A200LC, A200S , ABC Autosampler Vials , ABC Vial, 0.3 mL LVI , ABC Vials (9 mm thread) , AI , AOC-14/1400 , AOC-17 , AOC-20, 20i, 20s (150 vial tray) , AOC-5000 , AS 2055/AS 2055(i) , AS 2057/AS 2057 (i) , AS 2059 , AS100 , AS100, AS300 , AS200 , AS200LC , AS200S , AS300 , AS800, 42 vial tray , AS800, 60 vial tray , ASPEC XL4 , Agilent CTC GC PAL , Agilent CTC HTS and HTC PAL , Agilent Technologies , Alias , Alliance 2690/2695 , Alliance 2790/2795 , Antek , Aspec Xli , Autosampler Vials , Autosampler/Vial Cross Reference , Beckman , Beckman 508 , CP-9010 , CTC , CTC A200S , CTC Combi PAL, GC PAL (98 Position tray) , Cambridge Scientific Instruments , Carlo Erba , Combi PAL SPME Mode (98 Position Tray) , Dynatech , Dynatech 60 vial tray , Eudurance, 48 position tray , Fisons , Gilson , Jasco , LC-20A , LDC , LKB 2157-010 , LVI Vial (0.3 mL) , Marathon , Midas Large capacity (96 position tray) and Large Volume (24 position tray) , Nano Injector , Pharmacia , Promis , Reliance, 48 position tray , SIL-10A, SIL-10AF, SIL-10AP, SIL-10Ai, SIL-10Axl/Rack S (100 position) , SIL-10ADvp , SIL-10HTA, SIL-10HTC (140 position tray) , SIL-20A (Prominence) 105 vial tray, SIL-20AC (Prominence) 70 vial tray , SIL-2AS, SIL6A , SIL-6B, SIL-7A, SIL-8A, SIL-9A , Screw thead, 9 mm , Screw thread , Screw thread vials , Screw thread, 9 mm , Screw thread, 9 mm thread , Screw thread, 9mm large opening , Screw top vials , Screw top vials (12 x 32 mm) with 9 mm thread , Shimadzu , Spark , Spectra-Physics , SpectraSystem AS1000 , SpectraSystem AS3000 , SpectraSystem AS3500 , Threaded , Triathlon, Standard (96 position tray) , Varian , Vial Type , Vials , Waters® , 分析/色谱 |  | pkg of 100 ea,12 mm × 32 mm × 6 mm,amber glass (vial only),cap (none supplied),300 μL,thread 9 mm | , |  |  | pkg of 100 ea,12 mm × 32 mm × 6 mm,amber glass (vial only),cap (none supplied),300 μL,thread 9 mm
Vials, screw top, clear glass,volume 1.1 mL, clear glass, thread 8-425, vial O.D. × H 12 mm × 32 mm,,,,, | 27317 |  | Supelco | 螺纹口透明玻璃样品瓶 |  | ,,,, | 12 x 32 mm Screw Top Micro-Vials (Vials only) , 42 vial tray , A200LC, A200S , AI , AOC-14/1400 , AOC-17 , AOC-20, 20i, 20s (150 vial tray) , AS100 , AS100, AS300 , AS200LC , AS200S , AS300 , Alias , Autosampler Vials , Autosampler/Vial Cross Reference , CTC , CTC A200S , CTC AS200 , CTC HTX PAL, HTC PAL, HTS PAL (54/98 Position tray) , CTC LC PAL , Carlo Erba , Eudurance, 48 position tray , Fisons , LC-20A , LDC , Marathon , Midas Large capacity (96 position tray) and Large Volume (24 position tray) , Promis , Reliance, 48 position tray , SIL-10A, SIL-10AF, SIL-10AP, SIL-10Ai, SIL-10Axl/Rack S (100 position) , SIL-10ADvp , SIL-20A (Prominence) 105 vial tray, SIL-20AC (Prominence) 70 vial tray , SIL-2AS, SIL6A , SIL-6B, SIL-7A, SIL-8A, SIL-9A , Screw Top Autosampler Vials, 1.5 to 4 mL , Screw Top and Shell Vials, 12 x 32 mm, 4.6 mm Opening Taking 8 mm Septa , Screw thead, standard opening , Screw thread, standard opening , Screw thread, standard opening, 8-425 , Shimadzu , Spark , Triathlon, Standard (96 position tray) , Vials , 分析/色谱 |  | 12 mm × 32 mm,cap not included,clear glass,pkg of 100 ea,1.1 mL,thread 8-425 | , |  |  | 12 mm × 32 mm,cap not included,clear glass,pkg of 100 ea,1.1 mL,thread 8-425
Vials, screw top, clear glass,volume 2 mL, clear glass (with marking spot), thread 8-425, marking spot, vial O.D. × H × I.D. 12 mm × 32 mm × 4.6 mm,,,,, | 27080-U |  | Supelco | 螺纹口透明玻璃样品瓶 |  | ,,,, | 2 mL Screw Top Vials, Standard Opening 4.6 mm , 201/202 , 205 Series, 300 Series , 221/222 , 231/401, 232/402 , 235/235P/SP235/SP235P , 42 vial tray , 60 vial tray , 736 Unisampler , 738 , A200LC, A200S , AI , AOC-14/1400 , AOC-17 , AOC-20, 20i, 20s (150 vial tray) , AS 2055/AS 2055(i) , AS 2057/AS 2057 (i) , AS 2059 , AS100 , AS100, AS300 , AS200 , AS200LC , AS200S , AS300 , AS800, 42 vial tray , AS800, 60 vial tray , ASPEC XL4 , Alias , Antek , Aspec Xli , Autosampler Vials , Autosampler/Vial Cross Reference , CP-9010 , CTC , CTC A200S , CTC AS200 , CTC HTX PAL, HTC PAL, HTS PAL (54/98 Position tray) , CTC LC PAL , Cambridge Scientific Instruments , Carlo Erba , Clear glass, 12 x 32 mm , Dynatech , Dynatech 60 vial tray , Dynatech GC111 , Dynatech GC311 , Eudurance, 48 position tray , Fisons , Gilson , Jasco , LC-20A , LDC , LKB 2157-010 , Marathon , Midas Large capacity (96 position tray) and Large Volume (24 position tray) , Nano Injector , Pharmacia , Promis , Reliance, 48 position tray , SIL-10A, SIL-10AF, SIL-10AP, SIL-10Ai, SIL-10Axl/Rack S (100 position) , SIL-10ADvp , SIL-10HTA, SIL-10HTC (140 position tray) , SIL-20A (Prominence) 105 vial tray, SIL-20AC (Prominence) 70 vial tray , SIL-2AS, SIL6A , SIL-6B, SIL-7A, SIL-8A, SIL-9A , Screw Top Autosampler Vials, 1.5 to 4 mL , Screw Top and Shell Vials, 12 x 32 mm, 4.6 mm Opening Taking 8 mm Septa , Screw thead, standard opening , Screw thread , Screw thread, standard opening , Screw thread, standard opening, 8-425 , Screw top, standard opening , Shimadzu , Spark , Spectra-Physics , SpectraSystem AS1000 , SpectraSystem AS3000 , SpectraSystem AS3500 , Triathlon, Standard (96 position tray) , Varian , Vials , 分析/色谱 |  | pkg of 100 ea,12 mm × 32 mm × 4.6 mm,clear glass (with marking spot),marking spot,2 mL,thread 8-425,cap not included | , |  |  | pkg of 100 ea,12 mm × 32 mm × 4.6 mm,clear glass (with marking spot),marking spot,2 mL,thread 8-425,cap not included
Vials, screw top, clear glass (vial only),volume 2 mL, clear glass (standard opening), thread 8-425, O.D. × H × I.D. 12 mm × 32 mm × 4.6 mm,,,,, | 27078 |  | Supelco | 螺纹口透明玻璃样品瓶（仅样品瓶） |  | ,,,, | 2 mL Screw Top Vials, Standard Opening 4.6 mm , 201/202 , 205 Series, 300 Series , 221/222 , 231/401, 232/402 , 235/235P/SP235/SP235P , 42 vial tray , 60 vial tray , 736 Unisampler , 738 , A200LC, A200S , AI , AOC-14/1400 , AOC-17 , AOC-20, 20i, 20s (150 vial tray) , AS 2055/AS 2055(i) , AS 2057/AS 2057 (i) , AS 2059 , AS100 , AS100, AS300 , AS200 , AS200LC , AS200S , AS300 , AS800, 42 vial tray , AS800, 60 vial tray , ASPEC XL4 , Alias , Antek , Aspec Xli , Autosampler Vials , Autosampler/Vial Cross Reference , CP-9010 , CTC , CTC A200S , CTC AS200 , CTC HTX PAL, HTC PAL, HTS PAL (54/98 Position tray) , CTC LC PAL , Cambridge Scientific Instruments , Carlo Erba , Clear glass (without graduations) , Clear glass, 12 x 32 mm , Dynatech , Dynatech 60 vial tray , Dynatech GC111 , Dynatech GC311 , Eudurance, 48 position tray , Fisons , Gilson , HTA autosamplers , Jasco , LC sampler (HT300L) , LC-20A , LDC , LKB 2157-010 , Liquid GC sampler (HT300A, HT310A, HT200H, HT250D, HT280T) , Marathon , Midas Large capacity (96 position tray) and Large Volume (24 position tray) , Nano Injector , Pharmacia , Promis , Reliance, 48 position tray , SIL-10A, SIL-10AF, SIL-10AP, SIL-10Ai, SIL-10Axl/Rack S (100 position) , SIL-10ADvp , SIL-10HTA, SIL-10HTC (140 position tray) , SIL-20A (Prominence) 105 vial tray, SIL-20AC (Prominence) 70 vial tray , SIL-2AS, SIL6A , SIL-6B, SIL-7A, SIL-8A, SIL-9A , Sampling Vials, Caps, and Septa , Sampling, Storage, and Serum Bottles , Screw Top Autosampler Vials, 1.5 to 4 mL , Screw Top and Shell Vials, 12 x 32 mm, 4.6 mm Opening Taking 8 mm Septa , Screw thead, standard opening , Screw thread , Screw thread, standard opening , Screw thread, standard opening, 8-425 , Screw top, standard opening , Shimadzu , Spark , Spectra-Physics , SpectraSystem AS1000 , SpectraSystem AS3000 , SpectraSystem AS3500 , Triathlon, Standard (96 position tray) , Varian , Vials , Vials Only, Clear Glass , 分析/色谱 |  | pkg of 100 ea,2 mL,thread 8-425,clear glass (standard opening),12 mm × 32 mm × 4.6 mm | , |  |  | pkg of 100 ea,2 mL,thread 8-425,clear glass (standard opening),12 mm × 32 mm × 4.6 mm
Clear glass 1.2 mL crimp top vial, flat bottom, 8 x 40 mm,size 1.2 mL, clear glass, crimp top,,,,, | 508888 |  | Supelco | 透明的 1.2mL 钳口平底样品瓶，8×40mm |  | ,,,, | 60 vial tray , 8 mm crimp seal , 8 x 40 mm Autosampler Vials , AI , AS800, 60 vial tray , Autosampler Vials , Autosampler/Vial Cross Reference , Clear glass, 1.2 mL crimp top 8 x 40 mm vial , Crimp Top Vials using 8 mm Seals , Crimp top , Crimp top vials , Dynatech , Dynatech 60 vial tray , Dynatech LC2000 , Fisons , Spectra-Physics , SpectraSystem AS3000 , Vial Type , Vials , Waters® , Wisp 96 position , 分析/色谱 |  | Chromacol, 1.2CWV,clear glass,crimp top,pkg of 125 ea,8 mm × 40 mm,1.2 mL | , |  |  | Chromacol, 1.2CWV,clear glass,crimp top,pkg of 125 ea,8 mm × 40 mm,1.2 mL
Shell vials with plugs, 8 x 35mm,size 0.75 mL, clear glass, vial O.D. × H 8 mm × 35 mm, pkg of 200 ea,,,,, | 24727 |  | Supelco | 带瓶塞的压盖瓶，8mm×35mm |  | ,,,, | Alcott , Alcott 708 AL, 728 , Autosampler/Vial Cross Reference , Vials , 分析/色谱 |  | pkg of 200 ea,8 mm × 35 mm,clear glass,closure type displacement plug (included),0.75 mL | , |  |  | pkg of 200 ea,8 mm × 35 mm,clear glass,closure type displacement plug (included),0.75 mL
Vials, screw top, clear glass (vial only),volume 2 mL, clear glass (large opening), thread 10-425, O.D. × H × I.D. 12 mm × 32 mm × 6.0 mm,,,,, | 27265 |  | Supelco | 螺纹口透明玻璃样品瓶（仅样品瓶） |  | ,,,, | 2 mL Screw Top Vials (12 x 32 mm), Large Opening (6 mm) Taking 10 mm Septa , 2 mL Screw Top Vials, Large Opening , 205 Series, 300 Series , AOC-14/1400 , AOC-17 , AOC-20, 20i, 20s (150 vial tray) , AS 2055/AS 2055(i) , AS 2057/AS 2057 (i) , AS 2059 , AS2000, AS2000B , Alliance 2690/2695 , Alliance 2790/2795 , Autosampler Vials , Autosampler/Vial Cross Reference , CTC , CTC HTX PAL, HTC PAL, HTS PAL (54/98 Position tray) , CTC LC PAL , Cambridge Scientific Instruments , Clear glass (without graduations) , HTA autosamplers , ISS-225 (100 vial tray + 80 vial tray) , ISS-225, 205 vial tray , ISS100 and ISS200 (100 vial tray) , ISS100, ISS200, and ISS225 (85 vial tray) , Integral 4000 , Jasco , LC 600, 60 vial tray , LC sampler (HT300L) , LC-20A , Liquid GC sampler (HT300A, HT310A, HT200H, HT250D, HT280T) , PerkinElmer , SIL-10A, SIL-10AF, SIL-10AP, SIL-10Ai, SIL-10Axl/Rack S (100 position) , SIL-10ADvp , SIL-10HTA, SIL-10HTC (140 position tray) , SIL-20A (Prominence) 105 vial tray, SIL-20AC (Prominence) 70 vial tray , SIL-2AS, SIL6A , SIL-6B, SIL-7A, SIL-8A, SIL-9A , Sampling Vials, Caps, and Septa , Sampling, Storage, and Serum Bottles , Screw Top Autosampler Vials, 1.5 to 4 mL , Screw thread, large opening, 10-425 , Series 200, 205 vial tray , Series 200, 81/100 vial tray , Series 200, 85 vial tray , Shimadzu , Vials , Vials Only, Clear Glass , Waters® , 分析/色谱 |  | pkg of 100 ea,2 mL,thread 10-425,clear glass (large opening),12 mm × 32 mm × 6.0 mm | , |  |  | pkg of 100 ea,2 mL,thread 10-425,clear glass (large opening),12 mm × 32 mm × 6.0 mm
Snap Ring vial, 2 mL, 12 x 32 mm, large opening (6.0 mm),size 2 mL, amber glass, pkg of 100 ea,,,,, | 24752 |  | Supelco | 2mL 卡口样品瓶，12mm×32mm，广口 (6.0mm) |  | ,,,, | A200LC, A200S , AOC-14/1400 , AOC-17 , AS 2055/AS 2055(i) , AS 2057/AS 2057 (i) , AS 2059 , AS100, AS300 , Alias , Alliance 2690/2695 , Alliance 2790/2795 , Autosampler Vials , Autosampler/Vial Cross Reference , Carlo Erba , Eudurance, 48 position tray , Jasco , LC-20A , LDC , LKB 2157-010 , Marathon , Midas Large capacity (96 position tray) and Large Volume (24 position tray) , Pharmacia , Promis , Reliance, 48 position tray , SIL-10A, SIL-10AF, SIL-10AP, SIL-10Ai, SIL-10Axl/Rack S (100 position) , SIL-10ADvp , SIL-10HTA, SIL-10HTC (140 position tray) , SIL-20A (Prominence) 105 vial tray, SIL-20AC (Prominence) 70 vial tray , SIL-2AS, SIL6A , SIL-6B, SIL-7A, SIL-8A, SIL-9A , Shimadzu , Snap Ring Vials , Snap Ring vials, 2 mL (12 x 32 mm) , Snap Ring, 11 mm , Snap Top , Snap top vials, glass , Spark , Spectra-Physics , SpectraSystem AS1000 , SpectraSystem AS3000 , SpectraSystem AS3500 , Triathlon, Standard (96 position tray) , Vial Type , Vials , Waters® , 分析/色谱 |  | pkg of 100 ea,amber glass,12 mm × 32 mm × 6.0 mm,large opening, (6 mm),2 mL | , |  |  | pkg of 100 ea,amber glass,12 mm × 32 mm × 6.0 mm,large opening, (6 mm),2 mL
Crimp top microvial, requiring a 8 mm seal,size 0.6 mL, clear glass (conical), O.D. × H 7 mm × 40 mm,,,,, | SU860058 |  | Supelco | 需要 8mm 密封盖的钳口微量样品瓶 |  | ,,,, | 7 x 40 mm Autosampler Vials , Autosampler Vials , Autosampler/Vial Cross Reference , CTC , CTC A200S , CTC AS200 , CTC COMBI PAL , CTC GC PAL , Crimp Top Vials using 8 mm Seals , Crimp top vials , Crimp top, 8 mm , Vials , 分析/色谱 |  | clear glass (conical),pkg of 1 × 100 ea (SU860058),7 mm × 40 mm,glass,0.6 mL | , |  |  | clear glass (conical),pkg of 1 × 100 ea (SU860058),7 mm × 40 mm,glass,0.6 mL
Crimp top microvial, requiring a 8 mm seal,size 0.6 mL, clear glass (conical), O.D. × H 7 mm × 40 mm,,,,, | SU860025 |  | Supelco | 需要 8mm 密封盖的钳口微量样品瓶 |  | ,,,, | 7 x 40 mm Autosampler Vials , Autosampler Vials , Autosampler/Vial Cross Reference , CTC , CTC A200S , CTC AS200 , CTC COMBI PAL , CTC GC PAL , Crimp Top Vials using 8 mm Seals , Crimp top vials , Crimp top, 8 mm , Vials , 分析/色谱 |  | clear glass (conical),pkg of 1 × 1000 ea (SU860025),7 mm × 40 mm,glass,0.6 mL | , |  |  | clear glass (conical),pkg of 1 × 1000 ea (SU860025),7 mm × 40 mm,glass,0.6 mL
Crimp top microvial, requiring a 8 mm seal,size 0.6 mL, amber glass (conical), O.D. × H 7 mm × 40 mm,,,,, | 854027 |  | Supelco | 需要 8mm 密封盖的钳口微量样品瓶 |  | ,,,, | Autosampler/Vial Cross Reference , CTC , CTC A200S , CTC AS200 , CTC COMBI PAL , CTC GC PAL , Crimp top, 8 mm , Vials , 分析/色谱 |  | amber glass (conical),pkg of 1000 ea,7 mm × 40 mm,glass,0.6 mL | , |  |  | amber glass (conical),pkg of 1000 ea,7 mm × 40 mm,glass,0.6 mL
Crimp top microvial, requiring a 8 mm seal,size 0.7 mL, clear glass (flat bottom), O.D. × H 7 mm × 40 mm,,,,, | SU860060 |  | Supelco | 需要 8mm 密封盖的钳口微量样品瓶 |  | ,,,, | 7 x 40 mm Autosampler Vials , Autosampler Vials , Autosampler/Vial Cross Reference , CTC , CTC A200S , CTC AS200 , CTC COMBI PAL , CTC GC PAL , Crimp Top Vials using 8 mm Seals , Crimp top vials , Crimp top, 8 mm , Vials , 分析/色谱 |  | clear glass (flat bottom),pkg of 1 × 100 ea (SU860060),7 mm × 40 mm,glass,0.7 mL | , |  |  | clear glass (flat bottom),pkg of 1 × 100 ea (SU860060),7 mm × 40 mm,glass,0.7 mL
Crimp top microvial, requiring a 8 mm seal,size 0.7 mL, clear glass (flat bottom), O.D. × H 7 mm × 40 mm,,,,, | SU860023 |  | Supelco | 需要 8mm 密封盖的钳口微量样品瓶 |  | ,,,, | 7 x 40 mm Autosampler Vials , Autosampler Vials , Autosampler/Vial Cross Reference , CTC , CTC A200S , CTC AS200 , CTC COMBI PAL , CTC GC PAL , Crimp Top Vials using 8 mm Seals , Crimp top vials , Crimp top, 8 mm , Vials , 分析/色谱 |  | clear glass (flat bottom),pkg of 1 × 1000 ea (SU860023),7 mm × 40 mm,glass,0.7 mL | , |  |  | clear glass (flat bottom),pkg of 1 × 1000 ea (SU860023),7 mm × 40 mm,glass,0.7 mL
Vials, screw top, clear glass,volume 1.1 mL, clear glass, thread 8-425, O.D. × H 12 mm × 32 mm,,,,, | 27318 |  | Supelco | 螺纹口透明玻璃样品瓶 |  | ,,,, | 12 x 32 mm Screw Top Micro-Vials (Vials only) , Autosampler Vials , Autosampler/Vial Cross Reference , CTC , CTC A200S , CTC AS200 , CTC HTX PAL, HTC PAL, HTS PAL (54/98 Position tray) , CTC LC PAL , Screw Top Autosampler Vials, 1.5 to 4 mL , Screw Top and Shell Vials, 12 x 32 mm, 4.6 mm Opening Taking 8 mm Septa , Screw thread, standard opening , Screw thread, standard opening, 8-425 , Vials , 分析/色谱 |  | pkg of 1000 ea,12 mm × 32 mm,cap not included,clear glass,vial type screw top,1.1 mL,thread 8-425 | , |  |  | pkg of 1000 ea,12 mm × 32 mm,cap not included,clear glass,vial type screw top,1.1 mL,thread 8-425
Vials, screw top, clear glass,volume 2 mL, clear glass vial (with marking spot), thread 8-425, O.D. × H × I.D. 12 mm × 32 mm × 4.6 mm, pkg of 1000 ea,,,,, | 27081-U |  | Supelco | 螺纹口透明玻璃样品瓶 |  | ,,,, | 2 mL Screw Top Vials, Standard Opening 4.6 mm , Autosampler Vials , Autosampler/Vial Cross Reference , CTC , CTC A200S , CTC AS200 , CTC HTX PAL, HTC PAL, HTS PAL (54/98 Position tray) , CTC LC PAL , Clear glass, 12 x 32 mm , Screw Top Autosampler Vials, 1.5 to 4 mL , Screw Top and Shell Vials, 12 x 32 mm, 4.6 mm Opening Taking 8 mm Septa , Screw thread, standard opening , Screw thread, standard opening, 8-425 , Vials , 分析/色谱 |  | pkg of 1000 ea,clear glass vial (with marking spot),cap not included,12 mm × 32 mm × 4.6 mm,2 mL,thread 8-425 | , |  |  | pkg of 1000 ea,clear glass vial (with marking spot),cap not included,12 mm × 32 mm × 4.6 mm,2 mL,thread 8-425
Vials, screw top, clear glass (vial only),volume 2 mL, clear glass, thread 8-425, O.D. × H × I.D. 12 mm × 32 mm × 4.6 mm,,,,, | 27079 |  | Supelco | 螺纹口透明玻璃样品瓶（仅样品瓶） |  | ,,,, | 2 mL Screw Top Vials, Standard Opening 4.6 mm , Autosampler Vials , Autosampler/Vial Cross Reference , CTC , CTC A200S , CTC AS200 , CTC HTX PAL, HTC PAL, HTS PAL (54/98 Position tray) , CTC LC PAL , Clear glass (without graduations) , Clear glass, 12 x 32 mm , HTA autosamplers , LC sampler (HT300L) , Liquid GC sampler (HT300A, HT310A, HT200H, HT250D, HT280T) , Sampling Vials, Caps, and Septa , Sampling, Storage, and Serum Bottles , Screw Top Autosampler Vials, 1.5 to 4 mL , Screw Top and Shell Vials, 12 x 32 mm, 4.6 mm Opening Taking 8 mm Septa , Screw thread, standard opening , Screw thread, standard opening, 8-425 , Vials , Vials Only, Clear Glass , 分析/色谱 |  | pkg of 1000 ea,12 mm × 32 mm × 4.6 mm,clear glass,standard type,2 mL,thread 8-425 | , |  |  | pkg of 1000 ea,12 mm × 32 mm × 4.6 mm,clear glass,standard type,2 mL,thread 8-425
Vials, screw top, clear glass (vial only),volume 2 mL, clear glass, thread 10-425, O.D. × H × I.D. 12 mm × 32 mm × 6.0 mm, pkg of 2000 ea,,,,, | 27266 |  | Supelco | 螺纹口透明玻璃样品瓶（仅样品瓶） |  | ,,,, | 2 mL Screw Top Vials (12 x 32 mm), Large Opening (6 mm) Taking 10 mm Septa , 2 mL Screw Top Vials, Large Opening , Autosampler Vials , Autosampler/Vial Cross Reference , CTC , CTC HTX PAL, HTC PAL, HTS PAL (54/98 Position tray) , CTC LC PAL , Clear glass (without graduations) , HTA autosamplers , LC sampler (HT300L) , Liquid GC sampler (HT300A, HT310A, HT200H, HT250D, HT280T) , Sampling Vials, Caps, and Septa , Sampling, Storage, and Serum Bottles , Screw Top Autosampler Vials, 1.5 to 4 mL , Screw thread, large opening, 10-425 , Vials , Vials Only, Clear Glass , 分析/色谱 |  | pkg of 2000 ea,12 mm × 32 mm × 6.0 mm,clear glass,large opening, (6 mm),2 mL,thread 10-425 | , |  |  | pkg of 2000 ea,12 mm × 32 mm × 6.0 mm,clear glass,large opening, (6 mm),2 mL,thread 10-425
Headspace vial, clear glass, beveled top, flat bottom,volume size 20 mL, clear glass beveled finish, flat bottom, O.D. × H × I.D. 23 mm × 75 mm × 12.5 mm,,,,, | 854977 |  | Supelco | 顶空样品瓶(透明玻璃材质,斜顶平底) |  | ,,,, | 20 mL Headspace Vials , Autosampler/Vial Cross Reference , CombiPAL , GERSTEL MPS2 , Headspace & SPME Vials , Headspace Vials , Headspace Vials by volume , Varian , Vials , 分析/色谱 |  | flat bottom,23 mm × 75 mm × 12.5 mm,clear glass beveled finish,closure type 20 mm crimp seal (non included),pkg of 100 ea,20 mL,for 20 mm crimp | , |  |  | flat bottom,23 mm × 75 mm × 12.5 mm,clear glass beveled finish,closure type 20 mm crimp seal (non included),pkg of 100 ea,20 mL,for 20 mm crimp
Shell vial for Waters Wisp 48 Position Carousel,size 4 mL, glass vial (with polyethylene closure), O.D. × H 14.65 mm × 44.6 mm,,,,, | 854189 |  | Supelco | 用于 Waters Wisp 48 孔转盘的压盖瓶 |  | ,,,, | 201/202 , 221/222 , 717, 48 position , Autosampler/Vial Cross Reference , Gilson , Marathon , SIL-10ADvp , SIL-2AS, SIL6A , SIL-6B, SIL-7A, SIL-8A, SIL-9A , Shimadzu , Varian , Vials , Waters® , Waters® Breeze/717 Plus , Wisp 48 position , 分析/色谱 |  | pkg of 100 ea,14.65 mm × 44.6 mm,glass vial (with polyethylene closure),closure type plug,4 mL | , |  |  | pkg of 100 ea,14.65 mm × 44.6 mm,glass vial (with polyethylene closure),closure type plug,4 mL
Closures for Snap Ring vials,polypropylene seal, PTFE/silicone (with slit), pkg of 100 ea,,,,, | 27426 |  | Supelco | 用于卡口样品瓶的瓶盖 |  | ,,,for use with Large Opening Crimp/Snap Seal Vials, | Autosampler Vials , Autosampler/Vial Cross Reference , Caps, Crimp Seals and Stoppers , HTA autosamplers , LC sampler (HT300L) , Poly-Crimp Seals for 2 mL vials , Snap Caps , Snap Caps for 2mL vials , Snap Ring Vials , Snap Ring closures , Vials , 分析/色谱 |  | polypropylene seal,pkg of 100 ea,for 11 mm snap ring,PTFE/silicone (with slit),11.5 mm × 6 mm × 9 mm | , |  |  | polypropylene seal,11.5 mm × 6 mm × 9 mm,PTFE/silicone (with slit),pkg of 100 ea,for 11 mm snap ring,for use with Large Opening Crimp/Snap Seal Vials
Inter-Seal ™ bonded caps (inseparable caps and liner),black cap, PTFE/silicone septa (with slit), thread 10-425,,,,, | 29113-U |  | Supelco | Interseal ™ 粘合盖（盖和衬管无法分开） |  | ,,,, | Alliance , Autosampler/Vial Cross Reference , Caps for 2 mL Large Opening Vials, 10/425 thread , Caps, Crimp Seals and Stoppers , HTA autosamplers , Inter-Seal Bonded Caps , Inter-Seal Bonded cap, 10-425 thread , LC sampler (HT300L) , Sampling Vials, Caps, and Septa , Sampling, Storage, and Serum Bottles , Screw Caps , Vials , Waters® , 分析/色谱 |  | black cap,pkg of 100 ea,thread 10-425,PTFE/silicone septa (with slit) | , |  |  | black cap,pkg of 100 ea,thread 10-425,PTFE/silicone septa (with slit)
Screw cap (open-top), 9 mm thread, with liner,black polypropylene cap, PTFE/silicone septum (with slit),,,,, | 29049-U |  | Supelco | 带衬垫的螺纹盖（9mm 螺纹） |  | ,,,, | Autosampler Vials , Autosampler/Vial Cross Reference , Caps with 9 mm threads (12 x32 mm vials) , HTA autosamplers , LC sampler (HT300L) , PTFE/silicone with slit , R.A.M. 9 mm Autosampler Vials , Sampling Vials, Caps, and Septa , Sampling, Storage, and Serum Bottles , Screw Caps , Screw caps with liner for R.A.M. vials , Screw top vials (12 x 32 mm) with 9 mm thread , Vials , 分析/色谱 |  | black polypropylene cap,pkg of 100 ea,9 mm,PTFE/silicone septum (with slit),11.5 mm × 6 mm × 9 mm | , |  |  | black polypropylene cap,pkg of 100 ea,9 mm,PTFE/silicone septum (with slit),11.5 mm × 6 mm × 9 mm
Assembled screw cap with hole and PTFE/silicone septum,black polypropylene hole cap, thread 8-425, PTFE/silicone, septum thickness 1.5 mm,,,,, | 27262 |  | Supelco | 带有 PTFE/硅胶隔垫的带孔螺纹盖 |  | ,,,for use with 2 mL vial (standard opening), | 2 mL Open-Top Closures, Pre-Assembled , Assembled Caps and Septa , Autosampler Vials , Autosampler/Vial Cross Reference , Caps , Caps for 1.5-2 mL Standard Opening Vials, 8/425 thread , Caps, Crimp Seals and Stoppers , Fits 2 mL standard opening vials , HTA autosamplers , Liquid GC sampler (HT300A, HT310A, HT200H, HT250D, HT280T) , Perkin-Elmer Autosampler Vials, 12 x 30 mm, 8/425 Thread , Sampling Vials, Caps, and Septa , Sampling, Storage, and Serum Bottles , Screw Caps , Screw Top Autosampler Vials, 1.5 to 4 mL , Screw Top and Shell Vials, 12 x 32 mm, 4.6 mm Opening Taking 8 mm Septa , Vials , 分析/色谱 |  | black polypropylene hole cap,pkg of 100 ea,thread 8-425,PTFE/silicone,1.5 mm | , |  |  | black polypropylene hole cap,PTFE/silicone,pkg of 100 ea,thread 8-425,1.5 mm,for use with 2 mL vial (standard opening)
Assembled screw cap with hole and PTFE/silicone septum,black polypropylene hole cap, thread 10-425, PTFE/silicone, thickness 1.5 mm, for use with 2 mL vial (large opening),,,,, | 27273 |  | Supelco | 带有 PTFE/硅胶隔垫的带孔螺纹盖 |  | ,,,for use with 2 mL vial (large opening), | 2 mL Screw Top Vials (12 x 32 mm), Large Opening (6 mm) Taking 10 mm Septa , Assembled Caps and Septa , Autosampler Vials , Autosampler/Vial Cross Reference , Caps for 2 mL Large Opening Vials, 10/425 thread , Caps, Crimp Seals and Stoppers , Fits 2 mL Large Opening vials , HTA autosamplers , Liquid GC sampler (HT300A, HT310A, HT200H, HT250D, HT280T) , Open-Top Closures, Pre-Assembled, for 2 mL large opening vials , Sampling Vials, Caps, and Septa , Sampling, Storage, and Serum Bottles , Screw Caps , Screw Top Autosampler Vials, 1.5 to 4 mL , Vials , 分析/色谱 |  | black polypropylene hole cap,pkg of 100 ea,thread 10-425,PTFE/silicone,1.5 mm | , |  |  | black polypropylene hole cap,PTFE/silicone,1.5 mm,pkg of 100 ea,thread 10-425,for use with 2 mL vial (large opening)
Closures for Snap Ring vials,polypropylene seal, PTFE/silicone (with starburst), pkg of 100 ea,,,,, | 27427 |  | Supelco | 用于卡口样品瓶的瓶盖 |  | ,,,for use with Large Opening Crimp/Snap Seal Vials, | Autosampler Vials , Autosampler/Vial Cross Reference , Caps, Crimp Seals and Stoppers , HTA autosamplers , Liquid GC sampler (HT300A, HT310A, HT200H, HT250D, HT280T) , Poly-Crimp Seals for 2 mL vials , Snap Caps , Snap Caps for 2mL vials , Snap Ring Vials , Snap Ring closures , Vials , 分析/色谱 |  | polypropylene seal,pkg of 100 ea,for 11 mm snap ring,PTFE/silicone (with starburst),11.5 mm × 6 mm × 9 mm | , |  |  | polypropylene seal,11.5 mm × 6 mm × 9 mm,PTFE/silicone (with starburst),pkg of 100 ea,for 11 mm snap ring,for use with Large Opening Crimp/Snap Seal Vials
Screw cap (open-top), 9 mm thread, with liner,black polypropylene cap, red rubber/PTFE septum,,,,, | 29043-U |  | Supelco | 带衬垫的螺纹盖（9mm 螺纹） |  | ,,,, | Autosampler Vials , Autosampler/Vial Cross Reference , Caps with 9 mm threads (12 x32 mm vials) , HTA autosamplers , Liquid GC sampler (HT300A, HT310A, HT200H, HT250D, HT280T) , PTFE/red rubber liner , R.A.M. 9 mm Autosampler Vials , Sampling Vials, Caps, and Septa , Sampling, Storage, and Serum Bottles , Screw Caps , Screw caps with liner for R.A.M. vials , Screw top vials (12 x 32 mm) with 9 mm thread , Vials , 分析/色谱 |  | black polypropylene cap,pkg of 100 ea,9 mm,red rubber/PTFE septum,11.5 mm × 6 mm × 9 mm | , |  |  | black polypropylene cap,pkg of 100 ea,9 mm,red rubber/PTFE septum,11.5 mm × 6 mm × 9 mm
Screw cap (open-top), 9 mm thread, with liner,black polypropylene cap, PTFE/silicone septum,,,,, | 29046-U |  | Supelco | 带衬垫的螺纹盖（9mm 螺纹） |  | ,,,, | Autosampler Vials , Autosampler/Vial Cross Reference , Caps with 9 mm threads (12 x32 mm vials) , HTA autosamplers , Liquid GC sampler (HT300A, HT310A, HT200H, HT250D, HT280T) , PTFE/silicone , R.A.M. 9 mm Autosampler Vials , Sampling Vials, Caps, and Septa , Sampling, Storage, and Serum Bottles , Screw Caps , Screw caps with liner for R.A.M. vials , Screw top vials (12 x 32 mm) with 9 mm thread , Vials , 分析/色谱 |  | black polypropylene cap,pkg of 100 ea,9 mm,PTFE/silicone septum,11.5 mm × 6 mm × 9 mm | , |  |  | black polypropylene cap,pkg of 100 ea,9 mm,PTFE/silicone septum,11.5 mm × 6 mm × 9 mm
Vials, screw top, clear glass (vial only),volume 1.5 mL, clear glass, thread 8-425, O.D. × H × I.D. 12 mm × 30 mm × 4.6 mm,,,,, | 507369 |  | Supelco | 螺纹口透明玻璃样品瓶（仅样品瓶） |  | ,,,, | Autosampler Vials , Autosampler/Vial Cross Reference , Clarus 600 , Clear glass (without graduations) , Perkin-Elmer Autosampler Vials, 12 x 30 mm, 8/425 Thread , PerkinElmer , Sampling Vials, Caps, and Septa , Sampling, Storage, and Serum Bottles , Screw Top Autosampler Vials, 1.5 to 4 mL , Vials , Vials Only, Clear Glass , 分析/色谱 |  | pkg of 100 ea,clear glass,for PerkinElmer Autosampler,12 mm × 30 mm × 4.6 mm,1.5 mL,thread 8-425 | , |  |  | pkg of 100 ea,clear glass,for PerkinElmer Autosampler,12 mm × 30 mm × 4.6 mm,1.5 mL,thread 8-425
Vials, screw top, clear glass (vial only),volume 1.5 mL, clear glass, thread 8-425, O.D. × H 12 mm × 30 mm,,,,, | 507377 |  | Supelco | 螺纹口透明玻璃样品瓶（仅样品瓶） |  | ,,,, | Autosampler Vials , Autosampler/Vial Cross Reference , Clarus 600 , Perkin-Elmer Autosampler Vials, 12 x 30 mm, 8/425 Thread , PerkinElmer , Screw Top Autosampler Vials, 1.5 to 4 mL , Vials , 分析/色谱 |  | pkg of 1000 ea,12 mm × 30 mm,for PerkinElmer autosampler,clear glass,1.5 mL,thread 8-425 | , |  |  | pkg of 1000 ea,12 mm × 30 mm,for PerkinElmer autosampler,clear glass,1.5 mL,thread 8-425
Headspace vial, beveled top, rounded bottom,size 20 mL, clear glass beveled finish, round bottom, O.D. × H × I.D. 22.6 mm × 75 mm × 12.5 mm,,,,, | 854978 |  | Supelco | 斜顶圆底顶空样品瓶 |  | ,,,, | 20 mL Headspace Vials , Autosampler/Vial Cross Reference , Genesis , Headspace & SPME Vials , Headspace Vials by volume , Headspace Vials, rounded bottom, for CTC Autosampler (Combi PAL) , Headspace vials, SPME Vials , Varian , Vials , 分析/色谱 |  | round bottom,22.6 mm × 75 mm × 12.5 mm,clear glass beveled finish,closure type 20mm crimp seal (not included),pkg of 100 ea,for 20 mm crimp,20 mL | , |  |  | round bottom,22.6 mm × 75 mm × 12.5 mm,clear glass beveled finish,closure type 20mm crimp seal (not included),pkg of 100 ea,for 20 mm crimp,20 mL
Assembled screw cap with hole and PTFE/silicone septum,black polypropylene hole cap, thread 13-425, red PTFE/silicone, for use with 4 mL vial with 13-425 thread,,,,, | SU860078 |  | Supelco | 带有 PTFE/硅胶隔垫的带孔螺纹盖 |  | ,,,for use with 4 mL vial with 13-425 thread, | Assembled Caps and Septa , Autosampler/Vial Cross Reference , Caps for 4 mL Vials , Caps, Crimp Seals and Stoppers , Fits 4 mL vials , Sampling Vials, Caps, and Septa , Sampling, Storage, and Serum Bottles , Screw Caps , Vials , Waters® , Wisp 48 position , 分析/色谱 |  | black polypropylene hole cap,red PTFE/silicone,pre-assembled,1.5 mm,pkg of 100 ea,thread 13-425,55 (Durometer: shore A) | , |  |  | black polypropylene hole cap,red PTFE/silicone,pre-assembled,1.5 mm,pkg of 100 ea,thread 13-425,for use with 4 mL vial with 13-425 thread,55 (Durometer: shore A)
Assembled screw cap with hole and TFE/rubber septum,black polypropylene hole cap, thread 13-425, PTFE/red rubber septum, for use with 4 mL vials with 13-425 thread, pkg of 100 ea,,,,, | 854987 |  | Supelco | 带有 TFE/橡胶隔垫的带孔螺纹盖 |  | ,,,for use with 4 mL vials with 13-425 thread, | Assembled Caps and Septa , Autosampler/Vial Cross Reference , Caps for 4 mL Vials , Caps, Crimp Seals and Stoppers , Fits 4 mL vials , Sampling Vials, Caps, and Septa , Sampling, Storage, and Serum Bottles , Screw Caps , Vials , Waters® , Wisp 48 position , 分析/色谱 |  | 8.5 mm center hole in top of cap,PTFE/red rubber septum,pre-assembled,pkg of 100 ea,thread 13-425,1.3 mm,60 (Durometer: shore A) | , |  |  | 8.5 mm center hole in top of cap,PTFE/red rubber septum,pre-assembled,pkg of 100 ea,thread 13-425,1.3 mm,for use with 4 mL vials with 13-425 thread,60 (Durometer: shore A)
Closures for WISP ™ 48-position autosampler vials,screw-thread caps, open-top closures, black PP,,,,, | Z291846 |  | Aldrich | 用于 WISP ™ 48 孔自动进样器样品瓶的瓶盖 |  | ,,,, | Autosampler/Vial Cross Reference , Vials , Waters® , Wisp 48 position , 分析/色谱 |  | pkg of 100 ea | , |  |  | pkg of 100 ea
Closures for WISP ™ 48-position autosampler vials,screw-thread caps, PP open-top closure with red PTFE/silicone septum (assembled),,,,, | Z291862 |  | Aldrich | 用于 WISP ™ 48 孔自动进样器样品瓶的瓶盖 |  | ,,,, | Autosampler/Vial Cross Reference , Vials , Waters® , Wisp 48 position , 分析/色谱 |  | pkg of 100 ea | , |  |  | pkg of 100 ea
Closures for WISP ™ 48-position autosampler vials,screw-thread caps, open-top closure, black phenolic,,,,, | Z291870 |  | Aldrich | 用于 WISP ™ 48 孔自动进样器样品瓶的瓶盖 |  | ,,,, | Autosampler/Vial Cross Reference , Vials , Waters® , Wisp 48 position , 分析/色谱 |  | pkg of 100 ea | , |  |  | pkg of 100 ea
Inter-Seal ™ bonded caps (inseparable caps and liner),black cap, PTFE/silicone, thread 13-425,,,,, | 29153-U |  | Supelco | Interseal ™ 粘合盖（盖和衬管无法分开） |  | ,,,, | Autosampler/Vial Cross Reference , Caps, Crimp Seals and Stoppers , Inter-Seal Bonded Caps , Inter-Seal Bonded cap, 13-425 thread , Screw Caps , Vials , Waters® , Wisp 48 position , 分析/色谱 |  | black cap,pkg of 100 ea,thread 13-425,PTFE/silicone | , |  |  | black cap,pkg of 100 ea,thread 13-425,PTFE/silicone
Inter-Seal ™ bonded caps (inseparable caps and liner),black cap, PTFE/silicone (with slit), thread 13-425,,,,, | 29156-U |  | Supelco | Interseal ™ 粘合盖（盖和衬管无法分开） |  | ,,,, | Autosampler/Vial Cross Reference , Vials , Waters® , Wisp 48 position , 分析/色谱 |  | black cap,pkg of 100 ea,thread 13-425,PTFE/silicone (with slit) | , |  |  | black cap,pkg of 100 ea,thread 13-425,PTFE/silicone (with slit)
Inter-Seal ™ bonded caps (inseparable caps and liner),white cap, PTFE/silicone, thread 13-425,,,,, | 29157-U |  | Supelco | Interseal ™ 粘合盖（盖和衬管无法分开） |  | ,,,, | Autosampler/Vial Cross Reference , Caps, Crimp Seals and Stoppers , Inter-Seal Bonded Caps , Inter-Seal Bonded cap, 13-425 thread , Screw Caps , Vials , Waters® , Wisp 48 position , 分析/色谱 |  | white cap,pkg of 100 ea,thread 13-425,PTFE/silicone | , |  |  | white cap,pkg of 100 ea,thread 13-425,PTFE/silicone
Vials, screw top vial & insert kit,clear glass vial, volume 4 mL, O.D. × H × I.D. 15 mm × 45 mm × 8 mm, pre-assembled, for use with Waters 48-position autosampler,,,,, | 27110 |  | Supelco | 样品瓶，螺纹口样品瓶和内插管套装 |  | ,,,for use with Waters 48-position autosampler, | 4 mL Screw Top Vials, 15 X 45 mm , 4 mL Vials (15 x 45 mm), Taking 11 mm Septa , Autosampler Vials , Autosampler/Vial Cross Reference , Screw Top Autosampler Vials, 1.5 to 4 mL , Vials , Waters® , Wisp 48 position , 分析/色谱 |  | pkg of 100 vial,15 mm × 45 mm × 8 mm,clear glass vial,pre-assembled,4 mL,thread 13-425 | , |  |  | pkg of 100 vial,15 mm × 45 mm × 8 mm,clear glass vial,pre-assembled,4 mL,thread 13-425,for use with Waters 48-position autosampler
WISP ™ 48-position autosampler vials,clear screw-thread vials,,,,, | Z291811 |  | Aldrich | WISP ™ 48 孔自动进样器样品瓶 |  | ,,,, | Autosampler/Vial Cross Reference , Vials , Waters® , Wisp 48 position , 分析/色谱 |  | pkg of 100 ea,4 mL,15 mm × 45 mm | , |  |  | pkg of 100 ea,4 mL,15 mm × 45 mm
WISP ™ 48-position autosampler vials,Polypropylene cap convenience pack, PTFE liner,,,,, | Z291927 |  | Aldrich | WISP ™ 48 孔自动进样器样品瓶 |  | ,,,, | Autosampler/Vial Cross Reference , Vials , Waters® , Wisp 48 position , 分析/色谱 |  | pkg of 100 ea,4 mL,PTFE liner,15 mm × 45 mm | , |  |  | pkg of 100 ea,4 mL,PTFE liner,15 mm × 45 mm
WISP ™ 48-position autosampler vials,PP caps preassembled pack, PTFE liner,,,,, | Z291935 |  | Aldrich | WISP ™ 48 孔自动进样器样品瓶 |  | ,,,, | Autosampler/Vial Cross Reference , Vials , Waters® , Wisp 48 position , 分析/色谱 |  | pkg of 100 ea,4 mL,PTFE liner,15 mm × 45 mm | , |  |  | pkg of 100 ea,4 mL,PTFE liner,15 mm × 45 mm
Insert for shell vial,size 0.10 mL, clear glass conical (with bottom spring), pkg of 100 ea, O.D. × H 5 mm × 36 mm,,,,, | 24737 |  | Supelco | 压盖瓶的内衬管 |  | ,,,for use with 8 × 40mm shell vials, | 8 x 40 mm Autosampler Vials , Autosampler Vials , Autosampler/Vial Cross Reference , Crimp Top Vials using 8 mm Seals , Crimp top vials , Inserts and springs for shell vial , Vials , Waters® , Wisp 96 position , 分析/色谱 |  | pkg of 100 ea,5 mm × 36 mm,clear glass conical (with bottom spring),0.10 mL | , |  |  | pkg of 100 ea,5 mm × 36 mm,clear glass conical (with bottom spring),for use with 8 × 40mm shell vials,0.10 mL
Inserts for 8 x 43 mm vials,size 0.35 mL, glass (shell style),,,,, | Z291773 |  | Aldrich | 8×43mm 样品瓶的内衬管 |  | ,,,8 x 43mm shell vials, | Autosampler/Vial Cross Reference , Vials , Waters® , Wisp 96 position , 分析/色谱 |  | pkg of 100 ea,glass (shell style),0.35 mL | , |  |  | pkg of 100 ea,glass (shell style),8 x 43mm shell vials,0.35 mL
Springs for vial inserts,pkg of 200 ea,,,,, | 24735 |  | Supelco | 用于样品瓶内衬管的支脚 |  | ,,,for use with Supelco part numbers 24733, 24734, | 8 x 40 mm Autosampler Vials , Autosampler Vials , Autosampler/Vial Cross Reference , Crimp Top Vials using 8 mm Seals , Crimp top vials , Inserts and springs for shell vial , Vials , Waters® , Wisp 96 position , 分析/色谱 |  | pkg of 200 ea | , |  |  | pkg of 200 ea,for use with Supelco part numbers 24733, 24734
Vials for Waters ® 96-position carousel, 8 x 40 mm,size 1 mL, clear glass, conical bottom, crimp top,,,,, | 508896 |  | Supelco | 用于 Waters 96 孔转盘的 8×40mm 样品瓶 |  | ,,,, | 1 mL Glass 8 x 40 mm shell vials , 8 mm crimp seal , 8 x 40 mm Autosampler Vials , Autosampler Vials , Autosampler/Vial Cross Reference , Crimp Top Vials using 8 mm Seals , Crimp top , Crimp top vials , Vial Type , Vials , Waters® , Wisp 96 position , 分析/色谱 |  | clear glass,Chromacol, 1-CWV,conical bottom,crimp top,pkg of 125 ea,for 8 mm crimp,8 mm × 40 mm,1 mL | , |  |  | clear glass,Chromacol, 1-CWV,conical bottom,crimp top,pkg of 125 ea,for 8 mm crimp,8 mm × 40 mm,1 mL
WISP ™ 96-position autosampler vials,size 1 mL, clear glass (with LDPE closure),,,,, | Z291994 |  | Aldrich | WISP ™ 96 孔 8×40mm 自动进样器样品瓶 |  | ,,,, | Autosampler/Vial Cross Reference , Vials , Waters® , Wisp 96 position , 分析/色谱 |  | pkg of 200 ea,clear glass (with LDPE closure),1 mL | , |  |  | pkg of 200 ea,clear glass (with LDPE closure),1 mL
Certified screw thread vials, 10-425 thread, 12 x 32 mm,size 2 mL, clear glass vial, PTFE/silicone septum, (convenience kit),,,,, | 29432-U |  | Supelco | 经过认证的螺纹口样品瓶，10-425 螺纹，12×32mm |  | ,,,, | Autosampler Vials , Certified Autosampler Vials , Certified Screw Thread Vial Kits, clear glass 10/425 thread , Certified Vial Kit, Screw Thread Vial , Certified Vial Kits , Certified Vial Kits, screw thread vial , Certified Vials , Certified screw thread vials, 10-425 thread , Clear glass , Vials , 分析/色谱 |  | clear glass vial,12 mm × 32 mm × 6.0 mm,PTFE/silicone septum,kit with vial, cap, and septa,pkg of 100 ea,10-425,2 mL | , |  |  | clear glass vial,12 mm × 32 mm × 6.0 mm,PTFE/silicone septum,kit with vial, cap, and septa,pkg of 100 ea,10-425,2 mL
Certified Screw Top Vial Kits with Pico Pure Plus+ ™ caps,size 2 mL, clear glass vial, 9 mm thread, polyethylene cap,,,,, | 29422-U |  | Supelco | 经过认证的样品瓶套装，带有 Pico Pure Plus 瓶盖 |  | ,,,, | Autosampler Vials , Certified Autosampler Vials , Certified Vial Kits , Certified Vial Kits (Screw thread) with Pico Pure Plus+ caps , Certified Vial Kits with Pico Pure Plus+ Caps for LC/MS , Certified Vials , Vials , 分析/色谱 |  | clear glass vial,12 mm × 32 mm × 6.0 mm,polyethylene cap,pkg of 100 ea,9 mm,2 mL | , |  |  | clear glass vial,12 mm × 32 mm × 6.0 mm,polyethylene cap,pkg of 100 ea,9 mm,2 mL
Certified Screw Top Vial Kits with Pico Pure Plus+ ™ caps,size 2 mL, clear glass vial (with graduated marking spot), 9 mm thread, polyethylene cap,,,,, | 29423-U |  | Supelco | 经过认证的样品瓶套装，带有 Pico Pure Plus 瓶盖 |  | ,,,, | Autosampler Vials , Certified Autosampler Vials , Certified Vial Kits , Certified Vial Kits (Screw thread) with Pico Pure Plus+ caps , Certified Vial Kits with Pico Pure Plus+ Caps for LC/MS , Certified Vials , Vials , 分析/色谱 |  | clear glass vial (with graduated marking spot),12 mm × 32 mm × 6.0 mm,polyethylene cap,pkg of 100 ea,9 mm,2 mL | , |  |  | clear glass vial (with graduated marking spot),12 mm × 32 mm × 6.0 mm,polyethylene cap,pkg of 100 ea,9 mm,2 mL
Certified Screw Top Vial Kits with Pico Pure Plus+ ™ caps,size 2 mL, amber glass vial, 9 mm thread, polyethylene cap,,,,, | 29424-U |  | Supelco | 经过认证的样品瓶套装，带有 Pico Pure Plus 瓶盖 |  | ,,,, | Autosampler Vials , Certified Autosampler Vials , Certified Vial Kits , Certified Vial Kits (Screw thread) with Pico Pure Plus+ caps , Certified Vial Kits with Pico Pure Plus+ Caps for LC/MS , Certified Vials , Vials , 分析/色谱 |  | amber glass vial,12 mm × 32 mm × 6.0 mm,polyethylene cap,pkg of 100 ea,9 mm,2 mL | , |  |  | amber glass vial,12 mm × 32 mm × 6.0 mm,polyethylene cap,pkg of 100 ea,9 mm,2 mL
Certified Screw Top Vial Kits with Pico Pure Plus+ ™ caps,size 2 mL, amber glass vial (with graduated marking spot), 9 mm thread, polyethylene cap,,,,, | 29425-U |  | Supelco | 经过认证的样品瓶套装，带有 Pico Pure Plus 瓶盖 |  | ,,,, | Autosampler Vials , Certified Autosampler Vials , Certified Vial Kits , Certified Vial Kits (Screw thread) with Pico Pure Plus+ caps , Certified Vial Kits with Pico Pure Plus+ Caps for LC/MS , Certified Vials , Vials , 分析/色谱 |  | amber glass vial (with graduated marking spot),12 mm × 32 mm × 6.0 mm,polyethylene cap,pkg of 100 ea,9 mm,2 mL | , |  |  | amber glass vial (with graduated marking spot),12 mm × 32 mm × 6.0 mm,polyethylene cap,pkg of 100 ea,9 mm,2 mL
Certified screw thread vials, 10-425 thread, 12 x 32 mm,size 2 mL, clear glass vial (vial only),,,,, | 29430-U |  | Supelco | 经过认证的螺纹口样品瓶，10-425 螺纹，12×32mm |  | ,,,, | Autosampler Vials , Certified Autosampler Vials , Certified Vials , Certified Vials (vial only) , Certified Vials, Screw Thread, (Vial Only) , Certified screw thread vials, 10-425 thread , Vials , 分析/色谱 |  | clear glass vial (vial only),10/425 thread,12 mm × 32 mm × 6.0 mm,pkg of 100 ea,thread 10-425,2 mL | , |  |  | clear glass vial (vial only),10/425 thread,12 mm × 32 mm × 6.0 mm,pkg of 100 ea,thread 10-425,2 mL
Certified Kit, snap ring vials, 12 x 32 mm, 6.0 mm I.D.,size 2 mL, Snap top/crimp top, clear glass vial, PTFE/silicone septum, clear polyethylene cap,,,,, | 29421-U |  | Supelco | 经过认证的卡口样品瓶套装，12×32mm，内径 6.0mm |  | ,,,, | Autosampler Vials , Certified Autosampler Vials , Certified Kit with Snap Ring Vials , Certified Kits, snap ring vials , Certified Vial Kit, Snap Ring/Crimp Top , Certified Vial Kits , Certified Vials , Vials , 分析/色谱 |  | clear polyethylene cap,12 mm × 32 mm × 6.0 mm,PTFE/silicone septum,pkg of 100 ea,for 11 mm snap ring,2 mL | , |  |  | clear polyethylene cap,12 mm × 32 mm × 6.0 mm,PTFE/silicone septum,pkg of 100 ea,for 11 mm snap ring,2 mL
Certified Kit, snap ring vials, 12 x 32 mm, 6.0 mm I.D.,size 300 μL, polypropylene vial, snap ring, PTFE/silicone septum (bonded),,,,, | 29412-U |  | Supelco | 经过认证的卡口样品瓶套装，12×32mm，内径 6.0mm |  | ,,,, | Autosampler Vials , Certified Autosampler Vials , Certified Kit with Snap Ring Vials , Certified Kits, snap ring vials , Certified Vial Kit, Snap Ring/Crimp Top , Certified Vial Kits , Certified Vials , Vials , 分析/色谱 |  | blue polypropylene cap,12 mm × 32 mm × 6.0 mm,PTFE/silicone septum (bonded),pkg of 100 ea,for 11 mm snap ring,300 μL | , |  |  | blue polypropylene cap,12 mm × 32 mm × 6.0 mm,PTFE/silicone septum (bonded),pkg of 100 ea,for 11 mm snap ring,300 μL
Certified Kit, snap ring vials, 12 x 32 mm, 6.0 mm I.D.,size 300 μL, polypropylene vial, snap ring, PTFE/silicone septum (bonded with slit),,,,, | 29413-U |  | Supelco | 经过认证的卡口样品瓶套装，12×32mm，内径 6.0mm |  | ,,,, | Autosampler Vials , Certified Autosampler Vials , Certified Kit with Snap Ring Vials , Certified Kits, snap ring vials , Certified Vial Kit, Snap Ring/Crimp Top , Certified Vial Kits , Certified Vials , Vials , 分析/色谱 |  | blue polypropylene cap,12 mm × 32 mm × 6.0 mm,PTFE/silicone septum (bonded with slit),pkg of 100 ea,for 11 mm snap ring,300 μL | , |  |  | blue polypropylene cap,12 mm × 32 mm × 6.0 mm,PTFE/silicone septum (bonded with slit),pkg of 100 ea,for 11 mm snap ring,300 μL
Certified vials, 8 x 40 mm (caps included),size 1 mL, clear glass vial, clear polyethylene cap (with starburst interior),,,,, | 29433-U |  | Supelco | 经过认证的 8×40mm 样品瓶（包括瓶盖） |  | ,,,, | 8 x 40 mm Vials , Autosampler Vials , Certified 8 x 40mm vials and inserts , Certified Autosampler Vials , Certified Shell Vial Kit, 8 x 40 mm with Cap , Certified Vial Kits , Certified Vials , Vials , 分析/色谱 |  | clear polyethylene cap (with starburst interior),8 mm × 40 mm × 6 mm,clear glass vial,pkg of 250 ea,for 8 mm crimp,1 mL | , |  |  | clear polyethylene cap (with starburst interior),8 mm × 40 mm × 6 mm,clear glass vial,pkg of 250 ea,for 8 mm crimp,1 mL
Certified vials, 8 x 40 mm (caps included),size 1 mL, amber glass vial, clear polyethylene cap (with starburst interior),,,,, | 29434-U |  | Supelco | 经过认证的 8×40mm 样品瓶（包括瓶盖） |  | ,,,, | 8 x 40 mm Vials , Autosampler Vials , Certified 8 x 40mm vials and inserts , Certified Autosampler Vials , Certified Shell Vial Kit, 8 x 40 mm with Cap , Certified Vial Kits , Certified Vials , Vials , 分析/色谱 |  | clear polyethylene cap (with starburst interior),8 mm × 40 mm × 6 mm,amber glass vial,pkg of 250 ea,for 8 mm crimp,1 mL | , |  |  | clear polyethylene cap (with starburst interior),8 mm × 40 mm × 6 mm,amber glass vial,pkg of 250 ea,for 8 mm crimp,1 mL
Vials, open-top screw cap, 2 mL large opening with closures, unassembled convenience packs,volume 2 mL, clear glass, thread 10-425, polypropylene cap, PTFE/silicone/PTFE septa,,,,, | 29120-U |  | Supelco | 2mL 带盖广口螺纹口样品瓶，未组装便利套装 |  | ,,,, | 2 mL Screw Top Vials (12 x 32 mm), Large Opening (6 mm) Taking 10 mm Septa , 2 mL Screw Top Vials, Large Opening , Autosampler Vials , Convenience kits for screw thead vials , Convenience kits, 2 mL Large Opening Vials , Screw Top Autosampler Vials, 1.5 to 4 mL , Vials , 分析/色谱 |  | clear glass,pkg of 100 ea,12 mm × 32 mm × 6.0 mm,Unassembled,PTFE/silicone/PTFE septa,2 mL,thread 10-425 | , |  |  | clear glass,pkg of 100 ea,12 mm × 32 mm × 6.0 mm,Unassembled,PTFE/silicone/PTFE septa,2 mL,thread 10-425
Vials, open-top screw cap, 2 mL large opening with closures, unassembled convenience packs,volume 2 mL, amber glass, thread 10-425, polypropylene cap, PTFE/silicone/PTFE septa,,,,, | 29121-U |  | Supelco | 2mL 带盖广口螺纹口样品瓶，未组装便利套装 |  | ,,,, | 2 mL Screw Top Vials (12 x 32 mm), Large Opening (6 mm) Taking 10 mm Septa , 2 mL Screw Top Vials, Large Opening , Autosampler Vials , Convenience kits for screw thead vials , Convenience kits, 2 mL Large Opening Vials , Screw Top Autosampler Vials, 1.5 to 4 mL , Vials , 分析/色谱 |  | amber glass,pkg of 100 ea,12 mm × 32 mm × 6.0 mm,Unassembled,PTFE/silicone/PTFE septa,2 mL,thread 10-425 | , |  |  | amber glass,pkg of 100 ea,12 mm × 32 mm × 6.0 mm,Unassembled,PTFE/silicone/PTFE septa,2 mL,thread 10-425
,glass conical, pkg of 1000 ea,,,,, | 854988 |  | Supelco | Inserts for 1.5 mL large opening vials |  | ,,,, | 2 mL Screw Top Vials (12 x 32 mm), Large Opening (6 mm) Taking 10 mm Septa , Autosampler Vials , Crimp top vials , Crimp top vials (11.6 x 32 mm) and Inserts , Inserts , Inserts for 1.5 mL Large Opening Vials , Screw Top Autosampler Vials, 1.5 to 4 mL , Snap Ring Vials , Vials , 分析/色谱 |  | pkg of 1000 ea,6 mm × 31 mm,glass conical,0.10 mL | , |  |  | pkg of 1000 ea,6 mm × 31 mm,glass conical,0.10 mL
,volume 0.10 mL, glass conical, O.D. × H × I.D. 6 mm × 31 mm × 4.6 mm,,,,, | SU860067 |  | Supelco | Inserts for 1.5 mL large opening vials |  | ,,,, | 2 mL Screw Top Vials (12 x 32 mm), Large Opening (6 mm) Taking 10 mm Septa , Autosampler Vials , Crimp top vials , Crimp top vials (11.6 x 32 mm) and Inserts , Inserts , Inserts for 1.5 mL Large Opening Vials , Screw Top Autosampler Vials, 1.5 to 4 mL , Snap Ring Vials , Vials , 分析/色谱 |  | pkg of 1 × 100 ea (SU860067),0.10 mL,glass conical,6 mm × 31 mm × 4.6 mm | , |  |  | pkg of 1 × 100 ea (SU860067),0.10 mL,glass conical,6 mm × 31 mm × 4.6 mm
Aluminum crimp seal (without septum),removable center, aluminum, seal diam. × opening 13 mm × 6.4 mm, for use with 2 mL - 2.5 mL standard opening crimp top vials, pkg of 100 ea,,,,, | 27222-U |  | Supelco | 铝钳口密封件（不带隔垫） |  | ,,,for use with 2 mL - 2.5 mL standard opening crimp top vials, | 13 mm , Autosampler Vials , Caps, Crimp Seals and Stoppers , Crimp Seals , Crimp Top Vials Requiring a 13 mm Seal , Crimp seals , Crimp top vials , Size , Vials , 分析/色谱 |  | pkg of 100 ea,aluminum,removable center,13 mm × 6.4 mm | , |  |  | pkg of 100 ea,aluminum,for use with 2 mL - 2.5 mL standard opening crimp top vials,13 mm × 6.4 mm,removable center
Crimp seals with PTFE/rubber septa,seal diam. 13 mm, removable center, pkg of 1000 ea,,,,, | 27451 |  | Supelco | 带 PTFE/橡胶隔垫的钳口密封盖 |  | ,,,, | Autosampler Vials , Crimp Top Vials Requiring a 13 mm Seal , Crimp seals , Crimp top vials , Vials , 分析/色谱 |  | aluminum seal,pkg of 1000 ea,PTFE/rubber septum,removable center,13 mm | , |  |  | aluminum seal,pkg of 1000 ea,PTFE/rubber septum,removable center,13 mm
Crimp seals with PTFE/silicone septa,seal diam. 13 mm, silver aluminum seal (open center), PTFE/silicone septum, pkg of 100 ea,,,,, | 27452 |  | Supelco | 带 PTFE/硅胶隔垫的钳口密封盖 |  | ,,,, | 13 mm , Autosampler Vials , Caps, Crimp Seals and Stoppers , Crimp Seals , Crimp Top Vials Requiring a 13 mm Seal , Crimp seals , Crimp top vials , Size , Vials , 分析/色谱 |  | silver aluminum seal (open center),13 mm,PTFE/silicone septum,open center,pkg of 100 ea,0.040 in. ± 0.005 in. | , |  |  | silver aluminum seal (open center),13 mm,PTFE/silicone septum,open center,pkg of 100 ea,0.040 in. ± 0.005 in.
Vials, crimp top, requiring a 13 mm seal,size 2.5 mL, clear glass, pkg of 288 ea, O.D. × H 17.5 mm × 34.5 mm,,,,, | 33121 |  | Supelco | 需要 13mm 密封垫的钳口样品瓶 |  | ,,,, | 13 mm crimp seal , Autosampler Vials , Crimp Top Vials Requiring a 13 mm Seal , Crimp top , Crimp top vials , Vial Type , Vials , 分析/色谱 |  | pkg of 288 ea,17.5 mm × 34.5 mm,clear glass,2.5 mL | , |  |  | pkg of 288 ea,17.5 mm × 34.5 mm,clear glass,2.5 mL
Inserts for 2 mL large opening vials, 6.0 mm I.D.,volume 0.25 mL, glass (with glass flange), for use with Step Vials, pkg of 100 ea,,,,, | 27407 |  | Supelco | 2mL 广口样品瓶的内衬管，6.0mm 内径 |  | ,,,for use with Step Vials, | 2 mL Screw Top Vials (12 x 32 mm), Large Opening (6 mm) Taking 10 mm Septa , Autosampler Vials , Inserts , Inserts for 2 mL large opening Snap Top vials , Screw Top Autosampler Vials, 1.5 to 4 mL , Snap Ring Vials , Vials , 分析/色谱 |  | pkg of 100 ea,0.25 mL,glass (with glass flange),6 mm × 31 mm × 4.6 mm,Mandrel precision point | , |  |  | pkg of 100 ea,glass (with glass flange),Mandrel precision point,6 mm × 31 mm × 4.6 mm,0.25 mL,for use with Step Vials
Closures for Snap Ring vials,polypropylene seal, PTFE septum (liner), pkg of 100 ea,,,,, | 24754 |  | Supelco | 用于卡口样品瓶的瓶盖 |  | ,,,for use with Large Opening Crimp/Snap Seal Vials, | Autosampler Vials , Caps, Crimp Seals and Stoppers , Poly-Crimp Seals for 2 mL vials , Snap Caps , Snap Caps for 2mL vials , Snap Ring Vials , Snap Ring closures , Vials , 分析/色谱 |  | polypropylene seal,pkg of 100 ea,PTFE septum (liner),11.5 mm × 6 mm × 9 mm | , |  |  | polypropylene seal,pkg of 100 ea,PTFE septum (liner),11.5 mm × 6 mm × 9 mm,for use with Large Opening Crimp/Snap Seal Vials
Closures for Snap Ring vials,polypropylene seal, PTFE/silicone/PTFE (with starburst), pkg of 100 ea,,,,, | 27428 |  | Supelco | 用于卡口样品瓶的瓶盖 |  | ,,,for use with Large Opening Crimp/Snap Seal Vials, | Autosampler Vials , Caps, Crimp Seals and Stoppers , Poly-Crimp Seals for 2 mL vials , Snap Caps , Snap Caps for 2mL vials , Snap Ring Vials , Snap Ring closures , Vials , 分析/色谱 |  | polypropylene seal,pkg of 100 ea,for 11 mm snap ring,PTFE/silicone/PTFE (with starburst),11.5 mm × 6 mm × 9 mm | , |  |  | polypropylene seal,11.5 mm × 6 mm × 9 mm,PTFE/silicone/PTFE (with starburst),pkg of 100 ea,for 11 mm snap ring,for use with Large Opening Crimp/Snap Seal Vials
Closures for Snap Ring vials,polypropylene seal, PTFE/silicone/PTFE, pkg of 100 ea,,,,, | 24760-U |  | Supelco | 用于卡口样品瓶的瓶盖 |  | ,,,for use with Large Opening Crimp/Snap Seal Vials, | Autosampler Vials , Caps, Crimp Seals and Stoppers , Poly-Crimp Seals for 2 mL vials , Snap Caps , Snap Caps for 2mL vials , Snap Ring Vials , Snap Ring closures , Vials , 分析/色谱 |  | polypropylene seal,pkg of 100 ea,for 11 mm snap ring,PTFE/silicone/PTFE,11.5 mm × 6 mm × 9 mm | , |  |  | polypropylene seal,11.5 mm × 6 mm × 9 mm,PTFE/silicone/PTFE,pkg of 100 ea,for 11 mm snap ring,for use with Large Opening Crimp/Snap Seal Vials
Closures for Snap Ring vials,polypropylene seal, PTFE lined, pkg of 1000 ea,,,,, | 24755 |  | Supelco | 用于卡口样品瓶的瓶盖 |  | ,,,for use with Crimp/Snap Top Vials, | Autosampler Vials , Caps, Crimp Seals and Stoppers , Snap Caps , Snap Caps for 2mL vials , Snap Ring Vials , Snap Ring closures , Vials , 分析/色谱 |  | polypropylene seal,pkg of 1000 ea,PTFE lined,11.5 mm × 6 mm × 9 mm | , |  |  | polypropylene seal,pkg of 1000 ea,PTFE lined,11.5 mm × 6 mm × 9 mm,for use with Crimp/Snap Top Vials
Closures for Snap Ring vials,polypropylene seal, PTFE-faced rubber seal, pkg of 1000 ea,,,,, | 24757 |  | Supelco | 用于卡口样品瓶的瓶盖 |  | ,,,for use with Large Opening Crimp/Snap Seal Vials, | Autosampler Vials , Caps, Crimp Seals and Stoppers , Snap Caps , Snap Caps for 2mL vials , Snap Ring Vials , Snap Ring closures , Vials , 分析/色谱 |  | polypropylene seal,pkg of 1000 ea,PTFE-faced rubber seal,11.5 mm × 6 mm × 9 mm | , |  |  | polypropylene seal,pkg of 1000 ea,PTFE-faced rubber seal,11.5 mm × 6 mm × 9 mm,for use with Large Opening Crimp/Snap Seal Vials
Closures for Snap Ring vials,polypropylene seal, PTFE/red rubber septum, pkg of 100 ea,,,,, | 24756 |  | Supelco | 用于卡口样品瓶的瓶盖 |  | ,,,for use with Large Opening Crimp/Snap Seal Vials, | Autosampler Vials , Caps, Crimp Seals and Stoppers , Poly-Crimp Seals for 2 mL vials , Snap Caps , Snap Caps for 2mL vials , Snap Ring Vials , Snap Ring closures , Vials , 分析/色谱 |  | polypropylene seal,pkg of 100 ea,PTFE/red rubber septum,11.5 mm × 6 mm × 9 mm | , |  |  | polypropylene seal,pkg of 100 ea,PTFE/red rubber septum,11.5 mm × 6 mm × 9 mm,for use with Large Opening Crimp/Snap Seal Vials
Closures for Snap Ring vials,polypropylene seal, PTFE/silicone septa, diam. 13 mm, starburst cap,,,,, | 27449 |  | Supelco | 用于卡口样品瓶的瓶盖 |  | ,,,, | Autosampler Vials , Caps, Crimp Seals and Stoppers , Snap Caps , Snap Caps for 4 mL vials , Snap Ring Vials , Snap Ring closures , Vials , 分析/色谱 |  | polypropylene seal,11.5 mm × 6 mm × 9 mm,PTFE/silicone septa,starburst cap,pkg of 100 ea,for 13 mm snap ring,13 mm | , |  |  | polypropylene seal,11.5 mm × 6 mm × 9 mm,PTFE/silicone septa,starburst cap,pkg of 100 ea,for 13 mm snap ring,13 mm
Closures for Snap Ring vials,polypropylene seal, PTFE/silicone septum, pkg of 100 ea,,,,, | 24758 |  | Supelco | 用于卡口样品瓶的瓶盖 |  | ,,,for use with Large Opening Crimp/Snap Seal Vials, | Autosampler Vials , Caps, Crimp Seals and Stoppers , Poly-Crimp Seals for 2 mL vials , Snap Caps , Snap Caps for 2mL vials , Snap Ring Vials , Snap Ring closures , Vials , 分析/色谱 |  | polypropylene seal,pkg of 100 ea,PTFE/silicone septum,11.5 mm × 6 mm × 9 mm | , |  |  | polypropylene seal,pkg of 100 ea,PTFE/silicone septum,11.5 mm × 6 mm × 9 mm,for use with Large Opening Crimp/Snap Seal Vials
Closures for Snap Ring vials,polypropylene seal, PTFE/silicone, pkg of 1000 ea,,,,, | 24759 |  | Supelco | 用于卡口样品瓶的瓶盖 |  | ,,,for use with Large Opening Crimp/Snap Seal Vials, | Autosampler Vials , Caps, Crimp Seals and Stoppers , Snap Caps , Snap Caps for 2mL vials , Snap Ring Vials , Snap Ring closures , Vials , 分析/色谱 |  | polypropylene seal,pkg of 1000 ea,PTFE/silicone,11.5 mm × 6 mm × 9 mm | , |  |  | polypropylene seal,pkg of 1000 ea,PTFE/silicone,11.5 mm × 6 mm × 9 mm,for use with Large Opening Crimp/Snap Seal Vials
Closures for Snap Ring vials,polyethylene seal, PTFE/red rubber, for use with Large Opening Crimp/Snap Seal Vials,,,,, | SU860090 |  | Supelco | 用于卡口样品瓶的瓶盖 |  | ,,,for use with Large Opening Crimp/Snap Seal Vials, | Autosampler Vials , Snap Ring Vials , Snap Ring closures , Vials , 分析/色谱 |  | polyethylene seal,11.5 mm × 6 mm × 9 mm,snap cap,PTFE/red rubber,pkg of 1 × 100 ea (SU860090),for 11 mm snap ring,60 (Durometer: shore A) | , |  |  | polyethylene seal,11.5 mm × 6 mm × 9 mm,snap cap,PTFE/red rubber,pkg of 1 × 100 ea (SU860090),for 11 mm snap ring,for use with Large Opening Crimp/Snap Seal Vials,60 (Durometer: shore A)
Closures for Snap Ring vials,polyethylene seal, red PTFE/silicone, pkg of 100 ea,,,,, | SU860093 |  | Supelco | 用于卡口样品瓶的瓶盖 |  | ,,,for use with Large Opening Crimp/Snap Seal Vials, | Autosampler Vials , Snap Ring Vials , Snap Ring closures , Vials , 分析/色谱 |  | red PTFE/silicone,11.5 mm × 6 mm × 9 mm,snap cap,polyethylene seal,pkg of 100 ea,for 11 mm snap ring,45 (Durometer: shore A) | , |  |  | red PTFE/silicone,11.5 mm × 6 mm × 9 mm,snap cap,polyethylene seal,pkg of 100 ea,for 11 mm snap ring,for use with Large Opening Crimp/Snap Seal Vials,45 (Durometer: shore A)
GC Snap Top caps, polypropylene, 11 mm,polypropylene seal, PTFE/rubber septum, pkg of 100 ea,,,,, | 27430-U |  | Supelco | 11mm 聚丙烯 GC 卡口盖 |  | ,,,for use with Large Opening Crimp/Snap Seal Vials, | Autosampler Vials , Caps, Crimp Seals and Stoppers , GC-Snap Rings , Snap Caps , Snap Ring Vials , Snap Ring closures , Vials , 分析/色谱 |  | polypropylene seal,pkg of 100 ea,for 11 mm snap ring,PTFE/rubber septum,11.5 mm × 6 mm × 9 mm | , |  |  | polypropylene seal,11.5 mm × 6 mm × 9 mm,PTFE/rubber septum,pkg of 100 ea,for 11 mm snap ring,for use with Large Opening Crimp/Snap Seal Vials
GC Snap Top caps, polypropylene, 11 mm,polypropylene seal, PTFE/silicone/PTFE septum, pkg of 100 ea,,,,, | 27432 |  | Supelco | 11mm 聚丙烯 GC 卡口盖 |  | ,,,for use with Large Opening Crimp/Snap Seal Vials, | Autosampler Vials , Caps, Crimp Seals and Stoppers , GC-Snap Rings , Snap Caps , Snap Ring Vials , Snap Ring closures , Vials , 分析/色谱 |  | polypropylene seal,pkg of 100 ea,for 11 mm snap ring,PTFE/silicone/PTFE septum,11.5 mm × 6 mm × 9 mm | , |  |  | polypropylene seal,11.5 mm × 6 mm × 9 mm,PTFE/silicone/PTFE septum,pkg of 100 ea,for 11 mm snap ring,for use with Large Opening Crimp/Snap Seal Vials
Assembled screw cap with hole and PTFE/silicone septum,black polypropylene hole cap, thread 8-425, PTFE/silicone, Top Hat (septa and closure designed to fit together tightly),,,,, | 27261-U |  | Supelco | 带有 PTFE/硅胶隔垫的带孔螺纹盖 |  | ,,,for use with 2 mL vial, 4.6 mm opening, | 2 mL Open-Top Closures, Pre-Assembled , Autosampler Vials , Caps , Caps for 1.5-2 mL Standard Opening Vials, 8/425 thread , Caps with hole , Closures for 2 mL Vials, 8 x 425 , Perkin-Elmer Autosampler Vials, 12 x 30 mm, 8/425 Thread , Sampling Vials, Caps, and Septa , Sampling, Storage, and Serum Bottles , Screw Caps , Screw Top Autosampler Vials, 1.5 to 4 mL , Screw Top and Shell Vials, 12 x 32 mm, 4.6 mm Opening Taking 8 mm Septa , Vials , 分析/色谱 |  | Top Hat (septa and closure designed to fit together tightly),pkg of 100 ea,thread 8-425,PTFE/silicone,pre-assembled | , |  |  | Top Hat (septa and closure designed to fit together tightly),PTFE/silicone,pre-assembled,pkg of 100 ea,thread 8-425,for use with 2 mL vial, 4.6 mm opening
Screw cap,black polypropylene hole cap, large, opening in top of cap, no septum, thread 8-425,,,,, | 27401 |  | Supelco | 螺纹盖 |  | ,,,, | Autosampler Vials , Caps , Caps with hole , Closures for 2 mL Vials, 8 x 425 , Perkin-Elmer Autosampler Vials, 12 x 30 mm, 8/425 Thread , Screw Top Autosampler Vials, 1.5 to 4 mL , Screw Top and Shell Vials, 12 x 32 mm, 4.6 mm Opening Taking 8 mm Septa , Vials , 分析/色谱 |  | pkg of 100 ea,thread 8-425,black polypropylene hole cap,large opening in top of cap, no septum | , |  |  | pkg of 100 ea,thread 8-425,black polypropylene hole cap,large opening in top of cap, no septum
Screw cap (open-top), polypropylene,yellow polypropylene hole cap, thread 8-425, no septum,,,,, | 24765 |  | Supelco | 开孔聚丙烯螺纹瓶盖 |  | ,,,for use with 2 mL vial, 12 × 32 mm, 4.6 mm I.D., | Autosampler Vials , Caps , Caps for 1.5-2 mL Standard Opening Vials, 8/425 thread , Caps with hole , Caps, Crimp Seals and Stoppers , Closures for 2 mL Vials, 8 x 425 , Perkin-Elmer Autosampler Vials, 12 x 30 mm, 8/425 Thread , Polypropylene with open center , Sampling Vials, Caps, and Septa , Sampling, Storage, and Serum Bottles , Screw Caps , Screw Top Autosampler Vials, 1.5 to 4 mL , Screw Top and Shell Vials, 12 x 32 mm, 4.6 mm Opening Taking 8 mm Septa , Vials , 分析/色谱 |  | no septum,pkg of 1000 ea,thread 8-425,yellow polypropylene hole cap,autoclavable | , |  |  | no septum,yellow polypropylene hole cap,autoclavable,pkg of 1000 ea,thread 8-425,for use with 2 mL vial, 12 × 32 mm, 4.6 mm I.D.
Screw cap, phenolic, with open center,black phenolic hole cap, thread 8-425, no septum,,,,, | 27094-U |  | Supelco | 中心开孔酚醛树脂螺纹瓶盖 |  | ,,,for use with 2 mL vial with 8/425 thread, | Autosampler Vials , Caps , Caps for 1.5-2 mL Standard Opening Vials, 8/425 thread , Caps with hole , Caps, Crimp Seals and Stoppers , Closures for 2 mL Vials, 8 x 425 , Perkin-Elmer Autosampler Vials, 12 x 30 mm, 8/425 Thread , Phenolic with open center , Sampling Vials, Caps, and Septa , Sampling, Storage, and Serum Bottles , Screw Caps , Screw Top Autosampler Vials, 1.5 to 4 mL , Screw Top and Shell Vials, 12 x 32 mm, 4.6 mm Opening Taking 8 mm Septa , Vials , 分析/色谱 |  | no septum,black phenolic hole cap,autoclavable,pkg of 100 ea,thread 8-425,5 mm,12 mm × 9 mm | , |  |  | no septum,black phenolic hole cap,autoclavable,pkg of 100 ea,thread 8-425,5 mm,12 mm × 9 mm,for use with 2 mL vial with 8/425 thread
Screw cap, solid top with aluminum liner,black phenolic cap solid, aluminum liner, for use with 2 mL vial (standard opening), thread 8-425,,,,, | 27092-U |  | Supelco | 带铝衬垫的顶部实心螺纹瓶盖 |  | ,,,for use with 2 mL vial (standard opening), | Autosampler Vials , Caps , Caps for 1.5-2 mL Standard Opening Vials, 8/425 thread , Caps, Crimp Seals and Stoppers , Closures for 2 mL Vials, 8 x 425 , Perkin-Elmer Autosampler Vials, 12 x 30 mm, 8/425 Thread , Sampling Vials, Caps, and Septa , Sampling, Storage, and Serum Bottles , Screw Caps , Screw Top Autosampler Vials, 1.5 to 4 mL , Screw Top and Shell Vials, 12 x 32 mm, 4.6 mm Opening Taking 8 mm Septa , Solid Cap with Aluminum Liner , Solid-top caps , Vials , 分析/色谱 |  | black phenolic cap solid,pkg of 100 ea,thread 8-425,aluminum liner,temp. limit 135 °C | , |  |  | black phenolic cap solid,aluminum liner,temp. limit 135 °C,pkg of 100 ea,thread 8-425,for use with 2 mL vial (standard opening)
Screw cap, solid top with PTFE liner,green melamine resin cap solid, F217/PTFE liner, for use with 2 mL vial (standard opening with 8-425 thread),,,,, | 27091-U |  | Supelco | 带 PTFE 衬垫的顶部实心螺纹瓶盖 |  | ,,,for use with 2 mL vial (standard opening with 8-425 thread), | Autosampler Vials , Caps , Caps for 1.5-2 mL Standard Opening Vials, 8/425 thread , Caps, Crimp Seals and Stoppers , Closures for 2 mL Vials, 8 x 425 , Perkin-Elmer Autosampler Vials, 12 x 30 mm, 8/425 Thread , Sampling Vials, Caps, and Septa , Sampling, Storage, and Serum Bottles , Screw Caps , Screw Top Autosampler Vials, 1.5 to 4 mL , Screw Top and Shell Vials, 12 x 32 mm, 4.6 mm Opening Taking 8 mm Septa , Solid Cap with PTFE liner , Solid-top caps , Vials , 分析/色谱 |  | green melamine resin cap solid,pkg of 100 ea,thread 8-425,F217/PTFE liner,temp. limit 49 °C | , |  |  | green melamine resin cap solid,F217/PTFE liner,temp. limit 49 °C,pkg of 100 ea,thread 8-425,for use with 2 mL vial (standard opening with 8-425 thread)
Cap liner, PTFE,white PTFE, diam. × thickness 9 mm × 0.010 in., for use with 2 mL vial, standard opening,,,,, | 27133 |  | Supelco | PTFE 瓶盖衬垫 |  | ,,,for use with 2 mL vial, standard opening, | 8 mm , 8 mm diameter, fits 1.5-2mL Standard Opening Vials , Autosampler Vials , Material , PTFE liner , PTFE liner (0.010" thick) , Perkin-Elmer Autosampler Vials, 12 x 30 mm, 8/425 Thread , Sampling Vials, Caps, and Septa , Sampling, Storage, and Serum Bottles , Screw Top Autosampler Vials, 1.5 to 4 mL , Screw Top and Shell Vials, 12 x 32 mm, 4.6 mm Opening Taking 8 mm Septa , Septa , Septa for 2 mL vial, 8 mm diameter , Septa for Screw Cap Vials , Size , Vials , 分析/色谱 |  | for use with 2 mL vial - standard opening,9 mm × 0.010 in.,Oversized for better sealing ability.,PTFE liner,temp. limit 225 °C,pkg of 100 ea | , |  |  | for use with 2 mL vial - standard opening,9 mm × 0.010 in.,Oversized for better sealing ability.,PTFE liner,temp. limit 225 °C,pkg of 100 ea,for use with 2 mL vial, standard opening
Septa, PTFE/red rubber,PTFE/red rubber, diam. × thickness 8 mm × 0.050 in., for use with screw cap, 8-425,,,,, | 27132 |  | Supelco | PTFE/红色橡胶隔垫 |  | ,,,for use with 2 mL standard opening vial, | 8 mm , 8 mm diameter, fits 1.5-2mL Standard Opening Vials , Autosampler Vials , Caps and Septa for 2-4 mL vials , Material , PTFE/red rubber , Perkin-Elmer Autosampler Vials, 12 x 30 mm, 8/425 Thread , Sampling Vials, Caps, and Septa , Sampling, Storage, and Serum Bottles , Screw Top Autosampler Vials, 1.5 to 4 mL , Screw Top and Shell Vials, 12 x 32 mm, 4.6 mm Opening Taking 8 mm Septa , Septa , Septa for 2 mL vial, 8 mm diameter , Septa for Screw Cap Vials , Size , TFE/red rubber , Vials , 分析/色谱 |  | for use with screw cap, 8-425,pkg of 100 ea,PTFE septum face,8 mm × 0.050 in.,temperature limit 120 °C | , |  |  | for use with screw cap, 8-425,8 mm × 0.050 in.,PTFE septum face,temperature limit 120 °C,pkg of 100 ea,for use with 2 mL standard opening vial
Septa, Viton ®,black Viton ® , diam. × thickness 8 mm × 0.060 in., for use with 2 mL vial, standard opening,,,,, | 27350-U |  | Supelco | Viton ® 隔垫 |  | ,,,for use with 2 mL vial, standard opening, | 8 mm , 8 mm diameter, fits 1.5-2mL Standard Opening Vials , Autosampler Vials , Material , Perkin-Elmer Autosampler Vials, 12 x 30 mm, 8/425 Thread , Sampling Vials, Caps, and Septa , Sampling, Storage, and Serum Bottles , Screw Top Autosampler Vials, 1.5 to 4 mL , Screw Top and Shell Vials, 12 x 32 mm, 4.6 mm Opening Taking 8 mm Septa , Septa , Septa for 2 mL vial, 8 mm diameter , Septa for Screw Cap Vials , Size , Vials , Viton , 分析/色谱 |  | for use with 8-425 threaded cap - standard opening,pkg of 100 ea,black Viton ®,8 mm × 0.060 in.,temperature limit 260 °C | , |  |  | for use with 8-425 threaded cap - standard opening,8 mm × 0.060 in.,black Viton ®,temperature limit 260 °C,pkg of 100 ea,for use with 2 mL vial, standard opening
Aluminum crimp seal (without septum),open center, seal diam. 11 mm, silver aluminum seal, for use with 2 mL-2.5 mL standard opening crimp top vials, pkg of 100 ea,,,,, | 27099-U |  | Supelco | 铝钳口密封件（不带隔垫） |  | ,,,for use with 2 mL-2.5 mL standard opening crimp top vials, | 11 mm , Aluminum crimp seal without septum , Autosampler Vials , Caps and Septa for 2-4 mL vials , Caps, Crimp Seals and Stoppers , Crimp Seals , Crimp Seals and Stoppers for 12 x 32 mm Vials , Crimp Top Vials, 12 x 32 mm , Crimp top vials , Screw Top Autosampler Vials, 1.5 to 4 mL , Size , Vials , 分析/色谱 |  | pkg of 100 ea,11 mm,silver aluminum seal,open center | , |  |  | pkg of 100 ea,11 mm,silver aluminum seal,open center,for use with 2 mL-2.5 mL standard opening crimp top vials
Crimp seals with Viton ® septa,silver aluminum seal, seal diam. 11 mm, black Viton ® septum, septum thickness 30 mil,,,,, | 27107 |  | Supelco | 带有 Viton ® 隔垫的钳口密封盖 |  | ,,,, | 11 mm , Autosampler Vials , Caps and Septa for 2-4 mL vials , Caps, Crimp Seals and Stoppers , Crimp Seals , Crimp Seals and Stoppers for 12 x 32 mm Vials , Crimp Top Vials, 12 x 32 mm , Crimp seal with Viton septa , Crimp seals , Crimp top vials , Headspace & SPME Vials , Headspace vials, SPME Vials , Screw Top Autosampler Vials, 1.5 to 4 mL , Size , Vials , 分析/色谱 |  | silver aluminum seal,pkg of 100 ea,black Viton ® septum,11 mm,30 mil | , |  |  | silver aluminum seal,pkg of 100 ea,black Viton ® septum,11 mm,30 mil
Septa, PTFE/silicone/PTFE,red PTFE/silicone/red PTFE, septum diam. × thickness 11 mm × 0.040 in., for use with 4mL vial,,,,, | 27122-U |  | Supelco | PTFE/硅胶/PTFE 隔垫 |  | ,,,for use with 4mL vial, | 11 mm , 11 mm diameter, fits 4 mL Vials , 4 mL Vials (15 x 45 mm), Taking 11 mm Septa , Autosampler Vials , Caps and Septa for 2-4 mL vials , Material , PTFE/Silicone/PTFE , Sampling Vials, Caps, and Septa , Sampling, Storage, and Serum Bottles , Screw Top Autosampler Vials, 1.5 to 4 mL , Septa , Septa for 4 mL Vials, 11 mm Diameter , Septa for Screw Cap Vials , Size , Vials , 分析/色谱 |  | for use with screw cap, 13-425,pkg of 100 ea,red PTFE/silicone/red PTFE,septum type Double-faced PTFE/silicone,11 mm × 0.040 in. | , |  |  | for use with screw cap, 13-425,red PTFE/silicone/red PTFE,septum type Double-faced PTFE/silicone,pkg of 100 ea,11 mm × 0.040 in.,for use with 4mL vial
Septa, tan PTFE/silicone,white tan PTFE/silicone, diam. × thickness 11 mm × 0.060 in., for use with 4 mL vial,,,,, | 27144 |  | Supelco | 棕褐色 PTFE/硅胶隔垫 |  | ,,,for use with 4 mL vial, | 11 mm , 11 mm diameter, fits 4 mL Vials , 4 mL Vials (15 x 45 mm), Taking 11 mm Septa , Autosampler Vials , Caps and Septa for 2-4 mL vials , Material , PTFE/Silicone , Sampling Vials, Caps, and Septa , Sampling, Storage, and Serum Bottles , Screw Top Autosampler Vials, 1.5 to 4 mL , Septa , Septa for 4 mL Vials, 11 mm Diameter , Septa for Screw Cap Vials , Size , Tan PTFE/silicone , Vials , 分析/色谱 |  | for use with screw cap, 13-425,pkg of 100 ea,tan PTFE face,11 mm × 0.060 in.,temp. limit 250 °C | , |  |  | for use with screw cap, 13-425,11 mm × 0.060 in.,tan PTFE face,temp. limit 250 °C,pkg of 100 ea,for use with 4 mL vial
,seal diam. 11 mm, red PTFE/silicone/red PTFE septum, pkg of 100 ea, silver aluminum seal,,,,, | 27108 |  | Supelco | Vial crimp seals with PTFE/silicone/PTFE septa |  | ,,,, | 11 mm , Autosampler Vials , Caps and Septa for 2-4 mL vials , Caps, Crimp Seals and Stoppers , Crimp Seals , Crimp Seals and Stoppers for 12 x 32 mm Vials , Crimp Top Vials, 12 x 32 mm , Crimp seal with PTFE/silicone/PTFE septum , Crimp top vials , Screw Top Autosampler Vials, 1.5 to 4 mL , Size , Vials , 分析/色谱 |  | silver aluminum seal,pkg of 100 ea,red PTFE/silicone/red PTFE septum,11 mm | , |  |  | silver aluminum seal,pkg of 100 ea,red PTFE/silicone/red PTFE septum,11 mm
,seal diam. 11 mm, pkg of 1 × 1000 ea (27109-U),,,,, | 27109-U |  | Supelco | Vial crimp seals with PTFE/silicone/PTFE septa |  | ,,,, | 11 mm , Autosampler Vials , Caps and Septa for 2-4 mL vials , Caps, Crimp Seals and Stoppers , Crimp Seals , Crimp Seals and Stoppers for 12 x 32 mm Vials , Crimp Top Vials, 12 x 32 mm , Crimp seal with PTFE/silicone/PTFE septum , Crimp top vials , Screw Top Autosampler Vials, 1.5 to 4 mL , Size , Vials , 分析/色谱 |  | silver aluminum seal,pkg of 1 × 1000 ea (27109-U),for 11 mm crimp seal,red PTFE/silicone/red PTFE septum,11 mm | , |  |  | silver aluminum seal,pkg of 1 × 1000 ea (27109-U),for 11 mm crimp seal,red PTFE/silicone/red PTFE septum,11 mm
Assembled screw cap with hole and PTFE/silicone septum,black polypropylene hole cap, thread 8-425, PTFE/silicone (red PTFE/white silicone), septum thickness 1.3 mm,,,,, | SU860076 |  | Supelco | 带有 PTFE/硅胶隔垫的带孔螺纹盖 |  | ,,,for use with 2 mL vial (standard opening), | Assembled Caps and Septa , Caps for 1.5-2 mL Standard Opening Vials, 8/425 thread , Caps, Crimp Seals and Stoppers , Fits 2 mL standard opening vials , Sampling Vials, Caps, and Septa , Sampling, Storage, and Serum Bottles , Screw Caps , Vials , 分析/色谱 |  | black polypropylene hole cap,PTFE/silicone (red PTFE/white silicone),pkg of 100 ea,thread 8-425,1.3 mm,45 (Durometer: shore A) | , |  |  | black polypropylene hole cap,PTFE/silicone (red PTFE/white silicone),pkg of 100 ea,thread 8-425,1.3 mm,for use with 2 mL vial (standard opening),45 (Durometer: shore A)
Assembled screw cap with hole and PTFE/silicone septum,black polypropylene hole cap, thread 8-425, PTFE/silicone (red PTFE/creme silicone), septum thickness 1.5 mm,,,,, | 854985 |  | Supelco | 带有 PTFE/硅胶隔垫的带孔螺纹盖 |  | ,,,for use with 2 mL vial (standard opening), | Assembled Caps and Septa , Caps for 1.5-2 mL Standard Opening Vials, 8/425 thread , Caps, Crimp Seals and Stoppers , Fits 2 mL standard opening vials , Sampling Vials, Caps, and Septa , Sampling, Storage, and Serum Bottles , Screw Caps , Vials , 分析/色谱 |  | black polypropylene hole cap,PTFE/silicone (red PTFE/creme silicone),pkg of 1000 ea,thread 8-425,1.5 mm,55 (Durometer: shore A) | , |  |  | black polypropylene hole cap,PTFE/silicone (red PTFE/creme silicone),pkg of 1000 ea,thread 8-425,1.5 mm,for use with 2 mL vial (standard opening),55 (Durometer: shore A)
Assembled screw cap with hole and TFE/rubber septum,black polypropylene hole cap, thread 8-425, PTFE/rubber septum, for use with 11.6 × 32mm vial (standard opening), pkg of 100 ea,,,,, | SU860091 |  | Supelco | 带有 TFE/橡胶隔垫的带孔螺纹盖 |  | ,,,for use with 11.6 × 32mm vial (standard opening), | 2 mL Open-Top Closures, Pre-Assembled , Assembled Caps and Septa , Autosampler Vials , Caps for 1.5-2 mL Standard Opening Vials, 8/425 thread , Caps, Crimp Seals and Stoppers , Fits 2 mL standard opening vials , Sampling Vials, Caps, and Septa , Sampling, Storage, and Serum Bottles , Screw Caps , Screw Top Autosampler Vials, 1.5 to 4 mL , Screw Top and Shell Vials, 12 x 32 mm, 4.6 mm Opening Taking 8 mm Septa , Vials , 分析/色谱 |  | black polypropylene hole cap,pkg of 100 ea,thread 8-425,PTFE/rubber septum,1.3 mm | , |  |  | black polypropylene hole cap,PTFE/rubber septum,pkg of 100 ea,thread 8-425,1.3 mm,for use with 11.6 × 32mm vial (standard opening)
Assembled screw cap with hole and TFE/rubber septum,black polypropylene hole cap, thread 8-425, PTFE/rubber septum, for use with 11.6 × 32 mm vial (standard opening), pkg of 1000 ea,,,,, | 854984 |  | Supelco | 带有 TFE/橡胶隔垫的带孔螺纹盖 |  | ,,,for use with 11.6 × 32 mm vial (standard opening), | 2 mL Open-Top Closures, Pre-Assembled , Assembled Caps and Septa , Autosampler Vials , Caps for 1.5-2 mL Standard Opening Vials, 8/425 thread , Caps, Crimp Seals and Stoppers , Fits 2 mL standard opening vials , Sampling Vials, Caps, and Septa , Sampling, Storage, and Serum Bottles , Screw Caps , Screw Top Autosampler Vials, 1.5 to 4 mL , Screw Top and Shell Vials, 12 x 32 mm, 4.6 mm Opening Taking 8 mm Septa , Vials , 分析/色谱 |  | black polypropylene hole cap,pkg of 1000 ea,thread 8-425,PTFE/rubber septum,1.3 mm | , |  |  | black polypropylene hole cap,PTFE/rubber septum,pkg of 1000 ea,thread 8-425,1.3 mm,for use with 11.6 × 32 mm vial (standard opening)
Assembled screw cap with hole and TFE/rubber septum,black polypropylene hole cap, thread 10-425, PTFE/red rubber septum, for use with large opening 2 mL vials, pkg of 1000 ea,,,,, | SU860013 |  | Supelco | 带有 TFE/橡胶隔垫的带孔螺纹盖 |  | ,,,for use with large opening 2 mL vials, | Assembled Caps and Septa , Caps for 2 mL Large Opening Vials, 10/425 thread , Caps, Crimp Seals and Stoppers , Fits 2 mL Large Opening vials , Sampling Vials, Caps, and Septa , Sampling, Storage, and Serum Bottles , Screw Caps , Vials , 分析/色谱 |  | black polypropylene hole cap,pkg of 1000 ea,thread 10-425,PTFE/red rubber septum,1.3 mm | , |  |  | black polypropylene hole cap,PTFE/red rubber septum,pkg of 1000 ea,thread 10-425,1.3 mm,for use with large opening 2 mL vials
Black phenolic open top screw caps,Cut-out top, without septum, black phenolic cap, thread 8-425,,,,, | Z162531 |  | Aldrich | 黑色开孔酚醛树脂螺纹瓶盖 |  | ,,,, | Accessories for NMR tubes , Alcan Packaging , Alcan Packaging Black Plastic Caps , Alcan Packaging Vials & Caps , Caps for 1.5-2 mL Standard Opening Vials, 8/425 thread , Caps, Crimp Seals and Stoppers , Labware , Manufacturer Browser , NMR Tubes , NMR Tubes and Accessories , Plastic cap, cut-out top, no septum , Sampling Vials, Caps, and Septa , Sampling, Storage, and Serum Bottles , Screw Caps , Vials , Wheaton , Wheaton Black Plastic Caps , Wheaton Vials & Caps , 分析/色谱 |  | pkg of 200 ea,thread 8-425,black phenolic cap,5 mm | , |  |  | pkg of 200 ea,thread 8-425,black phenolic cap,5 mm
Black phenolic open top screw caps,Cut-out top, without septum, thread 13-425,,,,, | Z106445 |  | Aldrich | 黑色开孔酚醛树脂螺纹瓶盖 |  | ,,,, | Alcan Packaging , Alcan Packaging Black Plastic Caps , Alcan Packaging Vials & Caps , Caps, Crimp Seals and Stoppers , Labware , Manufacturer Browser , Plastic cap, cut-out top, no septum , Screw Caps , Vials , Wheaton , Wheaton Black Plastic Caps , Wheaton Vials & Caps , 分析/色谱 |  | pkg of 200 ea,thread 13-425 | , |  |  | pkg of 200 ea,thread 13-425
Black phenolic open top screw caps,Cut-out top, without septum, thread 15-425,,,,, | Z106453 |  | Aldrich | 黑色开孔酚醛树脂螺纹瓶盖 |  | ,,,, | Accessories for NMR tubes , Alcan Packaging , Alcan Packaging Black Plastic Caps , Alcan Packaging Vials & Caps , Caps, Crimp Seals and Stoppers , Labware , Manufacturer Browser , NMR Tubes , NMR Tubes and Accessories , Plastic cap, cut-out top, no septum , Screw Caps , Vials , Wheaton , Wheaton Black Plastic Caps , Wheaton Vials & Caps , 分析/色谱 |  | pkg of 200 ea,thread 15-425,10 mm | , |  |  | pkg of 200 ea,thread 15-425,10 mm
Black phenolic open top screw caps,Cut-out top, without septum, thread 18-400,,,,, | Z188840 |  | Aldrich | 黑色开孔酚醛树脂螺纹瓶盖 |  | ,,,, | Alcan Packaging , Alcan Packaging Black Plastic Caps , Alcan Packaging Vials & Caps , Caps, Crimp Seals and Stoppers , Labware , Manufacturer Browser , Plastic cap, cut-out top, no septum , Screw Caps , Vials , Wheaton , Wheaton Black Plastic Caps , Wheaton Vials & Caps , 分析/色谱 |  | pkg of 200 ea,thread 18-400 | , |  |  | pkg of 200 ea,thread 18-400
Black phenolic open top screw caps,Cut-out top, without septum, thread 20-400,,,,, | Z127299 |  | Aldrich | 黑色开孔酚醛树脂螺纹瓶盖 |  | ,,,, | Alcan Packaging , Alcan Packaging Black Plastic Caps , Alcan Packaging Vials & Caps , Caps, Crimp Seals and Stoppers , Labware , Manufacturer Browser , Plastic cap, cut-out top, no septum , Screw Caps , Vials , Wheaton , Wheaton Black Plastic Caps , Wheaton Vials & Caps , 分析/色谱 |  | pkg of 200 ea,thread 20-400 | , |  |  | pkg of 200 ea,thread 20-400
Black phenolic open top screw caps,Cut-out top, without septum, thread 22-400,,,,, | Z253103 |  | Aldrich | 黑色开孔酚醛树脂螺纹瓶盖 |  | ,,,, | Caps, Crimp Seals and Stoppers , Plastic cap, cut-out top, no septum , Screw Caps , Vials , 分析/色谱 |  | pkg of 200 ea,thread 22-400 | , |  |  | pkg of 200 ea,thread 22-400
Screw cap (open-top), polypropylene,white polypropylene hole cap, thread 10-425, for use with 2 mL large opening vial (6.0 mm),,,,, | 27414 |  | Supelco | 开孔聚丙烯螺纹瓶盖 |  | ,,,for use with 2 mL large opening vial (6.0 mm), | 2 mL Screw Top Vials (12 x 32 mm), Large Opening (6 mm) Taking 10 mm Septa , Autosampler Vials , Caps for 2 mL Large Opening Vials, 10/425 thread , Caps, Crimp Seals and Stoppers , Closures for 2 mL large-opening vials, 10 x 425 mm , Polypropylene with open center , Sampling Vials, Caps, and Septa , Sampling, Storage, and Serum Bottles , Screw Caps , Screw Top Autosampler Vials, 1.5 to 4 mL , Vials , 分析/色谱 |  | temp. limit 135 °C,pkg of 100 ea,thread 10-425,white polypropylene hole cap,autoclavable | , |  |  | temp. limit 135 °C,white polypropylene hole cap,autoclavable,pkg of 100 ea,thread 10-425,for use with 2 mL large opening vial (6.0 mm)
Screw cap (open-top), polypropylene,yellow polypropylene hole cap, thread 10-425, for use with 2 mL large opening vial (6.0 mm),,,,, | 27413 |  | Supelco | 开孔聚丙烯螺纹瓶盖 |  | ,,,for use with 2 mL large opening vial (6.0 mm), | 2 mL Screw Top Vials (12 x 32 mm), Large Opening (6 mm) Taking 10 mm Septa , Autosampler Vials , Caps for 2 mL Large Opening Vials, 10/425 thread , Caps, Crimp Seals and Stoppers , Closures for 2 mL large-opening vials, 10 x 425 mm , Polypropylene with open center , Sampling Vials, Caps, and Septa , Sampling, Storage, and Serum Bottles , Screw Caps , Screw Top Autosampler Vials, 1.5 to 4 mL , Vials , 分析/色谱 |  | temp. limit 135 °C,pkg of 100 ea,thread 10-425,yellow polypropylene hole cap,autoclavable | , |  |  | temp. limit 135 °C,yellow polypropylene hole cap,autoclavable,pkg of 100 ea,thread 10-425,for use with 2 mL large opening vial (6.0 mm)
Screw cap (open-top), polypropylene,black polypropylene cap, for use with 4 mL vial with 13-425 thread,,,,, | 27053 |  | Supelco | 开孔聚丙烯螺纹瓶盖 |  | ,,,for use with 4 mL vial with 13-425 thread, | 4 mL Vials (15 x 45 mm), Taking 11 mm Septa , Autosampler Vials , Caps for 4 mL Vials , Caps, Crimp Seals and Stoppers , Closures for 4 mL Vials, 13 x 45 mm , Polypropylene with open center , Sampling Vials, Caps, and Septa , Sampling, Storage, and Serum Bottles , Screw Caps , Screw Top Autosampler Vials, 1.5 to 4 mL , Vials , 分析/色谱 |  | temp. limit 135 °C,black polypropylene cap,autoclavable,pkg of 100 ea,thread 13-425,9 mm,16 mm × 9.5 mm | , |  |  | temp. limit 135 °C,black polypropylene cap,autoclavable,pkg of 100 ea,thread 13-425,9 mm,16 mm × 9.5 mm,for use with 4 mL vial with 13-425 thread
Screw cap (open-top), polypropylene,black polypropylene hole cap, for use with 7 mL vial with 15-425 thread,,,,, | 27054 |  | Supelco | 开孔聚丙烯螺纹瓶盖 |  | ,,,for use with 7 mL vial with 15-425 thread, | Caps for 7 mL Vials , Caps, Crimp Seals and Stoppers , Polypropylene with open center , Sampling Vials, Caps, and Septa , Sampling, Storage, and Serum Bottles , Screw Caps , Vials , 分析/色谱 |  | temp. limit 135 °C,black polypropylene hole cap,autoclavable,pkg of 100 ea,thread 15-425,9 mm,18 mm × 11.2 mm,15-425 | , |  |  | temp. limit 135 °C,black polypropylene hole cap,autoclavable,pkg of 100 ea,thread 15-425,9 mm,18 mm × 11.2 mm,for use with 7 mL vial with 15-425 thread,15-425
Screw cap (open-top), polypropylene,black polypropylene hole cap, for use with 22 mL vial with 20-400 thread,,,,, | 27056 |  | Supelco | 开孔聚丙烯螺纹瓶盖 |  | ,,,for use with 22 mL vial with 20-400 thread, | Caps for 22 mL Vials , Caps, Crimp Seals and Stoppers , Polypropylene with open center , Sampling Vials, Caps, and Septa , Sampling, Storage, and Serum Bottles , Screw Caps , Vials , 分析/色谱 |  | temp. limit 135 °C,black polypropylene hole cap,autoclavable,pkg of 100 ea,thread 20-400,12 mm,23 mm × 11.2 mm,20-400 | , |  |  | temp. limit 135 °C,black polypropylene hole cap,autoclavable,pkg of 100 ea,thread 20-400,12 mm,23 mm × 11.2 mm,for use with 22 mL vial with 20-400 thread,20-400
Screw cap (open-top), polypropylene,black polypropylene hole cap, for use with 20, 40, or 60 mL vial with 24-400 thread,,,,, | 27057 |  | Supelco | 开孔聚丙烯螺纹瓶盖 |  | ,,,for use with 20, 40, or 60 mL vial with 24-400 thread, | Caps for 20, 40, 60 mL Vials with 24/400 threads , Caps, Crimp Seals and Stoppers , Polypropylene with open center , Sampling Vials, Caps, and Septa , Sampling, Storage, and Serum Bottles , Screw Caps , Vials , 分析/色谱 |  | temp. limit 135 °C,black polypropylene hole cap,autoclavable,pkg of 100 ea,thread 24-400,15 mm,26 mm × 12.2 mm,24-400 | , |  |  | temp. limit 135 °C,black polypropylene hole cap,autoclavable,pkg of 100 ea,thread 24-400,15 mm,26 mm × 12.2 mm,for use with 20, 40, or 60 mL vial with 24-400 thread,24-400
Screw cap, solid top with aluminum liner,black phenolic solid cap, aluminum liner, thread 18-400, for use with 15 mL vial,,,,, | 27164 |  | Supelco | 带铝衬垫的顶部实心螺纹瓶盖 |  | ,,,for use with 15 mL vial, | Caps for 15 mL Vials , Caps, Crimp Seals and Stoppers , Sampling Vials, Caps, and Septa , Sampling, Storage, and Serum Bottles , Screw Caps , Solid Cap with Aluminum Liner , Vials , 分析/色谱 |  | black phenolic solid cap,aluminum liner,temp. limit 135 °C,pkg of 100 ea,thread 18-400,18-400 | , |  |  | black phenolic solid cap,aluminum liner,temp. limit 135 °C,pkg of 100 ea,thread 18-400,for use with 15 mL vial,18-400
Screw cap, solid top with aluminum liner,black phenolic solid cap, aluminum liner, for use with 22 mL vial (with 20 mm thread), thread 20-400,,,,, | 27175-U |  | Supelco | 带铝衬垫的顶部实心螺纹瓶盖 |  | ,,,for use with 22 mL vial (with 20 mm thread), | Caps for 22 mL Vials , Caps, Crimp Seals and Stoppers , Sampling Vials, Caps, and Septa , Sampling, Storage, and Serum Bottles , Screw Caps , Solid Cap with Aluminum Liner , Vials , 分析/色谱 |  | black phenolic solid cap,aluminum liner,temp. limit 135 °C,pkg of 100 ea,thread 20-400,20-400 | , |  |  | black phenolic solid cap,aluminum liner,temp. limit 135 °C,pkg of 100 ea,thread 20-400,for use with 22 mL vial (with 20 mm thread),20-400
Screw cap, solid top with PTFE liner,green melamine resin cap solid, F217/PTFE liner, for use with 4 mL vial with 13-425 thread,,,,, | 27141 |  | Supelco | 带 PTFE 衬垫的顶部实心螺纹瓶盖 |  | ,,,for use with 4 mL vial with 13-425 thread, | 4 mL Vials (15 x 45 mm), Taking 11 mm Septa , Autosampler Vials , Caps for 4 mL Vials , Caps, Crimp Seals and Stoppers , Closures for 4 mL Vials, 13 x 45 mm , Sampling Vials, Caps, and Septa , Sampling, Storage, and Serum Bottles , Screw Caps , Screw Top Autosampler Vials, 1.5 to 4 mL , Solid Cap with PTFE liner , Vials , 分析/色谱 |  | green melamine resin cap solid,pkg of 100 ea,thread 13-425,F217/PTFE liner,temp. limit 49 °C | , |  |  | green melamine resin cap solid,F217/PTFE liner,temp. limit 49 °C,pkg of 100 ea,thread 13-425,for use with 4 mL vial with 13-425 thread
Screw cap, solid top with PTFE liner,green melamine resin solid cap, F217/PTFE liner, for use with 7 mL vial with 15-425 thread,,,,, | 27152 |  | Supelco | 带 PTFE 衬垫的顶部实心螺纹瓶盖 |  | ,,,for use with 7 mL vial with 15-425 thread, | Caps for 7 mL Vials , Caps, Crimp Seals and Stoppers , Sampling Vials, Caps, and Septa , Sampling, Storage, and Serum Bottles , Screw Caps , Solid Cap with PTFE liner , Vials , 分析/色谱 |  | green melamine resin solid cap,F217/PTFE liner,temp. limit 49 °C,pkg of 100 ea,thread 15-425,15-425 | , |  |  | green melamine resin solid cap,F217/PTFE liner,temp. limit 49 °C,pkg of 100 ea,thread 15-425,for use with 7 mL vial with 15-425 thread,15-425
Screw cap, solid top with PTFE liner,green melamine resin solid cap, F217/PTFE liner, for use with 15 mL vial with 18 mm thread,,,,, | 27163 |  | Supelco | 带 PTFE 衬垫的顶部实心螺纹瓶盖 |  | ,,,for use with 15 mL vial with 18 mm thread, | Caps for 15 mL Vials , Caps, Crimp Seals and Stoppers , Sampling Vials, Caps, and Septa , Sampling, Storage, and Serum Bottles , Screw Caps , Solid Cap with PTFE liner , Vials , 分析/色谱 |  | green melamine resin solid cap,F217/PTFE liner,temp. limit 49 °C,pkg of 100 ea,thread 18-400,18-400 | , |  |  | green melamine resin solid cap,F217/PTFE liner,temp. limit 49 °C,pkg of 100 ea,thread 18-400,for use with 15 mL vial with 18 mm thread,18-400
Screw cap, solid top with PTFE liner,green melamine resin solid cap, F217/PTFE liner, for use with 22 mL vial with 20 mm thread,,,,, | 27174-U |  | Supelco | 带 PTFE 衬垫的顶部实心螺纹瓶盖 |  | ,,,for use with 22 mL vial with 20 mm thread, | Caps for 22 mL Vials , Caps, Crimp Seals and Stoppers , Sampling Vials, Caps, and Septa , Sampling, Storage, and Serum Bottles , Screw Caps , Solid Cap with PTFE liner , Vials , 分析/色谱 |  | green melamine resin solid cap,F217/PTFE liner,temp. limit 49 °C,pkg of 100 ea,thread 20-400,20-400 | , |  |  | green melamine resin solid cap,F217/PTFE liner,temp. limit 49 °C,pkg of 100 ea,thread 20-400,for use with 22 mL vial with 20 mm thread,20-400
Screw cap, solid top with PTFE liner,green melamine resin solid cap, F217/PTFE liner, for use with 20 or 40 mL vial with 24-400 thread,,,,, | 27186 |  | Supelco | 带 PTFE 衬垫的顶部实心螺纹瓶盖 |  | ,,,for use with 20 or 40 mL vial with 24-400 thread, | Caps for 20, 40, 60 mL Vials with 24/400 threads , Caps, Crimp Seals and Stoppers , Sampling Vials, Caps, and Septa , Sampling, Storage, and Serum Bottles , Screw Caps , Solid Cap with PTFE liner , Vials , 分析/色谱 |  | green melamine resin solid cap,F217/PTFE liner,temp. limit 49 °C,pkg of 100 ea,thread 24-400,24-400 | , |  |  | green melamine resin solid cap,F217/PTFE liner,temp. limit 49 °C,pkg of 100 ea,thread 24-400,for use with 20 or 40 mL vial with 24-400 thread,24-400
Inter-Seal ™ bonded caps (inseparable caps and liner),white polypropylene cap (15mm center hole), tan PTFE/silicone, thickness 3.2 mm, thread 24-400, for use with 20 or 40 mL vial,,,,, | SU860005 |  | Supelco | Interseal ™ 粘合盖（盖和衬管无法分开） |  | ,,,for use with 20 or 40 mL vial, | Caps, Crimp Seals and Stoppers , Inter-Seal Bonded Caps , Inter-Seal Bonded cap, 24-400 thread , Screw Caps , Vials , 分析/色谱 |  | white polypropylene cap (15mm center hole),tan PTFE/silicone,InterSeal ™ (Cap and liner form an unseparatable unit),3.2 mm,pkg of 1000 ea,thread 24-400,45 (Durometer: shore A) | , |  |  | white polypropylene cap (15mm center hole),tan PTFE/silicone,InterSeal ™ (Cap and liner form an unseparatable unit),3.2 mm,pkg of 1000 ea,thread 24-400,for use with 20 or 40 mL vial,45 (Durometer: shore A)
Inter-Seal ™ bonded caps (inseparable caps and liner),white polypropylene cap (solid), tan PTFE/silicone (EPA Quality), thickness 3.2 mm, thread 24-400, for use with 20 or 40mL vial,,,,, | SU860006 |  | Supelco | Interseal ™ 粘合盖（盖和衬管无法分开） |  | ,,,for use with 20 or 40mL vial, | Caps for 20, 40, 60 mL Vials with 24/400 threads , Caps, Crimp Seals and Stoppers , Inter-Seal Bonded Caps , Inter-Seal Bonded cap, 24-400 thread , Sampling Vials, Caps, and Septa , Sampling, Storage, and Serum Bottles , Screw Caps , Vials , 分析/色谱 |  | white polypropylene cap (solid),tan PTFE/silicone (EPA Quality),InterSeal ™ ((cap and liner form an unseparatable unit)),3.2 mm,pkg of 100 ea,thread 24-400,45 (Durometer: shore A) | , |  |  | white polypropylene cap (solid),tan PTFE/silicone (EPA Quality),InterSeal ™ ((cap and liner form an unseparatable unit)),3.2 mm,pkg of 100 ea,thread 24-400,for use with 20 or 40mL vial,45 (Durometer: shore A)
Inter-Seal ™ bonded caps (inseparable caps and liner),white cap, PTFE/silicone, thread 8-425,,,,, | 29099-U |  | Supelco | Interseal ™ 粘合盖（盖和衬管无法分开） |  | ,,,, | Alliance , Autosampler/Vial Cross Reference , Caps, Crimp Seals and Stoppers , Inter-Seal Bonded Caps , Inter-Seal Bonded cap, 8-425 thread , Screw Caps , Vials , Waters® , 分析/色谱 |  | white cap,pkg of 100 ea,thread 8-425,PTFE/silicone | , |  |  | white cap,pkg of 100 ea,thread 8-425,PTFE/silicone
Inter-Seal ™ bonded caps (inseparable caps and liner),black cap, PTFE/silicone, thread 8-425,,,,, | 29102-U |  | Supelco | Interseal ™ 粘合盖（盖和衬管无法分开） |  | ,,,, | Alliance , Autosampler/Vial Cross Reference , Caps, Crimp Seals and Stoppers , Inter-Seal Bonded Caps , Inter-Seal Bonded cap, 8-425 thread , Screw Caps , Vials , Waters® , 分析/色谱 |  | black cap,pkg of 100 ea,thread 8-425,PTFE/silicone | , |  |  | black cap,pkg of 100 ea,thread 8-425,PTFE/silicone
Inter-Seal ™ bonded caps (inseparable caps and liner),black cap, PTFE/silicone (with slit), thread 8-425,,,,, | 29103-U |  | Supelco | Interseal ™ 粘合盖（盖和衬管无法分开） |  | ,,,, | Alliance , Autosampler/Vial Cross Reference , Caps, Crimp Seals and Stoppers , Inter-Seal Bonded Caps , Inter-Seal Bonded cap, 8-425 thread , Screw Caps , Vials , Waters® , 分析/色谱 |  | black cap,pkg of 100 ea,thread 8-425,PTFE/silicone (with slit) | , |  |  | black cap,pkg of 100 ea,thread 8-425,PTFE/silicone (with slit)
Inter-Seal ™ bonded caps (inseparable caps and liner),black cap, PTFE/silicone septa, thread 10-425,,,,, | 29112-U |  | Supelco | Interseal ™ 粘合盖（盖和衬管无法分开） |  | ,,,, | Alliance , Autosampler/Vial Cross Reference , Caps for 2 mL Large Opening Vials, 10/425 thread , Caps, Crimp Seals and Stoppers , Inter-Seal Bonded Caps , Inter-Seal Bonded cap, 10-425 thread , Sampling Vials, Caps, and Septa , Sampling, Storage, and Serum Bottles , Screw Caps , Vials , Waters® , 分析/色谱 |  | black cap,pkg of 100 ea,thread 10-425,PTFE/silicone septa | , |  |  | black cap,pkg of 100 ea,thread 10-425,PTFE/silicone septa
Inter-Seal ™ bonded caps (inseparable caps and liner),white cap, PTFE/silicone septa, thread 10-425,,,,, | 29114-U |  | Supelco | Interseal ™ 粘合盖（盖和衬管无法分开） |  | ,,,, | Alliance , Autosampler/Vial Cross Reference , Caps for 2 mL Large Opening Vials, 10/425 thread , Caps, Crimp Seals and Stoppers , Inter-Seal Bonded Caps , Inter-Seal Bonded cap, 10-425 thread , Sampling Vials, Caps, and Septa , Sampling, Storage, and Serum Bottles , Screw Caps , Vials , Waters® , 分析/色谱 |  | white cap,pkg of 100 ea,thread 10-425,PTFE/silicone septa | , |  |  | white cap,pkg of 100 ea,thread 10-425,PTFE/silicone septa
Inter-Seal ™ bonded caps (inseparable caps and liner),white cap, PTFE/silicone septa (with slit), thread 10-425,,,,, | 29115-U |  | Supelco | Interseal ™ 粘合盖（盖和衬管无法分开） |  | ,,,, | Alliance , Autosampler/Vial Cross Reference , Caps for 2 mL Large Opening Vials, 10/425 thread , Caps, Crimp Seals and Stoppers , Inter-Seal Bonded Caps , Inter-Seal Bonded cap, 10-425 thread , Sampling Vials, Caps, and Septa , Sampling, Storage, and Serum Bottles , Screw Caps , Vials , Waters® , 分析/色谱 |  | white cap,pkg of 100 ea,thread 10-425,PTFE/silicone septa (with slit) | , |  |  | white cap,pkg of 100 ea,thread 10-425,PTFE/silicone septa (with slit)
Inter-Seal ™ bonded caps (inseparable caps and liner),blue cap, PTFE/silicone septa (with slit), thread 9 mm,,,,, | 29025-U |  | Supelco | Interseal ™ 粘合盖（盖和衬管无法分开） |  | ,,,, | Alliance , Autosampler/Vial Cross Reference , Caps, Crimp Seals and Stoppers , Inter-Seal Bonded Caps , Inter-Seal Bonded cap, 9 mm thread , Screw Caps , Vials , Waters® , 分析/色谱 |  | blue cap,pkg of 100 ea,thread 9 mm,PTFE/silicone septa (with slit) | , |  |  | blue cap,pkg of 100 ea,thread 9 mm,PTFE/silicone septa (with slit)
Inter-Seal ™ bonded caps (inseparable caps and liner),black cap, PTFE/silicone septum, thread 9 mm,,,,, | 29026-U |  | Supelco | Interseal ™ 粘合盖（盖和衬管无法分开） |  | ,,,, | Alliance , Autosampler/Vial Cross Reference , Caps, Crimp Seals and Stoppers , Inter-Seal Bonded Caps , Inter-Seal Bonded cap, 9 mm thread , Screw Caps , Vials , Waters® , 分析/色谱 |  | black cap,pkg of 100 ea,thread 9 mm,PTFE/silicone septum | , |  |  | black cap,pkg of 100 ea,thread 9 mm,PTFE/silicone septum
Inter-Seal ™ bonded caps (inseparable caps and liner),black cap, PTFE/silicone septa (with slit), thread 9 mm,,,,, | 29028-U |  | Supelco | Interseal ™ 粘合盖（盖和衬管无法分开） |  | ,,,, | Alliance , Autosampler/Vial Cross Reference , Caps, Crimp Seals and Stoppers , Inter-Seal Bonded Caps , Inter-Seal Bonded cap, 9 mm thread , Screw Caps , Vials , Waters® , 分析/色谱 |  | black cap,pkg of 100 ea,thread 9 mm,PTFE/silicone septa (with slit) | , |  |  | black cap,pkg of 100 ea,thread 9 mm,PTFE/silicone septa (with slit)
Septa, white PTFE/transparent blue silicone,diam. × thickness 16 mm × 1.7 mm, white PTFE/blue silicone,,,,, | SU860142 |  | Supelco | 白色 PTFE/透明蓝色硅胶隔垫 |  | ,,,, | Accessories for SPME Screw Cap vials , Headspace & SPME Vials , Headspace vials, SPME Vials , Vials , 分析/色谱 |  | pkg of 1000 ea,16 mm × 1.7 mm,white PTFE/blue silicone,45 (Durometer: shore A) | , |  |  | pkg of 1000 ea,16 mm × 1.7 mm,white PTFE/blue silicone,45 (Durometer: shore A)
Vial Rack for SPME,Acrylic Vial Rack for SPME Vial, L × W × H 160 mm × 160 mm × 30 mm, 25 cavities, cavity diam. 24 mm,,,,, | SU860107 |  | Supelco | 用于固相微萃取的样品瓶架 |  | ,,,, | Accessories for SPME Screw Cap vials , Headspace & SPME Vials , Headspace vials, SPME Vials , Vials , 分析/色谱 |  | pkg of 1 ea,clear acrylic,160 mm × 160 mm × 30 mm,24 mm,25 cavities | , |  |  | pkg of 1 ea,clear acrylic,160 mm × 160 mm × 30 mm,24 mm,25 cavities
,gold seal (magnetic, with 8 mm center hole), PTFE/silicone (blue PTFE/white silicone), diam. × thickness 20 mm × 1.5 mm, open center,,,,, | SU860053 |  | Supelco | Crimp seals (magnetic) with PTFE/silicone septa |  | ,,,for use with CTC CombiPAL, | 20 mm , Caps, Crimp Seals and Stoppers , Closures for Thin Seal Crimp Top Vials , Crimp Seals , Crimp seals with PTFE/silicone septa , Headspace & SPME Vials , Headspace vials, SPME Vials , Magnetic , Size , Type , Vials , 分析/色谱 |  | for use with SPME,20 mm × 1.5 mm,PTFE/silicone (blue PTFE/white silicone),open center,pkg of 100 ea,for Magnetic crimp seal,55 (Durometer: shore A) | , |  |  | for use with SPME,20 mm × 1.5 mm,PTFE/silicone (blue PTFE/white silicone),open center,pkg of 100 ea,for Magnetic crimp seal,for use with CTC CombiPAL,55 (Durometer: shore A)
,gold seal (magnetic, with 5 mm center hole), (silcone blue transparent/PTFE transparent), diam. × thickness 20 mm × 3.0 mm, open center,,,,, | 854179-U |  | Supelco | Crimp seals (magnetic) with PTFE/silicone septa |  | ,,,for use with Carlo Erba HS500/HS800, | 20 mm , Caps, Crimp Seals and Stoppers , Closures for Thin Seal Crimp Top Vials , Crimp Seals , Crimp seals with PTFE/silicone septa , Headspace & SPME Vials , Headspace vials, SPME Vials , Magnetic , Size , Type , Vials , 分析/色谱 |  | for use with Fisons HS500,20 mm × 3.0 mm,(silcone blue transparent/PTFE transparent),open center,pkg of 100 ea,for Magnetic crimp seal,45 (Durometer: shore A) | , |  |  | for use with Fisons HS500,20 mm × 3.0 mm,(silcone blue transparent/PTFE transparent),open center,pkg of 100 ea,for Magnetic crimp seal,for use with Carlo Erba HS500/HS800,45 (Durometer: shore A)
Crimp seal with PTFE/butyl septum (Pharma-Fix),aluminum seal (with 10 mm center hole), PTFE-faced butyl septum, diam. × thickness 20 mm × 3.0 mm,,,,, | SU860011 |  | Supelco | 带 PTFE/丁基橡胶隔垫的钳口密封盖 (Pharma-Fix) |  | ,,,, | 20 mm , Caps, Crimp Seals and Stoppers , Closures for Thin Seal Crimp Top Vials , Crimp Seals , Headspace & SPME Vials , Headspace vials, SPME Vials , PTFE/Butyl Septa , Size , Vials , 分析/色谱 |  | aluminum seal (with 10 mm center hole),20 mm × 3.0 mm,PTFE-faced butyl septum,pkg of 100 ea,for 20 mm crimp seal,50 (Durometer: shore A) | , |  |  | aluminum seal (with 10 mm center hole),20 mm × 3.0 mm,PTFE-faced butyl septum,pkg of 100 ea,for 20 mm crimp seal,50 (Durometer: shore A)
Crimp seal with PTFE/butyl septum (Pharma-Fix),gold seal (magnetic with 5 mm center hole), PTFE-faced butyl septum, diam. × thickness 20 mm × 3.0 mm,,,,, | 854178-U |  | Supelco | 带 PTFE/丁基橡胶隔垫的钳口密封盖 (Pharma-Fix) |  | ,,,for use with CTC 500, | 20 mm , Caps, Crimp Seals and Stoppers , Closures for Thin Seal Crimp Top Vials , Crimp Seals , Headspace & SPME Vials , Headspace vials, SPME Vials , PTFE/Butyl Septa , Size , Vials , 分析/色谱 |  | gold seal (magnetic with 5 mm center hole),20 mm × 3.0 mm,PTFE-faced butyl septum,pkg of 100 ea,for 20 mm crimp seal,50 (Durometer: shore A) | , |  |  | gold seal (magnetic with 5 mm center hole),20 mm × 3.0 mm,PTFE-faced butyl septum,pkg of 100 ea,for 20 mm crimp seal,for use with CTC 500,50 (Durometer: shore A)
Screw cap, phenolic, with open center,black phenolic cap, 10 mL SPME vial with 22-400 thread,,,,, | 23236 |  | Supelco | 中心开孔酚醛树脂螺纹瓶盖 |  | ,,,10 mL SPME vial with 22-400 thread, | Certan Vials, Mininert Valves and Storage Containers , Headspace & SPME Vials , Headspace vials, SPME Vials , Large amber screw top septum bottle, 120 mL , Screw caps , Storage Containers , Vials , Vials, cap, and septa for Varian 8200 Autosampler , 分析/色谱 |  | temp. limit 149 °C,pkg of 144 ea,thread 22-400,black phenolic cap,autoclavable | , |  |  | temp. limit 149 °C,black phenolic cap,autoclavable,pkg of 144 ea,thread 22-400,10 mL SPME vial with 22-400 thread
Septa, PTFE/Silicone,tan PTFE/silicone septa, diam. × total thickness × PTFE thickness 20 mm × 0.125 in. × 2 mil, pkg of 100 ea,,,,, | 27236 |  | Supelco | PTFE/硅胶隔垫 |  | ,,,for use with 20 mm crimp seal, 22 mm hole cap, 22 mm solid cap, | 20 mm , Certan Vials, Mininert Valves and Storage Containers , Headspace & SPME Vials , Headspace vials, SPME Vials , Large amber screw top septum bottle, 120 mL , Material , PTFE/Silicone , Septa , Size , Storage Containers , Tan PTFE/silicone , Vials , Vials, cap, and septa for Varian 8200 Autosampler , 分析/色谱 |  | white silicon nitride septa,PTFE face,temperature limit 250 °C,pkg of 100 ea,for 20 mm crimp,20 mm × 0.125 in. × 2 mil | , |  |  | white silicon nitride septa,PTFE face,temperature limit 250 °C,pkg of 100 ea,for 20 mm crimp,20 mm × 0.125 in. × 2 mil,for use with 20 mm crimp seal, 22 mm hole cap, 22 mm solid cap
Vials, screw top, clear glass,volume 10 mL, clear glass, thread 22-400, O.D. × H 24.5 mm × 52 mm,,,,, | 27388 |  | Supelco | 螺纹口透明玻璃样品瓶 |  | ,,,, | Headspace & SPME Vials , Headspace vials, SPME Vials , Vials , Vials, cap, and septa for Varian 8200 Autosampler , 分析/色谱 |  | pkg of 144 ea,24.5 mm × 52 mm,cap not included,clear glass,closure type screw type,10 mL,thread 22-400 | , |  |  | pkg of 144 ea,24.5 mm × 52 mm,cap not included,clear glass,closure type screw type,10 mL,thread 22-400
Vials, screw top with phenolic open-top cap, pre-assembled,size 10 mL, clear glass, pre-assembled, PTFE/silicone septum, O.D. × H 24.5 mm × 52 mm, closure type, hole cap, phenolic, thread 22-400,,,,, | 27529 |  | Supelco | 预组装螺纹口样品瓶，带酚醛树脂顶部开口瓶盖 |  | ,,,, | Headspace & SPME Vials , Headspace vials, SPME Vials , Vials , Vials, cap, and septa for Varian 8200 Autosampler , 分析/色谱 |  | pre-assembled,24.5 mm × 52 mm,PTFE/silicone septum,closure type hole cap, phenolic, thread 22-400,pkg of 100 ea,thread 22-400,10 mL | , |  |  | pre-assembled,24.5 mm × 52 mm,PTFE/silicone septum,closure type hole cap, phenolic, thread 22-400,pkg of 100 ea,thread 22-400,10 mL
Crimpers,Hand crimper, for use with 11mm crimp seals, pkg of 1 ea,,,,, | 33195 |  | Supelco | 压接钳 |  | ,,,for use with 11mm crimp seals, | Crimpers , Crimpers and Decappers , Hand crimper , Headspace & SPME Vials , Headspace vials, SPME Vials , Vial Accessories , Vials , 分析/色谱 |  | pkg of 1 ea | , |  |  | pkg of 1 ea,for use with 11mm crimp seals
Hand crimper, adjustable,Hand crimper, adjustable, for use with 11mm crimp top vials, pkg of 1 ea,,,,, | 22313-U |  | Supelco | 可调式手动钳口封盖器 |  | ,,,for use with 11mm crimp top vials, | Crimpers , Crimpers and Decappers , Hand crimper , Headspace & SPME Vials , Headspace vials, SPME Vials , Vial Accessories , Vials , 分析/色谱 |  | pkg of 1 ea | , |  |  | pkg of 1 ea,for use with 11mm crimp top vials
Vial crimp seals for SPME, 11 mm,gold seal, magnetic (with 5mm center hole), red PTFE/silicone/red PTFE septum, septum diam. × thickness 11 mm × 1.0 mm, for use with CTC PAL and TriPlus autosamplers,,,,, | SU860095 |  | Supelco | 用于固相微萃取的 11mm 钳口密封盖样品瓶 |  | ,,,for use with CTC PAL and TriPlus autosamplers, | Crimp seals , Headspace & SPME Vials , Headspace vials, SPME Vials , Vials , 分析/色谱 |  | gold seal, magnetic (with 5mm center hole),pkg of 100 ea,red PTFE/silicone/red PTFE septum,durometer: 45° shore A,11 mm × 1.0 mm | , |  |  | gold seal, magnetic (with 5mm center hole),durometer: 45° shore A,red PTFE/silicone/red PTFE septum,pkg of 100 ea,11 mm × 1.0 mm,for use with CTC PAL and TriPlus autosamplers
Vial crimp seals for SPME, 11 mm,gold seal, magnetic (with 5mm center hole), red PTFE/white silicone septum, septum diam. × thickness 11 mm × 1.3 mm, for use with CTC PAL and TriPlus autosamplers,,,,, | SU860096 |  | Supelco | 用于固相微萃取的 11mm 钳口密封盖样品瓶 |  | ,,,for use with CTC PAL and TriPlus autosamplers, | Crimp seals , Headspace & SPME Vials , Headspace vials, SPME Vials , Vials , 分析/色谱 |  | gold seal, magnetic (with 5mm center hole),pkg of 1 × 100 ea (SU860096),red PTFE/white silicone septum,45 (Durometer: shore A),11 mm × 1.3 mm | , |  |  | gold seal, magnetic (with 5mm center hole),red PTFE/white silicone septum,pkg of 1 × 100 ea (SU860096),11 mm × 1.3 mm,for use with CTC PAL and TriPlus autosamplers,45 (Durometer: shore A)
Vial crimp seals for SPME, 11 mm,silver aluminum seal (with 5.6 mm center hole), red PTFE/white silicone septum, septum diam. × thickness 11 mm × 1.3 mm,,,,, | SU860094 |  | Supelco | 用于固相微萃取的 11mm 钳口密封盖样品瓶 |  | ,,,, | Alliance , Autosampler/Vial Cross Reference , Crimp seals , Headspace & SPME Vials , Headspace vials, SPME Vials , Vials , Waters® , 分析/色谱 |  | silver aluminum seal (with 5.6 mm center hole),red PTFE/white silicone septum,pkg of 1 × 1000 ea (SU860094),for 11 mm crimp seal,11 mm × 1.3 mm,45 (Durometer: shore A) | , |  |  | silver aluminum seal (with 5.6 mm center hole),red PTFE/white silicone septum,pkg of 1 × 1000 ea (SU860094),for 11 mm crimp seal,11 mm × 1.3 mm,45 (Durometer: shore A)
Vial crimp seals for SPME, 11 mm,silver aluminum seal (with 5.6 mm center hole), red PTFE/white silicone septum, septum diam. × thickness 11 mm × 1.3 mm,,,,, | SU860016 |  | Supelco | 用于固相微萃取的 11mm 钳口密封盖样品瓶 |  | ,,,, | Alliance , Autosampler/Vial Cross Reference , Crimp seals , Headspace & SPME Vials , Headspace vials, SPME Vials , Vials , Waters® , 分析/色谱 |  | silver aluminum seal (with 5.6 mm center hole),red PTFE/white silicone septum,pkg of 1 × 100 ea (SU860016),for 11 mm crimp seal,11 mm × 1.3 mm,45 (Durometer: shore A) | , |  |  | silver aluminum seal (with 5.6 mm center hole),red PTFE/white silicone septum,pkg of 1 × 100 ea (SU860016),for 11 mm crimp seal,11 mm × 1.3 mm,45 (Durometer: shore A)
Fisons 2.5mL Vial, 12 X 40mm,for 11 mm crimp, pkg of 1000 ea,,,,, | 27323 |  | Supelco | Fisons 2.5mL 样品瓶，12×40mm |  | ,,,for use with Amersham LKB 2157-020, | 2.5 mL Headspace Vial for Fisons , Headspace & SPME Vials , Headspace Vials by volume , Vials , 分析/色谱 |  | for use with ICI Instruments LC 1600,12 mm × 40 mm,clear glass,closure type crimp, 11mm finish,pkg of 1000 ea,for 11 mm crimp,2.5 mL | , |  |  | for use with ICI Instruments LC 1600,12 mm × 40 mm,clear glass,closure type crimp, 11mm finish,pkg of 1000 ea,for 11 mm crimp,for use with Amersham LKB 2157-020,2.5 mL
Shimadzu ™ Autosampler Vials,5mL vial and closure, pre-assembled, closure type, screw cap, polypropylene caps (10-425) (PTFE Septa), O.D. × H 12 mm × 96 mm,,,,, | 27321 |  | Supelco | Shimadzu ™ 自动进样器样品瓶 |  | ,,,, | 5 mL Headspace Vial for Shimadzu , Headspace & SPME Vials , Headspace Vials by volume , Vials , 分析/色谱 |  | 12 mm × 96 mm,12 mm × 96 mm,closure type screw cap,pkg of 100,thread 10-425,5 mL | , |  |  | 12 mm × 96 mm,12 mm × 96 mm,closure type screw cap,pkg of 100,thread 10-425,5 mL
Shimadzu ™ 5mL Screw Top Vial, 12 X 96mm, 10/425 Thread,size 5 mL, thread 10-425,,,,, | 27319-U |  | Supelco | Shimadzu ™ 5mL 螺纹口样品瓶，12mm×96mm，10/425 螺纹 |  | ,,,, | 5 mL Headspace Vial for Shimadzu , Headspace & SPME Vials , Headspace Vials by volume , Vials , 分析/色谱 |  | thread 10-425,12 mm × 96 mm,borosilicate glass N-51A,closure type screw cap,pkg of 100,thread 10-425,5 mL | , |  |  | thread 10-425,12 mm × 96 mm,borosilicate glass N-51A,closure type screw cap,pkg of 100,thread 10-425,5 mL
Shimadzu ™ 5mL Vial, 12 X 96mm,pkg of 100 ea,,,,, | 27324 |  | Supelco | Shimadzu ™ 5mL 样品瓶，12mm×96mm |  | ,,,, | 5 mL Headspace Vial for Shimadzu , Headspace & SPME Vials , Headspace Vials by volume , Vials , 分析/色谱 |  | pkg of 100 ea,5 mL,12 mm × 96 mm,clear borosilicate glass KG-33 body,5 mL | , |  |  | pkg of 100 ea,5 mL,12 mm × 96 mm,clear borosilicate glass KG-33 body,5 mL
Shimadzu ™ 5mL Vial, 12 X 96mm,pkg of 1000 ea,,,,, | 27325 |  | Supelco | Shimadzu ™ 5mL 样品瓶，12mm×96mm |  | ,,,, | 5 mL Headspace Vial for Shimadzu , Headspace & SPME Vials , Headspace Vials by volume , Vials , 分析/色谱 |  | pkg of 1000 ea,5 mL,12 mm × 96 mm,borosilicate glass KG-33,5 mL | , |  |  | pkg of 1000 ea,5 mL,12 mm × 96 mm,borosilicate glass KG-33,5 mL
Headspace vials convenience kit (Bevel top, round bottom),size 10 mL, PTFE/silicone, vial O.D. × H × I.D. 23 mm × 46 mm × 12.5 mm,,,,, | 27303-U |  | Supelco | 顶空样品瓶套件 |  | ,,,, | 10 mL Headspace Vials , Biodiesel , Biodiesel: Testing for Methanol Contamination , Biofuels Manufacturing and Testing , Convenience Packs , Gas Syringes and Headspace Vials , Headspace & SPME Vials , Headspace Vials , Headspace Vials by volume , Vials , 分析/色谱 , 应用 |  | vial type headspace,23 mm × 46 mm × 12.5 mm,PTFE/silicone,closure type 20 mm crimp seal,pkg of 100 ea,10 mL | , |  |  | vial type headspace,23 mm × 46 mm × 12.5 mm,PTFE/silicone,closure type 20 mm crimp seal,pkg of 100 ea,10 mL
Headspace vials convenience kit (Bevel top, round bottom),size 10 mL, PTFE/butyl rubber septum, vial O.D. × H × I.D. 23 mm × 46 mm × 12.5 mm,,,,, | 27304-U |  | Supelco | 顶空样品瓶套件 |  | ,,,, | 10 mL Headspace Vials , Biodiesel , Biodiesel: Testing for Methanol Contamination , Biofuels Manufacturing and Testing , Convenience Packs , Gas Syringes and Headspace Vials , Headspace & SPME Vials , Headspace Vials , Headspace Vials by volume , Vials , 分析/色谱 , 应用 |  | vial type headspace,23 mm × 46 mm × 12.5 mm,PTFE/butyl rubber septum,closure type 20 mm crimp seal,pkg of 100 ea,10 mL | , |  |  | vial type headspace,23 mm × 46 mm × 12.5 mm,PTFE/butyl rubber septum,closure type 20 mm crimp seal,pkg of 100 ea,10 mL
Push-On Caps for 20 mm headspace vials,polyethylene cap, PTFE-faced butyl septum, pkg of 100 ea,,,,, | 854177-U |  | Supelco | 用于 20mm 顶空样品瓶的推按式瓶盖 |  | ,,,, | Headspace & SPME Vials , Headspace Vials by volume , Plastic Caps for Headspace Vials , Vials , 分析/色谱 |  | polyethylene cap,pkg of 100 ea,PTFE-faced butyl septum,closure type 20mm crimp seal (4.3mm opening) | , |  |  | polyethylene cap,pkg of 100 ea,PTFE-faced butyl septum,closure type 20mm crimp seal (4.3mm opening)
Push-On Caps for 20 mm headspace vials,polyethylene, Snap-cap, diam. 20 mm, Chromacol, 20-PEPC5,,,,, | 508624 |  | Supelco | 用于 20mm 顶空样品瓶的推按式瓶盖 |  | ,,,, | Headspace & SPME Vials , Headspace Vials by volume , Plastic Caps for Headspace Vials , Vials , 分析/色谱 |  | pkg of 100 ea,Chromacol, 20-PEPC5,polyethylene,20 mm | , |  |  | pkg of 100 ea,Chromacol, 20-PEPC5,polyethylene,20 mm
Headspace vials convenience kit (Bevel top, round bottom),size 20 mL, septum (PTFE/grey butyl molded rubber), vial O.D. × H 23 mm × 75 mm,,,,, | 27305-U |  | Supelco | 顶空样品瓶套件 |  | ,,,, | Biodiesel , Biodiesel: Testing for Methanol Contamination , Biofuels Manufacturing and Testing , Convenience Packs , Gas Syringes and Headspace Vials , Headspace & SPME Vials , Headspace Vials , Headspace Vials by volume , Vials , 分析/色谱 , 应用 |  | vial type headspace,pkg of 100 ea,septum (PTFE/grey butyl molded rubber),closure type 20 mm crimp seal,23 mm × 75 mm,20 mL | , |  |  | vial type headspace,pkg of 100 ea,septum (PTFE/grey butyl molded rubber),closure type 20 mm crimp seal,23 mm × 75 mm,20 mL
Headspace vials convenience kit (Bevel top, round bottom),size 20 mL, PTFE/silicone septum, vial O.D. × H 23 mm × 75 mm,,,,, | 27306 |  | Supelco | 顶空样品瓶套件 |  | ,,,, | Biodiesel , Biodiesel: Testing for Methanol Contamination , Biofuels Manufacturing and Testing , Convenience Packs , Gas Syringes and Headspace Vials , Headspace & SPME Vials , Headspace Vials , Headspace Vials by volume , Vials , 分析/色谱 , 应用 |  | vial type headspace,pkg of 100 ea,PTFE/silicone septum,closure type 20 mm crimp seal,23 mm × 75 mm,20 mL | , |  |  | vial type headspace,pkg of 100 ea,PTFE/silicone septum,closure type 20 mm crimp seal,23 mm × 75 mm,20 mL
Headspace vials convenience kit (Bevel top, round bottom),size 20 mL, PTFE/butyl rubber septum, O.D. × H 23 mm × 75 mm,,,,, | 27307 |  | Supelco | 顶空样品瓶套件 |  | ,,,, | Biodiesel , Biodiesel: Testing for Methanol Contamination , Biofuels Manufacturing and Testing , Convenience Packs , Gas Syringes and Headspace Vials , Headspace & SPME Vials , Headspace Vials , Headspace Vials by volume , Vials , 分析/色谱 , 应用 |  | vial type headspace,23 mm × 75 mm,PTFE/butyl rubber septum,closure type 20 mm crimp seal,pkg of 100 ea,20 mL | , |  |  | vial type headspace,23 mm × 75 mm,PTFE/butyl rubber septum,closure type 20 mm crimp seal,pkg of 100 ea,20 mL
,24-well with lid cellGrade ™ S,,,,, | BR782880 |  | Aldrich | BRAND ® BRANDplates ® for inserts |  | ,,,, | BRAND , BRAND Multiwell plates , BRANDplates Strip plates and inserts , Labware , Manufacturer Browser |  | pkg of Individually wrapped, with lid,BRAND, 782880,single packed | , |  |  | pkg of Individually wrapped, with lid,BRAND, 782880,single packed
,6-well with lid cellGrade ™ S,,,,, | BR782881 |  | Aldrich | BRAND ® BRANDplates ® for inserts |  | ,,,, | BRAND , BRAND Multiwell plates , BRANDplates Strip plates and inserts , Labware , Manufacturer Browser |  | pkg of Individually wrapped, with lid,BRAND, 782881,single packed | , |  |  | pkg of Individually wrapped, with lid,BRAND, 782881,single packed
,6-well with lid cellGrade ™ plus,,,,, | BR782891 |  | Aldrich | BRAND ® BRANDplates ® for inserts |  | ,,,, | BRAND , BRAND Multiwell plates , BRANDplates Strip plates and inserts , Labware , Manufacturer Browser |  | pkg of Individually wrapped, with lid,BRAND, 782891,single packed | , |  |  | pkg of Individually wrapped, with lid,BRAND, 782891,single packed
,24-well with lid cellGrade ™ plus,,,,, | BR782890 |  | Aldrich | BRAND ® BRANDplates ® for inserts |  | ,,,, | BRAND , BRAND Multiwell plates , BRANDplates Strip plates and inserts , Labware , Manufacturer Browser |  | pkg of Individually wrapped, with lid,BRAND, 782890,single packed | , |  |  | pkg of Individually wrapped, with lid,BRAND, 782890,single packed
,Inlet Opening System, PC membrane, size 0.4 μm,,,,, | BR782801 |  | Aldrich | BRAND ® insert strips for 24 x 6-well BRANDplates ® |  | ,,,, | BRAND , BRAND Multiwell plates , BRANDplates Strip plates and inserts , Labware , Manufacturer Browser |  | pkg of (individually wrapped),BRAND, 782801,PC membrane,cellGrade ™ plus,0.4 μm | , |  |  | pkg of (individually wrapped),BRAND, 782801,PC membrane,cellGrade ™ plus,0.4 μm
,PET membrane, size 8.0 μm,,,,, | BR782870 |  | Aldrich | BRAND ® insert strips for 24 x 6-well BRANDplates ® |  | ,,,, | BRAND , BRAND Multiwell plates , BRANDplates Strip plates and inserts , Labware , Manufacturer Browser |  | pkg of (individually wrapped),BRAND, 782870,PET membrane,cellGrade ™ plus,8.0 μm | , |  |  | pkg of (individually wrapped),BRAND, 782870,PET membrane,cellGrade ™ plus,8.0 μm
,Inlet Opening System, PC membrane, size 8.0 μm,,,,, | BR782861 |  | Aldrich | BRAND ® insert strips for 24 x 6-well BRANDplates ® |  | ,,,, | BRAND , BRAND Multiwell plates , BRANDplates Strip plates and inserts , Labware , Manufacturer Browser |  | pkg of (individually wrapped),BRAND, 782861,PC membrane,cellGrade ™ plus,8.0 μm | , |  |  | pkg of (individually wrapped),BRAND, 782861,PC membrane,cellGrade ™ plus,8.0 μm
,Inlet Opening System, PET membrane, size 0.4 μm,,,,, | BR782811 |  | Aldrich | BRAND ® insert strips for 24 x 6-well BRANDplates ® |  | ,,,, | BRAND , BRAND Multiwell plates , BRANDplates Strip plates and inserts , Labware , Manufacturer Browser |  | pkg of (individually wrapped),BRAND, 782811,PET membrane,cellGrade ™ plus,0.4 μm | , |  |  | pkg of (individually wrapped),BRAND, 782811,PET membrane,cellGrade ™ plus,0.4 μm
,Inlet Opening System, PET membrane, size 1.0 μm,,,,, | BR782831 |  | Aldrich | BRAND ® insert strips for 24 x 6-well BRANDplates ® |  | ,,,, | BRAND , BRAND Multiwell plates , BRANDplates Strip plates and inserts , Labware , Manufacturer Browser |  | pkg of (individually wrapped),BRAND, 782831,PET membrane,cellGrade ™ plus,1.0 μm | , |  |  | pkg of (individually wrapped),BRAND, 782831,PET membrane,cellGrade ™ plus,1.0 μm
,Inlet Opening System, PET membrane, size 3.0 μm,,,,, | BR782851 |  | Aldrich | BRAND ® insert strips for 24 x 6-well BRANDplates ® |  | ,,,, | BRAND , BRAND Multiwell plates , BRANDplates Strip plates and inserts , Labware , Manufacturer Browser |  | pkg of (individually wrapped),BRAND, 782851,PET membrane,cellGrade ™ plus,3.0 μm | , |  |  | pkg of (individually wrapped),BRAND, 782851,PET membrane,cellGrade ™ plus,3.0 μm
,Inlet Opening System, PET membrane, size 8.0 μm,,,,, | BR782871 |  | Aldrich | BRAND ® insert strips for 24 x 6-well BRANDplates ® |  | ,,,, | BRAND , BRAND Multiwell plates , BRANDplates Strip plates and inserts , Labware , Manufacturer Browser |  | pkg of (individually wrapped),BRAND, 782871,PET membrane,cellGrade ™ plus,8.0 μm | , |  |  | pkg of (individually wrapped),BRAND, 782871,PET membrane,cellGrade ™ plus,8.0 μm
,PC membrane, size 1.0 μm,,,,, | BR782820 |  | Aldrich | BRAND ® insert strips for 24 x 6-well BRANDplates ® |  | ,,,, | BRAND , BRAND Multiwell plates , BRANDplates Strip plates and inserts , Labware , Manufacturer Browser |  | pkg of (individually wrapped),BRAND, 782820,PC membrane,cellGrade ™ plus,1.0 μm | , |  |  | pkg of (individually wrapped),BRAND, 782820,PC membrane,cellGrade ™ plus,1.0 μm
,PC membrane, size 3.0 μm,,,,, | BR782840 |  | Aldrich | BRAND ® insert strips for 24 x 6-well BRANDplates ® |  | ,,,, | BRAND , BRAND Multiwell plates , BRANDplates Strip plates and inserts , Labware , Manufacturer Browser |  | pkg of (individually wrapped),BRAND, 782840,PC membrane,cellGrade ™ plus,3.0 μm | , |  |  | pkg of (individually wrapped),BRAND, 782840,PC membrane,cellGrade ™ plus,3.0 μm
,PC membrane, size 8.0 μm,,,,, | BR782860 |  | Aldrich | BRAND ® insert strips for 24 x 6-well BRANDplates ® |  | ,,,, | BRAND , BRAND Multiwell plates , BRANDplates Strip plates and inserts , Labware , Manufacturer Browser |  | pkg of (individually wrapped),BRAND, 782860,PC membrane,cellGrade ™ plus,8.0 μm | , |  |  | pkg of (individually wrapped),BRAND, 782860,PC membrane,cellGrade ™ plus,8.0 μm
,PET membrane, size 0.4 μm,,,,, | BR782810 |  | Aldrich | BRAND ® insert strips for 24 x 6-well BRANDplates ® |  | ,,,, | BRAND , BRAND Multiwell plates , BRANDplates Strip plates and inserts , Labware , Manufacturer Browser |  | pkg of (individually wrapped),BRAND, 782810,PET membrane,cellGrade ™ plus,0.4 μm | , |  |  | pkg of (individually wrapped),BRAND, 782810,PET membrane,cellGrade ™ plus,0.4 μm
,PET membrane, size 1.0 μm,,,,, | BR782830 |  | Aldrich | BRAND ® insert strips for 24 x 6-well BRANDplates ® |  | ,,,, | BRAND , BRAND Multiwell plates , BRANDplates Strip plates and inserts , Labware , Manufacturer Browser |  | pkg of (individually wrapped),BRAND, 782830,PET membrane,cellGrade ™ plus,1.0 μm | , |  |  | pkg of (individually wrapped),BRAND, 782830,PET membrane,cellGrade ™ plus,1.0 μm
,PET membrane, size 3.0 μm,,,,, | BR782850 |  | Aldrich | BRAND ® insert strips for 24 x 6-well BRANDplates ® |  | ,,,, | BRAND , BRAND Multiwell plates , BRANDplates Strip plates and inserts , Labware , Manufacturer Browser |  | pkg of (individually wrapped),BRAND, 782850,PET membrane,cellGrade ™ plus,3.0 μm | , |  |  | pkg of (individually wrapped),BRAND, 782850,PET membrane,cellGrade ™ plus,3.0 μm
,Inlet Opening System, PC membrane, size 3.0 μm,,,,, | BR782841 |  | Aldrich | BRAND ® insert strips for 24 x 6-well BRANDplates ® |  | ,,,, | BRAND , BRAND Multiwell plates , BRANDplates Strip plates and inserts , Labware , Manufacturer Browser |  | pkg of (individually wrapped),BRAND, 782841,PC membrane,cellGrade ™ plus,3.0 μm | , |  |  | pkg of (individually wrapped),BRAND, 782841,PC membrane,cellGrade ™ plus,3.0 μm
,PC membrane, size 0.4 μm,,,,, | BR782800 |  | Aldrich | BRAND ® insert strips for 24 x 6-well BRANDplates ® |  | ,,,, | BRAND , BRAND Multiwell plates , BRANDplates Strip plates and inserts , Labware , Manufacturer Browser |  | pkg of (individually wrapped),BRAND, 782800,PC membrane,cellGrade ™ plus,0.4 μm | , |  |  | pkg of (individually wrapped),BRAND, 782800,PC membrane,cellGrade ™ plus,0.4 μm
,Inlet Opening System, PC membrane, size 1.0 μm,,,,, | BR782821 |  | Aldrich | BRAND ® insert strips for 24 x 6-well BRANDplates ® |  | ,,,, | BRAND , BRAND Multiwell plates , BRANDplates Strip plates and inserts , Labware , Manufacturer Browser |  | pkg of (individually wrapped),BRAND, 782821,PC membrane,cellGrade ™ plus,1.0 μm | , |  |  | pkg of (individually wrapped),BRAND, 782821,PC membrane,cellGrade ™ plus,1.0 μm
,PC membrane, size 0.4 μm,,,,, | BR782802 |  | Aldrich | BRAND ® insert system: 6-well BRANDplates ® incl. 6 insert strips |  | ,,,, | BRAND , BRAND Multiwell plates , BRANDplates Strip plates and inserts , Labware , Manufacturer Browser |  | pkg of (5 plates with lid (30 Insert Strips)),BRAND, 782802,PC membrane,cellGrade ™ plus,0.4 μm | , |  |  | pkg of (5 plates with lid (30 Insert Strips)),BRAND, 782802,PC membrane,cellGrade ™ plus,0.4 μm
,PC membrane, size 3.0 μm,,,,, | BR782842 |  | Aldrich | BRAND ® insert system: 6-well BRANDplates ® incl. 6 insert strips |  | ,,,, | BRAND , BRAND Multiwell plates , BRANDplates Strip plates and inserts , Labware , Manufacturer Browser |  | pkg of (5 plates with lid (30 Insert Strips)),BRAND, 782842,PC membrane,cellGrade ™ plus,3.0 μm | , |  |  | pkg of (5 plates with lid (30 Insert Strips)),BRAND, 782842,PC membrane,cellGrade ™ plus,3.0 μm
,PC membrane, size 8.0 μm,,,,, | BR782862 |  | Aldrich | BRAND ® insert system: 6-well BRANDplates ® incl. 6 insert strips |  | ,,,, | BRAND , BRAND Multiwell plates , BRANDplates Strip plates and inserts , Labware , Manufacturer Browser |  | pkg of (5 plates with lid (30 Insert Strips)),BRAND, 782862,PC membrane,cellGrade ™ plus,8.0 μm | , |  |  | pkg of (5 plates with lid (30 Insert Strips)),BRAND, 782862,PC membrane,cellGrade ™ plus,8.0 μm
,PC membrane, size 1.0 μm,,,,, | BR782822 |  | Aldrich | BRAND ® insert system: 6-well BRANDplates ® incl. 6 insert strips |  | ,,,, | BRAND , BRAND Multiwell plates , BRANDplates Strip plates and inserts , Labware , Manufacturer Browser |  | pkg of (5 plates with lid (30 Insert Strips)),BRAND, 782822,PC membrane,cellGrade ™ plus,1.0 μm | , |  |  | pkg of (5 plates with lid (30 Insert Strips)),BRAND, 782822,PC membrane,cellGrade ™ plus,1.0 μm
,PET membrane, size 3.0 μm,,,,, | BR782852 |  | Aldrich | BRAND ® insert system: 6-well BRANDplates ® incl. 6 insert strips |  | ,,,, | BRAND , BRAND Multiwell plates , BRANDplates Strip plates and inserts , Labware , Manufacturer Browser |  | pkg of (5 plates with lid (30 Insert Strips)),BRAND, 782852,PET membrane,cellGrade ™ plus,3.0 μm | , |  |  | pkg of (5 plates with lid (30 Insert Strips)),BRAND, 782852,PET membrane,cellGrade ™ plus,3.0 μm
,PET membrane, size 8.0 μm,,,,, | BR782872 |  | Aldrich | BRAND ® insert system: 6-well BRANDplates ® incl. 6 insert strips |  | ,,,, | BRAND , BRAND Multiwell plates , BRANDplates Strip plates and inserts , Labware , Manufacturer Browser |  | pkg of (5 plates with lid (30 Insert Strips)),BRAND, 782872,PET membrane,cellGrade ™ plus,8.0 μm | , |  |  | pkg of (5 plates with lid (30 Insert Strips)),BRAND, 782872,PET membrane,cellGrade ™ plus,8.0 μm
,PET membrane, size 1.0 μm,,,,, | BR782832 |  | Aldrich | BRAND ® insert system: 6-well BRANDplates ® incl. 6 insert strips |  | ,,,, | BRAND , BRAND Multiwell plates , BRANDplates Strip plates and inserts , Labware , Manufacturer Browser |  | pkg of (5 plates with lid (30 Insert Strips)),BRAND, 782832,PET membrane,cellGrade ™ plus,1.0 μm | , |  |  | pkg of (5 plates with lid (30 Insert Strips)),BRAND, 782832,PET membrane,cellGrade ™ plus,1.0 μm
,PET membrane, size 0.4 μm,,,,, | BR782812 |  | Aldrich | BRAND ® insert system: 6-well BRANDplates ® incl. 6 insert strips |  | ,,,, | BRAND , BRAND Multiwell plates , BRANDplates Strip plates and inserts , Labware , Manufacturer Browser |  | pkg of (5 plates with lid (30 Insert Strips)),BRAND, 782812,PET membrane,cellGrade ™ plus,0.4 μm | , |  |  | pkg of (5 plates with lid (30 Insert Strips)),BRAND, 782812,PET membrane,cellGrade ™ plus,0.4 μm
,Inlet Opening System, PC membrane, size 0.4 μm,,,,, | BR782803 |  | Aldrich | BRAND ® insert system: 6-well BRANDplates ® , Inlet Opening System |  | ,,,, | BRAND , BRAND Multiwell plates , BRANDplates Strip plates and inserts , Labware , Manufacturer Browser |  | pkg of (5 plates with lid (30 Insert Strips)),BRAND, 782803,PC membrane,cellGrade ™ plus,0.4 μm | , |  |  | pkg of (5 plates with lid (30 Insert Strips)),BRAND, 782803,PC membrane,cellGrade ™ plus,0.4 μm
,Inlet Opening System, PC membrane, size 1.0 μm,,,,, | BR782823 |  | Aldrich | BRAND ® insert system: 6-well BRANDplates ® , Inlet Opening System |  | ,,,, | BRAND , BRAND Multiwell plates , BRANDplates Strip plates and inserts , Labware , Manufacturer Browser |  | pkg of (5 plates with lid (30 Insert Strips)),BRAND, 782823,PC membrane,cellGrade ™ plus,1.0 μm | , |  |  | pkg of (5 plates with lid (30 Insert Strips)),BRAND, 782823,PC membrane,cellGrade ™ plus,1.0 μm
,Inlet Opening System, PC membrane, size 3.0 μm,,,,, | BR782843 |  | Aldrich | BRAND ® insert system: 6-well BRANDplates ® , Inlet Opening System |  | ,,,, | BRAND , BRAND Multiwell plates , BRANDplates Strip plates and inserts , Labware , Manufacturer Browser |  | pkg of (5 plates with lid (30 Insert Strips)),BRAND, 782843,PC membrane,cellGrade ™ plus,3.0 μm | , |  |  | pkg of (5 plates with lid (30 Insert Strips)),BRAND, 782843,PC membrane,cellGrade ™ plus,3.0 μm
,Inlet Opening System, PET membrane, size 1.0 μm,,,,, | BR782833 |  | Aldrich | BRAND ® insert system: 6-well BRANDplates ® , Inlet Opening System |  | ,,,, | BRAND , BRAND Multiwell plates , BRANDplates Strip plates and inserts , Labware , Manufacturer Browser |  | pkg of (5 plates with lid (30 Insert Strips)),BRAND, 782833,PET membrane,cellGrade ™ plus,1.0 μm | , |  |  | pkg of (5 plates with lid (30 Insert Strips)),BRAND, 782833,PET membrane,cellGrade ™ plus,1.0 μm
,Inlet Opening System, PET membrane, size 0.4 μm,,,,, | BR782813 |  | Aldrich | BRAND ® insert system: 6-well BRANDplates ® , Inlet Opening System |  | ,,,, | BRAND , BRAND Multiwell plates , BRANDplates Strip plates and inserts , Labware , Manufacturer Browser |  | pkg of (5 plates with lid (30 Insert Strips)),BRAND, 782813,PET membrane,cellGrade ™ plus,0.4 μm | , |  |  | pkg of (5 plates with lid (30 Insert Strips)),BRAND, 782813,PET membrane,cellGrade ™ plus,0.4 μm
,Inlet Opening System, PET membrane, size 3.0 μm,,,,, | BR782853 |  | Aldrich | BRAND ® insert system: 6-well BRANDplates ® , Inlet Opening System |  | ,,,, | BRAND , BRAND Multiwell plates , BRANDplates Strip plates and inserts , Labware , Manufacturer Browser |  | pkg of (5 plates with lid (30 Insert Strips)),BRAND, 782853,PET membrane,cellGrade ™ plus,3.0 μm | , |  |  | pkg of (5 plates with lid (30 Insert Strips)),BRAND, 782853,PET membrane,cellGrade ™ plus,3.0 μm
,Inlet Opening System, PET membrane, size 8.0 μm,,,,, | BR782873 |  | Aldrich | BRAND ® insert system: 6-well BRANDplates ® , Inlet Opening System |  | ,,,, | BRAND , BRAND Multiwell plates , BRANDplates Strip plates and inserts , Labware , Manufacturer Browser |  | pkg of (5 plates with lid (30 Insert Strips)),BRAND, 782873,PET membrane,cellGrade ™ plus,8.0 μm | , |  |  | pkg of (5 plates with lid (30 Insert Strips)),BRAND, 782873,PET membrane,cellGrade ™ plus,8.0 μm
,Inlet Opening System, PC membrane, size 8.0 μm,,,,, | BR782863 |  | Aldrich | BRAND ® insert system: 6-well BRANDplates ® , Inlet Opening System |  | ,,,, | BRAND , BRAND Multiwell plates , BRANDplates Strip plates and inserts , Labware , Manufacturer Browser |  | pkg of (5 plates with lid (30 Insert Strips)),BRAND, 782863,PC membrane,cellGrade ™ plus,8.0 μm | , |  |  | pkg of (5 plates with lid (30 Insert Strips)),BRAND, 782863,PC membrane,cellGrade ™ plus,8.0 μm
,size 96 wells, 12xF8, HB, dividable: No,,,,, | BR782305 |  | Aldrich | BRAND ® strip plates |  | ,,,, | BRAND , BRAND Multiwell plates , BRANDplates Strip plates and inserts , Labware , Manufacturer Browser |  | immunoGrade,BRAND, 782305,dividable: No,pkg of (4 bags of 25),96 wells | , |  |  | immunoGrade,BRAND, 782305,dividable: No,pkg of (4 bags of 25),96 wells
,size 96 wells, 12xF8, HB, dividable,,,,, | BR782306 |  | Aldrich | BRAND ® strip plates |  | ,,,, | BRAND , BRAND Multiwell plates , BRANDplates Strip plates and inserts , Labware , Manufacturer Browser |  | immunoGrade,BRAND, 782306,dividable,pkg of (4 bags of 25),96 wells | , |  |  | immunoGrade,BRAND, 782306,dividable,pkg of (4 bags of 25),96 wells
,size 96 wells, 12xF8, MB, dividable,,,,, | BR782301 |  | Aldrich | BRAND ® strip plates |  | ,,,, | BRAND , BRAND Multiwell plates , BRANDplates Strip plates and inserts , Labware , Manufacturer Browser |  | pureGrade,BRAND, 782301,dividable,pkg of (4 bags of 25),96 wells | , |  |  | pureGrade,BRAND, 782301,dividable,pkg of (4 bags of 25),96 wells
,size 96 wells, 12xF8, MB, dividable: No,,,,, | BR782300 |  | Aldrich | BRAND ® strip plates |  | ,,,, | BRAND , BRAND Multiwell plates , BRANDplates Strip plates and inserts , Labware , Manufacturer Browser |  | pureGrade,BRAND, 782300,dividable: No,pkg of (4 bags of 25),96 wells | , |  |  | pureGrade,BRAND, 782300,dividable: No,pkg of (4 bags of 25),96 wells
,full skirt, clear, cut corner A12, H12,,,,, | BR781345 |  | Aldrich | BRAND ® 384-well PCR plate |  | ,,,, | BRAND , BRAND 384-well plates , BRAND Multiwell plates , BRAND PCR plates , Labware , Manufacturer Browser , Molecular Biology Supplies , PCR (Polymerase Chain Reaction) Supplies , PCR Plates |  | clear,pack of 50 ea,polypropylene,full skirt,BRAND, 781345 | , |  |  | clear,pack of 50 ea,polypropylene,full skirt,BRAND, 781345
,full skirt, cut corner A12, H12, white,,,,, | BR781358 |  | Aldrich | BRAND ® 384-well PCR plate |  | ,,,, | BRAND , BRAND 384-well plates , BRAND Multiwell plates , BRAND PCR plates , Labware , Manufacturer Browser , Molecular Biology Supplies , PCR (Polymerase Chain Reaction) Supplies , PCR Plates |  | white,BRAND, 781358,D-Nase/R-Nase, DNA-free, suitable for qPCR,polypropylene,full skirt, cut corner A12, H12,pack of 50 ea | , |  |  | white,BRAND, 781358,D-Nase/R-Nase, DNA-free, suitable for qPCR,polypropylene,full skirt, cut corner A12, H12,pack of 50 ea
,full skirt, cut corner A12, thin-walled, rigid plate, clear,,,,, | BR781348 |  | Aldrich | BRAND ® 384-well PCR plate |  | ,,,, | BRAND , BRAND 384-well plates , BRAND Multiwell plates , BRAND PCR plates , Labware , Manufacturer Browser , Molecular Biology Supplies , PCR (Polymerase Chain Reaction) Supplies , PCR Plates |  | thin-walled, rigid plate,BRAND, 781348,clear,polypropylene,full skirt, cut corner A12,pack of 50 ea | , |  |  | thin-walled, rigid plate,BRAND, 781348,clear,polypropylene,full skirt, cut corner A12,pack of 50 ea
,full skirt, cut corner A12, clear,,,,, | BR781347 |  | Aldrich | BRAND ® 384-well PCR plate |  | ,,,, | BRAND , BRAND 384-well plates , BRAND Multiwell plates , BRAND PCR plates , Labware , Manufacturer Browser , Molecular Biology Supplies , PCR (Polymerase Chain Reaction) Supplies , PCR Plates |  | clear,BRAND, 781347,D-Nase/R-Nase, DNA-free, suitable for qPCR,polypropylene,full skirt, cut corner A12,pack of 50 ea | , |  |  | clear,BRAND, 781347,D-Nase/R-Nase, DNA-free, suitable for qPCR,polypropylene,full skirt, cut corner A12,pack of 50 ea
,no skirt, white,,,,, | BR781412 |  | Aldrich | BRAND ® 24-well PCR plate |  | ,,,, | BRAND , BRAND Multiwell plates , BRAND PCR plates , Labware , Manufacturer Browser , Molecular Biology Supplies , PCR (Polymerase Chain Reaction) Supplies , PCR Plates |  | white,BRAND, 781412,D-Nase/R-Nase, DNA-free, suitable for qPCR,polypropylene,0.2 mL,no skirt,pack of 40 ea | , |  |  | white,BRAND, 781412,D-Nase/R-Nase, DNA-free, suitable for qPCR,polypropylene,0.2 mL,no skirt,pack of 40 ea
,no skirt, thin-walled, flexible, clear,,,,, | BR781411 |  | Aldrich | BRAND ® 24-well PCR plate |  | ,,,, | BRAND , BRAND Multiwell plates , BRAND PCR plates , Labware , Manufacturer Browser , Molecular Biology Supplies , PCR (Polymerase Chain Reaction) Supplies , PCR Plates |  | thin-walled, flexible, clear,BRAND, 781411,D-Nase/R-Nase, DNA-free, suitable for qPCR,polypropylene,0.2 mL,no skirt,pack of 40 ea | , |  |  | thin-walled, flexible, clear,BRAND, 781411,D-Nase/R-Nase, DNA-free, suitable for qPCR,polypropylene,0.2 mL,no skirt,pack of 40 ea
,non-skirted, clear, cut corner H12, standard profile,,,,, | BR781350 |  | Aldrich | BRAND ® 96-well PCR plate |  | ,,,, | BRAND , BRAND 96-well plates , BRAND Multiwell plates , BRAND PCR plates , Labware , Manufacturer Browser , Molecular Biology Supplies , PCR (Polymerase Chain Reaction) Supplies , PCR Plates |  | standard profile,BRAND, 781350,D-Nase/R-Nase, DNA-free, suitable for qPCR,polypropylene,blue coding,pack of 50 ea | , |  |  | standard profile,BRAND, 781350,D-Nase/R-Nase, DNA-free, suitable for qPCR,polypropylene,blue coding,pack of 50 ea
,non-skirted, clear, cut corner A12, standard profile,,,,, | BR781368 |  | Aldrich | BRAND ® 96-well PCR plate |  | ,,,, | BRAND , BRAND 96-well plates , BRAND Multiwell plates , BRAND PCR plates , Labware , Manufacturer Browser , Molecular Biology Supplies , PCR (Polymerase Chain Reaction) Supplies , PCR Plates |  | standard profile,BRAND, 781368,D-Nase/R-Nase, DNA-free, suitable for qPCR,polypropylene,blue coding,pack of 50 ea | , |  |  | standard profile,BRAND, 781368,D-Nase/R-Nase, DNA-free, suitable for qPCR,polypropylene,blue coding,pack of 50 ea
,non-skirted, white, cut corner A12, standard profile,,,,, | BR781369 |  | Aldrich | BRAND ® 96-well PCR plate |  | ,,,, | BRAND , BRAND 96-well plates , BRAND Multiwell plates , BRAND PCR plates , Labware , Manufacturer Browser , Molecular Biology Supplies , PCR (Polymerase Chain Reaction) Supplies , PCR Plates |  | standard profile,BRAND, 781369,D-Nase/R-Nase, DNA-free, suitable for qPCR,polypropylene,blue coding,pack of 50 ea | , |  |  | standard profile,BRAND, 781369,D-Nase/R-Nase, DNA-free, suitable for qPCR,polypropylene,blue coding,pack of 50 ea
,semi-skirted, clear, cut corner A12, low profile,,,,, | BR781371 |  | Aldrich | BRAND ® 96-well PCR plate |  | ,,,, | BRAND , BRAND 96-well plates , BRAND Multiwell plates , BRAND PCR plates , Labware , Manufacturer Browser , Molecular Biology Supplies , PCR (Polymerase Chain Reaction) Supplies , PCR Plates |  | low profile,BRAND, 781371,D-Nase/R-Nase, DNA-free, suitable for qPCR,polypropylene,blue coding,pack of 50 ea | , |  |  | low profile,BRAND, 781371,D-Nase/R-Nase, DNA-free, suitable for qPCR,polypropylene,blue coding,pack of 50 ea
,semi-skirted, raised skirt, clear, cut corner A1, low profile,,,,, | BR781373 |  | Aldrich | BRAND ® 96-well PCR plate |  | ,,,, | BRAND , BRAND 96-well plates , BRAND Multiwell plates , BRAND PCR plates , Labware , Manufacturer Browser , Molecular Biology Supplies , PCR (Polymerase Chain Reaction) Supplies , PCR Plates |  | low profile,BRAND, 781373,D-Nase/R-Nase, DNA-free, suitable for qPCR,polypropylene,blue coding,pack of 50 ea | , |  |  | low profile,BRAND, 781373,D-Nase/R-Nase, DNA-free, suitable for qPCR,polypropylene,blue coding,pack of 50 ea
,semi-skirted, clear, cut corner A1, low profile,,,,, | BR781374 |  | Aldrich | BRAND ® 96-well PCR plate |  | ,,,, | BRAND , BRAND 96-well plates , BRAND Multiwell plates , BRAND PCR plates , Labware , Manufacturer Browser , Molecular Biology Supplies , PCR (Polymerase Chain Reaction) Supplies , PCR Plates |  | low profile,BRAND, 781374,D-Nase/R-Nase, DNA-free, suitable for qPCR,polypropylene,blue coding,pack of 50 ea | , |  |  | low profile,BRAND, 781374,D-Nase/R-Nase, DNA-free, suitable for qPCR,polypropylene,blue coding,pack of 50 ea
,semi-skirted, clear, cut corner A12, standard profile,,,,, | BR781375 |  | Aldrich | BRAND ® 96-well PCR plate |  | ,,,, | BRAND , BRAND 96-well plates , BRAND Multiwell plates , BRAND PCR plates , Labware , Manufacturer Browser , Molecular Biology Supplies , PCR (Polymerase Chain Reaction) Supplies , PCR Plates |  | standard profile,BRAND, 781375,D-Nase/R-Nase, DNA-free, suitable for qPCR,polypropylene,blue coding,pack of 50 ea | , |  |  | standard profile,BRAND, 781375,D-Nase/R-Nase, DNA-free, suitable for qPCR,polypropylene,blue coding,pack of 50 ea
,semi-skirted, clear, cut corner A1, standard profile,,,,, | BR781400 |  | Aldrich | BRAND ® 96-well PCR plate |  | ,,,, | BRAND , BRAND 96-well plates , BRAND Multiwell plates , BRAND PCR plates , Labware , Manufacturer Browser , Molecular Biology Supplies , PCR (Polymerase Chain Reaction) Supplies , PCR Plates |  | standard profile,BRAND, 781400,D-Nase/R-Nase, DNA-free, suitable for qPCR,polypropylene,blue coding,pack of 50 ea | , |  |  | standard profile,BRAND, 781400,D-Nase/R-Nase, DNA-free, suitable for qPCR,polypropylene,blue coding,pack of 50 ea
,semi-skirted, white, cut corner A1, standard profile,,,,, | BR781357 |  | Aldrich | BRAND ® 96-well PCR plate |  | ,,,, | BRAND , BRAND 96-well plates , BRAND Multiwell plates , BRAND PCR plates , Labware , Manufacturer Browser , Molecular Biology Supplies , PCR (Polymerase Chain Reaction) Supplies , PCR Plates |  | standard profile,BRAND, 781357,D-Nase/R-Nase, DNA-free, suitable for qPCR,polypropylene,blue coding,pack of 50 ea | , |  |  | standard profile,BRAND, 781357,D-Nase/R-Nase, DNA-free, suitable for qPCR,polypropylene,blue coding,pack of 50 ea
,semi-skirted, white, cut corner H12, low profile,,,,, | BR781364 |  | Aldrich | BRAND ® 96-well PCR plate |  | ,,,, | BRAND , BRAND 96-well plates , BRAND Multiwell plates , BRAND PCR plates , Labware , Manufacturer Browser , Molecular Biology Supplies , PCR (Polymerase Chain Reaction) Supplies , PCR Plates |  | low profile,BRAND, 781364,D-Nase/R-Nase, DNA-free, suitable for qPCR,polypropylene,black coding,pack of 50 ea | , |  |  | low profile,BRAND, 781364,D-Nase/R-Nase, DNA-free, suitable for qPCR,polypropylene,black coding,pack of 50 ea
,semi-skirted, white, cut corner H12, for LightCycler ®,,,,, | BR781365 |  | Aldrich | BRAND ® 96-well PCR plate |  | ,,,, | BRAND , BRAND 96-well plates , BRAND Multiwell plates , BRAND PCR plates , Labware , Manufacturer Browser , Molecular Biology Supplies , PCR (Polymerase Chain Reaction) Supplies , PCR Plates |  | for LightCycler ®,BRAND, 781365,D-Nase/R-Nase, DNA-free, suitable for qPCR,polypropylene,black coding,pack of 50 ea | , |  |  | for LightCycler ®,BRAND, 781365,D-Nase/R-Nase, DNA-free, suitable for qPCR,polypropylene,black coding,pack of 50 ea
,non-skirted, white, cut corner H12, low profile,,,,, | BR781367 |  | Aldrich | BRAND ® 96-well PCR plate |  | ,,,, | BRAND , BRAND 96-well plates , BRAND Multiwell plates , BRAND PCR plates , Labware , Manufacturer Browser , Molecular Biology Supplies , PCR (Polymerase Chain Reaction) Supplies , PCR Plates |  | low profile,BRAND, 781367,D-Nase/R-Nase, DNA-free, suitable for qPCR,polypropylene,blue coding,pack of 50 ea | , |  |  | low profile,BRAND, 781367,D-Nase/R-Nase, DNA-free, suitable for qPCR,polypropylene,blue coding,pack of 50 ea
,semi-skirted, white, cut corner A12, low profile,,,,, | BR781372 |  | Aldrich | BRAND ® 96-well PCR plate |  | ,,,, | BRAND , BRAND 96-well plates , BRAND Multiwell plates , BRAND PCR plates , Labware , Manufacturer Browser , Molecular Biology Supplies , PCR (Polymerase Chain Reaction) Supplies , PCR Plates |  | low profile,BRAND, 781372,D-Nase/R-Nase, DNA-free, suitable for qPCR,polypropylene,blue coding,pack of 50 ea | , |  |  | low profile,BRAND, 781372,D-Nase/R-Nase, DNA-free, suitable for qPCR,polypropylene,blue coding,pack of 50 ea
,semi-skirted, white, cut corner A12, standard profile,,,,, | BR781376 |  | Aldrich | BRAND ® 96-well PCR plate |  | ,,,, | BRAND , BRAND 96-well plates , BRAND Multiwell plates , BRAND PCR plates , Labware , Manufacturer Browser , Molecular Biology Supplies , PCR (Polymerase Chain Reaction) Supplies , PCR Plates |  | standard profile,BRAND, 781376,D-Nase/R-Nase, DNA-free, suitable for qPCR,polypropylene,blue coding,pack of 50 ea | , |  |  | standard profile,BRAND, 781376,D-Nase/R-Nase, DNA-free, suitable for qPCR,polypropylene,blue coding,pack of 50 ea
,non-skirted, clear, cut corner H12, low profile,,,,, | BR781366 |  | Aldrich | BRAND ® 96-well PCR plate |  | ,,,, | BRAND , BRAND 96-well plates , BRAND Multiwell plates , BRAND PCR plates , Labware , Manufacturer Browser , Molecular Biology Supplies , PCR (Polymerase Chain Reaction) Supplies , PCR Plates |  | low profile,BRAND, 781366,D-Nase/R-Nase, DNA-free, suitable for qPCR,polypropylene,blue coding,pack of 50 ea | , |  |  | low profile,BRAND, 781366,D-Nase/R-Nase, DNA-free, suitable for qPCR,polypropylene,blue coding,pack of 50 ea
,non-skirted, white, cut corner H12, standard profile,,,,, | BR781354 |  | Aldrich | BRAND ® 96-well PCR plate |  | ,,,, | BRAND , BRAND 96-well plates , BRAND Multiwell plates , BRAND PCR plates , Labware , Manufacturer Browser , Molecular Biology Supplies , PCR (Polymerase Chain Reaction) Supplies , PCR Plates |  | standard profile,BRAND, 781354,D-Nase/R-Nase, DNA-free, suitable for qPCR,polypropylene,blue coding,pack of 50 ea | , |  |  | standard profile,BRAND, 781354,D-Nase/R-Nase, DNA-free, suitable for qPCR,polypropylene,blue coding,pack of 50 ea
,no skirt, white,,,,, | BR781416 |  | Aldrich | BRAND ® 48-well PCR plates |  | ,,,, | BRAND , BRAND Multiwell plates , BRAND PCR plates , Labware , Manufacturer Browser , Molecular Biology Supplies , PCR (Polymerase Chain Reaction) Supplies , PCR Plates |  | white,BRAND, 781416,D-Nase/R-Nase, DNA-free, suitable for qPCR,polypropylene,no skirt,pack of 20 ea | , |  |  | white,BRAND, 781416,D-Nase/R-Nase, DNA-free, suitable for qPCR,polypropylene,no skirt,pack of 20 ea
,no skirt, thin-walled, flexible, clear,,,,, | BR781415 |  | Aldrich | BRAND ® 48-well PCR plates |  | ,,,, | BRAND , BRAND Multiwell plates , BRAND PCR plates , Labware , Manufacturer Browser , Molecular Biology Supplies , PCR (Polymerase Chain Reaction) Supplies , PCR Plates |  | thin-walled, flexible,BRAND, 781415,D-Nase/R-Nase, DNA-free, suitable for qPCR,polypropylene,no skirt,pack of 20 ea,0.2 mL | , |  |  | thin-walled, flexible,BRAND, 781415,D-Nase/R-Nase, DNA-free, suitable for qPCR,polypropylene,no skirt,pack of 20 ea,0.2 mL
,white, cut corner A12, low profile,,,,, | BR781378 |  | Aldrich | BRAND ® 96-well PCR plate, skirted |  | ,,,, | BRAND , BRAND 96-well plates , BRAND Multiwell plates , BRAND PCR plates , Labware , Manufacturer Browser , Molecular Biology Supplies , PCR (Polymerase Chain Reaction) Supplies , PCR Plates |  | low profile,BRAND, 781378,D-Nase/R-Nase, DNA-free, suitable for qPCR,polypropylene,black coding,pack of 50 ea | , |  |  | low profile,BRAND, 781378,D-Nase/R-Nase, DNA-free, suitable for qPCR,polypropylene,black coding,pack of 50 ea
,clear, cut corner A12, low profile,,,,, | BR781377 |  | Aldrich | BRAND ® 96-well PCR plate, skirted |  | ,,,, | BRAND , BRAND 96-well plates , BRAND Multiwell plates , BRAND PCR plates , Labware , Manufacturer Browser , Molecular Biology Supplies , PCR (Polymerase Chain Reaction) Supplies , PCR Plates |  | low profile,BRAND, 781377,D-Nase/R-Nase, DNA-free, suitable for qPCR,polypropylene,black coding,pack of 50 ea | , |  |  | low profile,BRAND, 781377,D-Nase/R-Nase, DNA-free, suitable for qPCR,polypropylene,black coding,pack of 50 ea
,plate size 96 wells, with condensation rings,,,,, | BR782150 |  | Aldrich | BRAND ® lids for microplates BRAND ® plates |  | ,,,, | BRAND , BRAND 96-well plates , BRAND Multiwell plates , BRAND microplate seals and lids , Labware , Manufacturer Browser |  | pack of 100 ea,pack of 100 ea,96 wells,BRAND, 782150 | , |  |  | pack of 100 ea,pack of 100 ea,96 wells,BRAND, 782150
,plate size 1536 wells, without condensation rings,,,,, | BR782153 |  | Aldrich | BRAND ® lids for microplates BRAND ® plates |  | ,,,, | BRAND , BRAND Multiwell plates , BRAND microplate seals and lids , Labware , Manufacturer Browser |  | pack of 50 EA,pack of 50 ea,1536 wells,BRAND, 782153 | , |  |  | pack of 50 EA,pack of 50 ea,1536 wells,BRAND, 782153
,96-well plates transp. bottom / 384-well plates, without condensation rings,,,,, | BR782152 |  | Aldrich | BRAND ® lids for microplates BRAND ® plates |  | ,,,, | BRAND , BRAND 384-well plates , BRAND Multiwell plates , BRAND microplate seals and lids , Labware , Manufacturer Browser |  | pack of 50 EA,pack of 50 ea,BRAND, 782152 | , |  |  | pack of 50 EA,pack of 50 ea,BRAND, 782152
,plate size 96 wells, without condensation rings,,,,, | BR782151 |  | Aldrich | BRAND ® lids for microplates BRAND ® plates |  | ,,,, | BRAND , BRAND 384-well plates , BRAND 96-well plates , BRAND Multiwell plates , BRAND microplate seals and lids , Labware , Manufacturer Browser |  | pack of 100 ea,pack of 100 ea,96 wells,BRAND, 782151 | , |  |  | pack of 100 ea,pack of 100 ea,96 wells,BRAND, 782151
,volume 0.5 mL,,,,, | BR701358 |  | Aldrich | BRAND ® mat cover for deep well plate |  | ,,,, | BRAND , BRAND Multiwell plates , BRAND microplate seals and lids , Labware , Manufacturer Browser |  | 0.5 mL,BRAND, 701358,non-sterile | , |  |  | 0.5 mL,BRAND, 701358,non-sterile
,volume 1.1 mL,,,,, | BR701360 |  | Aldrich | BRAND ® mat cover for deep well plate |  | ,,,, | BRAND , BRAND Multiwell plates , BRAND microplate seals and lids , Labware , Manufacturer Browser |  | 1.1 mL,BRAND, 701360,non-sterile | , |  |  | 1.1 mL,BRAND, 701360,non-sterile
,volume 2.2 mL,,,,, | BR701362 |  | Aldrich | BRAND ® mat cover for deep well plate |  | ,,,, | BRAND , BRAND Multiwell plates , BRAND microplate seals and lids , Labware , Manufacturer Browser |  | 2.2 mL,BRAND, 701362,non-sterile | , |  |  | 2.2 mL,BRAND, 701362,non-sterile
,silicone,,,,, | BR781408 |  | Aldrich | BRAND ® PCR sealing mat for 384-well plates |  | ,,,, | Accessories , BRAND , BRAND 384-well plates , BRAND Multiwell plates , BRAND PCR , BRAND microplate seals and lids , Labware , Manufacturer Browser |  | BRAND, 781408,silicone | , |  |  | BRAND, 781408,silicone
,TPE,,,,, | BR781402 |  | Aldrich | BRAND ® PCR sealing mat for 24-well plates |  | ,,,, | Accessories , BRAND , BRAND Multiwell plates , BRAND PCR , BRAND microplate seals and lids , Labware , Manufacturer Browser |  | BRAND, 781402,TPE | , |  |  | BRAND, 781402,TPE
,TPE,,,,, | BR781403 |  | Aldrich | BRAND ® PCR sealing mat for 48-well plates |  | ,,,, | Accessories , BRAND , BRAND Multiwell plates , BRAND PCR , BRAND microplate seals and lids , Labware , Manufacturer Browser |  | BRAND, 781403,TPE | , |  |  | BRAND, 781403,TPE
,TPE,,,,, | BR781405 |  | Aldrich | BRAND ® PCR TPA sealing mat for 96-well plates |  | ,,,, | Accessories , BRAND , BRAND 96-well plates , BRAND Multiwell plates , BRAND PCR , BRAND microplate seals and lids , Labware , Manufacturer Browser |  | BRAND, 781405,TPE | , |  |  | BRAND, 781405,TPE
,,,,,, | BR701380 |  | Aldrich | BRAND ® roller, hard rubber |  | ,,,, | Accessories , BRAND , BRAND Multiwell plates , BRAND PCR , BRAND microplate seals and lids , Labware , Manufacturer Browser |  | BRAND, 701380 | , |  |  | BRAND, 701380
,self-adhesive, suitable for (for automation), polypropylene,,,,, | BR701370 |  | Aldrich | BRAND ® sealing film for microplates |  | ,,,, | BRAND , BRAND Multiwell plates , BRAND microplate seals and lids , Labware , Manufacturer Browser |  | BRAND, 701370,polypropylene,suitable for (for automation),self-adhesive | , |  |  | BRAND, 701370,polypropylene,suitable for (for automation),self-adhesive
,self-adhesive, suitable for (PCR), polypropylene,,,,, | BR781390 |  | Aldrich | BRAND ® sealing film for microplates |  | ,,,, | Accessories , BRAND , BRAND Multiwell plates , BRAND PCR , BRAND microplate seals and lids , Labware , Manufacturer Browser |  | BRAND, 781390,polypropylene,suitable for (PCR),self-adhesive | , |  |  | BRAND, 781390,polypropylene,suitable for (PCR),self-adhesive
,self-adhesive, gas permeable, suitable for (for cell and tissue culture),,,,, | BR701364 |  | Aldrich | BRAND ® sealing film for microplates |  | ,,,, | BRAND , BRAND Multiwell plates , BRAND microplate seals and lids , Labware , Manufacturer Browser |  | self-adhesive,BRAND, 701364,Rayon,suitable for (for cell and tissue culture),gas permeable | , |  |  | self-adhesive,BRAND, 701364,Rayon,suitable for (for cell and tissue culture),gas permeable
,self-adhesive, gas permeable, suitable for (for cell and tissue culture),,,,, | BR701365 |  | Aldrich | BRAND ® sealing film for microplates |  | ,,,, | BRAND , BRAND Multiwell plates , BRAND microplate seals and lids , Labware , Manufacturer Browser |  | self-adhesive,BRAND, 701365,Rayon,gas permeable,suitable for (for cell and tissue culture),sterile | , |  |  | self-adhesive,BRAND, 701365,Rayon,gas permeable,suitable for (for cell and tissue culture),sterile
,self-adhesive, suitable for (for cold storage), aluminum,,,,, | BR781380 |  | Aldrich | BRAND ® sealing film for microplates |  | ,,,, | BRAND , BRAND Multiwell plates , BRAND microplate seals and lids , Labware , Manufacturer Browser |  | pkg of (roll with 100 sheets),BRAND, 781380,aluminum,suitable for (for cold storage),self-adhesive | , |  |  | pkg of (roll with 100 sheets),BRAND, 781380,aluminum,suitable for (for cold storage),self-adhesive
,self-adhesive, suitable for (for cold storage), aluminum,,,,, | BR781381 |  | Aldrich | BRAND ® sealing film for microplates |  | ,,,, | BRAND , BRAND Multiwell plates , BRAND microplate seals and lids , Labware , Manufacturer Browser |  | BRAND, 781381,aluminum,suitable for (for cold storage),self-adhesive | , |  |  | BRAND, 781381,aluminum,suitable for (for cold storage),self-adhesive
,self-adhesive, suitable for (for luminescence measurement), vinyl,,,,, | BR701372 |  | Aldrich | BRAND ® sealing film for microplates |  | ,,,, | BRAND , BRAND Multiwell plates , BRAND microplate seals and lids , Labware , Manufacturer Browser |  | white,BRAND, 701372,vinyl,suitable for (for luminescence measurement),self-adhesive | , |  |  | white,BRAND, 701372,vinyl,suitable for (for luminescence measurement),self-adhesive
,self-adhesive, suitable for (real-time PCR), polyester,,,,, | BR781391 |  | Aldrich | BRAND ® sealing film for microplates |  | ,,,, | Accessories , BRAND , BRAND Multiwell plates , BRAND PCR , BRAND microplate seals and lids , Labware , Manufacturer Browser |  | BRAND, 781391,polyester,suitable for (real-time PCR),self-adhesive | , |  |  | BRAND, 781391,polyester,suitable for (real-time PCR),self-adhesive
,self-adhesive, suitable for (for storage/fluorescence measurement), vinyl,,,,, | BR701371 |  | Aldrich | BRAND ® sealing film for microplates |  | ,,,, | BRAND , BRAND Multiwell plates , BRAND microplate seals and lids , Labware , Manufacturer Browser |  | black,BRAND, 701371,vinyl,suitable for (for storage/fluorescence measurement),self-adhesive | , |  |  | black,BRAND, 701371,vinyl,suitable for (for storage/fluorescence measurement),self-adhesive
,DMSO-resistant, allows visual inspection,,,,, | BR701367 |  | Aldrich | BRAND ® sealing film for storage |  | ,,,, | BRAND , BRAND Multiwell plates , BRAND microplate seals and lids , Labware , Manufacturer Browser |  | pack of 100 ea,BRAND, 701367 | , |  |  | pack of 100 ea,BRAND, 701367
,,,,,, | BR701357 |  | Aldrich | BRAND ® silicone cover |  | ,,,, | BRAND , BRAND 384-well plates , BRAND Multiwell plates , BRAND microplate seals and lids , Labware , Manufacturer Browser |  | BRAND, 701357 | , |  |  | BRAND, 701357
,volume 0.3 mL, polypropylene,,,,, | BR701355 |  | Aldrich | BRAND ® 384-well plate, deep well |  | ,,,, | BRAND , BRAND 384-well plates , BRAND Multiwell plates , BRAND deep microplates , Labware , Manufacturer Browser |  | 0.3 mL,BRAND, 701355,polypropylene,non-sterile,alphanumeric identification system | , |  |  | 0.3 mL,BRAND, 701355,polypropylene,non-sterile,alphanumeric identification system
,volume 0.5 mL, polypropylene,,,,, | BR701346 |  | Aldrich | BRAND ® 96-well deep well plate, stackable |  | ,,,, | BRAND , BRAND 96-well plates , BRAND Multiwell plates , BRAND deep microplates , Labware , Manufacturer Browser |  | 0.5 mL,BRAND, 701346,polypropylene,non-sterile,alphanumeric identification system | , |  |  | 0.5 mL,BRAND, 701346,polypropylene,non-sterile,alphanumeric identification system
,volume 1.1 mL, polystyrene,,,,, | BR701352 |  | Aldrich | BRAND ® 96-well deep well plate, stackable |  | ,,,, | BRAND , BRAND 96-well plates , BRAND Multiwell plates , BRAND deep microplates , Labware , Manufacturer Browser |  | 1.1 mL,BRAND, 701352,polystyrene,non-sterile,alphanumeric identification system | , |  |  | 1.1 mL,BRAND, 701352,polystyrene,non-sterile,alphanumeric identification system
,volume 1.2 mL, polypropylene, low profile,,,,, | BR701340 |  | Aldrich | BRAND ® 96-well deep well plate, stackable |  | ,,,, | BRAND , BRAND 96-well plates , BRAND Multiwell plates , BRAND deep microplates , Labware , Manufacturer Browser |  | 1.2 mL,BRAND, 701340,polypropylene,non-sterile,alphanumeric identification system | , |  |  | 1.2 mL,BRAND, 701340,polypropylene,non-sterile,alphanumeric identification system
,volume 1.2 mL, polypropylene,,,,, | BR701350 |  | Aldrich | BRAND ® 96-well deep well plate, stackable |  | ,,,, | BRAND , BRAND 96-well plates , BRAND Multiwell plates , BRAND deep microplates , Labware , Manufacturer Browser |  | 1.2 mL,BRAND, 701350,polypropylene,non-sterile,alphanumeric identification system | , |  |  | 1.2 mL,BRAND, 701350,polypropylene,non-sterile,alphanumeric identification system
,volume 2.2 mL, polypropylene,,,,, | BR701354 |  | Aldrich | BRAND ® 96-well deep well plate, stackable |  | ,,,, | BRAND , BRAND 96-well plates , BRAND Multiwell plates , BRAND deep microplates , Labware , Manufacturer Browser |  | 2.2 mL,BRAND, 701354,polypropylene,non-sterile,alphanumeric identification system | , |  |  | 2.2 mL,BRAND, 701354,polypropylene,non-sterile,alphanumeric identification system
,volume 1.2 mL, polypropylene, elevated wells,,,,, | BR701342 |  | Aldrich | BRAND ® 96-well deep well plate, stackable |  | ,,,, | BRAND , BRAND 96-well plates , BRAND Multiwell plates , BRAND deep microplates , Labware , Manufacturer Browser |  | 1.2 mL,BRAND, 701342,polypropylene,non-sterile,alphanumeric identification system | , |  |  | 1.2 mL,BRAND, 701342,polypropylene,non-sterile,alphanumeric identification system
,bottom round, non-sterile,,,,, | BR701330 |  | Aldrich | BRAND ® 96-well microplate, U-bottom |  | ,,,, | BRAND , BRAND 96-well plates , BRAND Multiwell plates , Labware , Manufacturer Browser |  | polypropylene,pack of 100 ea,BRAND, 701330,bottom round,300 μL,non-sterile | , |  |  | polypropylene,pack of 100 ea,BRAND, 701330,bottom round,300 μL,non-sterile
,96 well plate, Carbo-BIND, polystyrene, flat bottom, clear, non-sterile, 50/cs,,,,, | CLS2507 |  | Sigma | Corning ® Carbo-BIND ™ 96 well plates |  | ,,,, | 96 Well Plates , Corning , Corning 96-Well Assay Plates , Corning 96-Well Microplates , Corning 96-Well Multiwell Plates , Corning Carbo-BIND Plate , Corning Microplates , Labware , Manufacturer Browser , Multiwell Plates |  | pack of 1,Corning, 2507,Carbo-BIND ™ surface treatment,clear,polystyrene,lid: No,360 μL,case of 50,suitable for (assays requiring site-directed orientation of a particular biomolecule),75-200 μL,non-sterile,96 wells | , |  |  | pack of 1,Corning, 2507,Carbo-BIND ™ surface treatment,clear,polystyrene,lid: No,360 μL,case of 50,suitable for (assays requiring site-directed orientation of a particular biomolecule),75-200 μL,non-sterile,96 wells
,96 well plate, 1 x 8 Stripwell 8-well strips, Carbo-Bind, polystyrene, flat bottom, clear, non-sterile, 50/cs,,,,, | CLS2508 |  | Sigma | Corning ® Carbo-Bind ™ 1 x 8 Stripwell ™ 96 well plates |  | ,,,, | 96 Well Plates , Corning , Corning 96-Well Multiwell Plates , Corning Carbo-BIND plate , Corning Microplates , Corning Stripwell Microplates , Labware , Manufacturer Browser , Multiwell Plates |  | pack of 1,Corning, 2508,Caro-BIND ™ surface treatment,clear,polystyrene,lid: No,360 μL,case of 50,suitable for ( in vitro diagnostic assays),75-200 μL,non-sterile,96 wells | , |  |  | pack of 1,Corning, 2508,Caro-BIND ™ surface treatment,clear,polystyrene,lid: No,360 μL,case of 50,suitable for ( in vitro diagnostic assays),75-200 μL,non-sterile,96 wells
,96 well plate, polystyrene, CellBIND surface, sterile, clear flat bottom, clear, w/lid, 50/cs,,,,, | CLS3300 |  | Sigma | Corning ® CellBIND ® 96 well plates |  | ,,,, | 96 Well Plates , Cell Culture Supplies , Cell Culture Surfaces , CellBind Surface , Corning , Corning 96-Well Culture Plates , Corning 96-Well Microplates , Corning 96-Well Multiwell Plates , Corning CellBIND 96 well plate , Corning Microplates , Labware , Manufacturer Browser , Multiwell Plates |  | pack of 5,Corning, 3300,CellBIND ® surface surface treatment,clear,flat bottom wells,lid,360 μL,case of 50,0.32 cm 2 (cell growth area),75-200 μL,sterile,96 wells | , |  |  | pack of 5,Corning, 3300,CellBIND ® surface surface treatment,clear,flat bottom wells,lid,360 μL,case of 50,0.32 cm 2 (cell growth area),75-200 μL,sterile,96 wells
,96 well plate, polystyrene, CellBIND surface, sterile, clear flat bottom, black, w/lid, 50/cs,,,,, | CLS3340 |  | Sigma | Corning ® CellBIND ® 96 well plates |  | ,,,, | 96 Well Plates , Cell Culture Supplies , Cell Culture Surfaces , CellBind Surface , Corning , Corning 96-Well Culture Plates , Corning 96-Well Microplates , Corning 96-Well Multiwell Plates , Corning CellBIND 96 well plate , Corning Microplates , Labware , Manufacturer Browser , Multiwell Plates |  | pack of 5,Corning, 3340,CellBIND ® surface surface treatment,black,flat bottom wells,lid,360 μL,case of 50,0.32 cm 2 (cell growth area),75-200 μL,sterile,96 wells | , |  |  | pack of 5,Corning, 3340,CellBIND ® surface surface treatment,black,flat bottom wells,lid,360 μL,case of 50,0.32 cm 2 (cell growth area),75-200 μL,sterile,96 wells
,CrystalEX 96 well plate, COC, hydrophilic-treated, round bottom, clear, nonsterile, 50/cs,,,,, | CLS3785 |  | Sigma | Corning ® CrystalEX ™ 96 well protein crystallization plates |  | ,,,, | 96 Well Plates , Corning , Corning 96-Well Microplates , Corning 96-Well Multiwell Plates , Corning 96-Well Protein Crystallization Plates , Corning Microplates , Labware , Manufacturer Browser , Multiwell Plates |  | pack of 25,Corning, 3785,hydrophilic-treated surface treatment,clear,cyclic olefin copolymer (COC),lid: No,10 μL , protein well volume,case of 50,suitable for (sitting-drop vapor diffusion high throughput protein crystallization),25-150 μL,210 μL,non-sterile,96 wells | , |  |  | pack of 25,Corning, 3785,hydrophilic-treated surface treatment,clear,cyclic olefin copolymer (COC),lid: No,10 μL , protein well volume,case of 50,suitable for (sitting-drop vapor diffusion high throughput protein crystallization),25-150 μL,210 μL,non-sterile,96 wells
,CrystalEX 96 well plate, COC, non-treated, round bottom, clear, nonsterile, 50/cs,,,,, | CLS3773 |  | Sigma | Corning ® CrystalEX ™ 96 well protein crystallization plates |  | ,,,, | 96 Well Plates , Corning , Corning 96-Well Microplates , Corning 96-Well Multiwell Plates , Corning 96-Well Protein Crystallization Plates , Corning Microplates , Labware , Manufacturer Browser , Multiwell Plates |  | pack of 10,Corning, 3773,non-treated surface treatment,clear,cyclic olefin copolymer (COC),lid: No,10 μL , protein well volume,case of 50,suitable for (sitting-drop vapor diffusion high throughput protein crystallization),25-150 μL,210 μL,non-sterile,96 wells | , |  |  | pack of 10,Corning, 3773,non-treated surface treatment,clear,cyclic olefin copolymer (COC),lid: No,10 μL , protein well volume,case of 50,suitable for (sitting-drop vapor diffusion high throughput protein crystallization),25-150 μL,210 μL,non-sterile,96 wells
,96 well plate, DNA-BIND, polystyrene, flat bottom, sterile, black, 50/cs,,,,, | CLS2498 |  | Sigma | Corning ® DNA-BIND ® 96 well plates |  | ,,,, | 96 Well Plates , Corning , Corning 96-Well DNA-BIND Plates , Corning 96-Well Microplates , Corning 96-Well Multiwell Plates , Corning Microplates , Labware , Manufacturer Browser , Multiwell Plates |  | pack of 1 (individually wrapped),Corning, 2498,DNA-BIND ® surface treatment,black,polystyrene,lid: No,360 μL,case of 50,suitable for (hybridization assays, amplification and other DNA-based assays),75-200 μL,non-sterile,96 wells | , |  |  | pack of 1 (individually wrapped),Corning, 2498,DNA-BIND ® surface treatment,black,polystyrene,lid: No,360 μL,case of 50,suitable for (hybridization assays, amplification and other DNA-based assays),75-200 μL,non-sterile,96 wells
,96 well plate, DNA-BIND, polystyrene, flat bottom, sterile, clear, 10/cs,,,,, | CLS2525 |  | Sigma | Corning ® DNA-BIND ® 96 well plates |  | ,,,, | 96 Well Plates , Corning , Corning 96-Well DNA-BIND Plates , Corning 96-Well Microplates , Corning 96-Well Multiwell Plates , Corning Microplates , Labware , Manufacturer Browser , Multiwell Plates |  | pack of 1 (individually wrapped),Corning, 2525,DNA-BIND ® surface treatment,clear,polystyrene,lid: No,360 μL,case of 10,suitable for (hybridization assays, amplification and other DNA-based assays),75-200 μL,non-sterile,96 wells | , |  |  | pack of 1 (individually wrapped),Corning, 2525,DNA-BIND ® surface treatment,clear,polystyrene,lid: No,360 μL,case of 10,suitable for (hybridization assays, amplification and other DNA-based assays),75-200 μL,non-sterile,96 wells
,96 well plate, DNA-BIND, polystyrene, flat bottom, sterile, clear, 50/cs,,,,, | CLS2505 |  | Sigma | Corning ® DNA-BIND ® 96 well plates |  | ,,,, | 96 Well Plates , Corning , Corning 96-Well DNA-BIND Plates , Corning 96-Well Microplates , Corning 96-Well Multiwell Plates , Corning Microplates , Labware , Manufacturer Browser , Multiwell Plates |  | pack of 1 (individually wrapped),Corning, 2505,DNA-BIND ® surface treatment,polystyrene,lid: No,360 μL,case of 50,suitable for (hybridization assays, amplification and other DNA-based assays),75-200 μL,non-sterile,96 wells | , |  |  | pack of 1 (individually wrapped),Corning, 2505,DNA-BIND ® surface treatment,polystyrene,lid: No,360 μL,case of 50,suitable for (hybridization assays, amplification and other DNA-based assays),75-200 μL,non-sterile,96 wells
,1 x 8 Stripwell; 96 well plate, DNA-BIND, polystyrene, flat bottom, non-sterile, clear, 50/cs,,,,, | CLS2506 |  | Sigma | Corning ® DNA-BIND ® 1 x 8 Stripwell ™ 96 well plates |  | ,,,, | 96 Well Plates , Corning , Corning 96-Well DNA-BIND Plates , Corning 96-Well Microplates , Corning 96-Well Multiwell Plates , Corning DNA-BIND surface multiwell plates , Corning Microplates , Corning Stripwell Microplates , Labware , Manufacturer Browser , Multiwell Plates |  | pack of 1,Corning, 2506,DNA-BIND ® surface treatment,clear,polystyrene,lid: No,50 μL,case of 50,suitable for (hybridization, amplification and other DNA-based assays),75-200 μL,non-sterile,96 wells , 1 x 8 Stripwell ™ | , |  |  | pack of 1,Corning, 2506,DNA-BIND ® surface treatment,clear,polystyrene,lid: No,50 μL,case of 50,suitable for (hybridization, amplification and other DNA-based assays),75-200 μL,non-sterile,96 wells , 1 x 8 Stripwell ™
,1 x 8 Stripwell; 96 well plate, DNA-BIND, polystyrene, flat bottom, non-sterile, white, 50/cs,,,,, | CLS2497 |  | Sigma | Corning ® DNA-BIND ® 1 x 8 Stripwell ™ 96 well plates |  | ,,,, | 96 Well Plates , Corning , Corning 96-Well DNA-BIND Plates , Corning 96-Well Microplates , Corning 96-Well Multiwell Plates , Corning DNA-BIND surface multiwell plates , Corning Microplates , Corning Stripwell Microplates , Labware , Manufacturer Browser , Multiwell Plates |  | pack of 1,Corning, 2497,DNA-BIND ® surface treatment,polystyrene,lid: No,50 μL,case of 50,suitable for (hybridization, amplification and other DNA-based assays),75-200 μL,non-sterile,96 wells , 1 x 8 Stripwell ™ | , |  |  | pack of 1,Corning, 2497,DNA-BIND ® surface treatment,polystyrene,lid: No,50 μL,case of 50,suitable for (hybridization, amplification and other DNA-based assays),75-200 μL,non-sterile,96 wells , 1 x 8 Stripwell ™
,96 well filter plate, 0.25 mm glass fiber filter, polystyrene, white, non-sterile, 50/cs,,,,, | CLS3510 |  | Sigma | Corning ® FiltrEX ™ 96 well filter plates |  | ,,,, | 96 Well Plates , Corning , Corning 96-Well Filter Plates , Corning 96-Well Microplates , Corning 96-Well Multiwell Plates , Corning Microplates , Labware , Manufacturer Browser , Multiwell Plates |  | pack of 10,Corning, 3510,glass fiber membrane,350 μL,white,non-sterile,non-treated surface treatment,lid: No,0.25 mm (thickness),case of 50,350 μL,96 wells | , |  |  | pack of 10,Corning, 3510,glass fiber membrane,350 μL,white,non-sterile,non-treated surface treatment,lid: No,0.25 mm (thickness),case of 50,350 μL,96 wells
,96 well filter plate, 0.66 mm glass fiber filter, polystyrene, white, non-sterile, 50/cs,,,,, | CLS3511 |  | Sigma | Corning ® FiltrEX ™ 96 well filter plates |  | ,,,, | 96 Well Plates , Core Bioreagents , Corning , Corning 96-Well Filter Plates , Corning 96-Well Microplates , Corning 96-Well Multiwell Plates , Corning Microplates , Labware , Life Science Reagents for Nucleic Acid Purification , Manufacturer Browser , Multiwell Plates , Research Essentials |  | pack of 10,Corning, 3511,glass fiber membrane,350 μL,white,non-sterile,non-treated surface treatment,lid: No,0.66 mm (thickness),case of 50,350 μL,96 wells | , |  |  | pack of 10,Corning, 3511,glass fiber membrane,350 μL,white,non-sterile,non-treated surface treatment,lid: No,0.66 mm (thickness),case of 50,350 μL,96 wells
,96 well filter plate, 0.2 μm hydrophilic PDVF membrane, polystyrene, white, non-sterile, 50/cs,,,,, | CLS3504 |  | Sigma | Corning ® FiltrEX ™ 96 well filter plates |  | ,,,, | 96 Well Plates , Core Bioreagents , Corning , Corning 96-Well Filter Plates , Corning 96-Well Microplates , Corning 96-Well Multiwell Plates , Corning Microplates , Labware , Life Science Reagents for Nucleic Acid Purification , Manufacturer Browser , Multiwell Plates , Research Essentials |  | pack of 10,Corning, 3504,PVDF membrane,350 μL,white,non-sterile,non-treated surface treatment,lid: No,0.2 μm,case of 50,350 μL,96 wells | , |  |  | pack of 10,Corning, 3504,PVDF membrane,350 μL,white,non-sterile,non-treated surface treatment,lid: No,0.2 μm,case of 50,350 μL,96 wells
,96 well filter plate, 0.2 μm hydrophilic PDVF membrane, polystyrene, white, sterile, 50/cs,,,,, | CLS3505 |  | Sigma | Corning ® FiltrEX ™ 96 well filter plates |  | ,,,, | 96 Well Plates , Core Bioreagents , Corning , Corning 96-Well Filter Plates , Corning 96-Well Microplates , Corning 96-Well Multiwell Plates , Corning Microplates , Labware , Life Science Reagents for Nucleic Acid Purification , Manufacturer Browser , Multiwell Plates , Research Essentials |  | pack of 10,Corning, 3505,PVDF membrane,350 μL,white,sterile,non-treated surface treatment,lid: No,0.2 μm,case of 50,350 μL,96 wells | , |  |  | pack of 10,Corning, 3505,PVDF membrane,350 μL,white,sterile,non-treated surface treatment,lid: No,0.2 μm,case of 50,350 μL,96 wells
,tissue culture treated,,,,, | CLS3487XX1 |  | Sigma | Corning ® FLoWell ™ 2W plate |  | ,,,, | 96 Well Plates , Corning 96-Well Multiwell Plates , Labware , Multiwell Plates |  | pkg of 24 ea,Corning, CLS3487XX1,tissue culture treated | , |  |  | pkg of 24 ea,Corning, CLS3487XX1,tissue culture treated
,size 96 wells, black wells (with 0.2 mm glass bottom), half area, lid, sterile,,,,, | CLS4580 |  | Sigma | Corning ® high content imaging plate |  | ,,,, | 96 Well Plates , Corning 96-Well Multiwell Plates , Labware , Multiwell Plates |  | half area,Corning, 4580,black wells (with 0.2 mm glass bottom),lid,pkg of 10 ea,sterile,96 wells | , |  |  | half area,Corning, 4580,black wells (with 0.2 mm glass bottom),lid,pkg of 10 ea,sterile,96 wells
,HTS Transwell-96 Permeable Support with 0.4 μm pore, polycarbonate membrane, TC-treated, sterile, 1/cs,,,,, | CLS3381 |  | Sigma | Corning ® HTS Transwell ® 96 well permeable supports |  | ,,,, | 96 Well Plates , Cell Culture Supplies , Corning , Corning 96-Well Multiwell Plates , Corning HTS Transwell-96 well permeable support , Corning Microplates , Corning Transwell , Corning Transwell Microplates , Culture Plate Inserts , Labware , Manufacturer Browser , Multiwell Plates |  | pack of 1,Corning, 3381,10.0 μm,polycarbonate membrane,clear plate,TC-Treated surface treatment,lid,0.4 μm pore size,case of 1,0.14 cm 2 (cell growth area),0.08 mL,0.235 mL,4.26 mm,sterile,96 wells | , |  |  | pack of 1,Corning, 3381,10.0 μm,polycarbonate membrane,clear plate,TC-Treated surface treatment,lid,0.4 μm pore size,case of 1,0.14 cm 2 (cell growth area),0.08 mL,0.235 mL,4.26 mm,sterile,96 wells
,pore size 0.4 μm, polycarbonate membrane,,,,, | CLS3391 |  | Sigma | Corning ® HTS Transwell ® 96 well permeable supports |  | ,,,, | 96 Well Plates , Cell Culture Supplies , Corning , Corning 96-Well Multiwell Plates , Corning HTS Transwell-96 well permeable support , Corning Microplates , Corning Transwell , Corning Transwell Microplates , Culture Plate Inserts , Labware , Manufacturer Browser , Multiwell Plates |  | plate format: 96 well,Corning, 3391,10.0 μm,polycarbonate membrane,clear plate,TC-Treated surface treatment,lid,0.4 μm pore size,case of 5,sterile,96 wells | , |  |  | plate format: 96 well,Corning, 3391,10.0 μm,polycarbonate membrane,clear plate,TC-Treated surface treatment,lid,0.4 μm pore size,case of 5,sterile,96 wells
,HTS Transwell-96 Permeable Support with 1.0 μm pore polyeste rmembrane, TC-treated, sterile, 1/cs,,,,, | CLS3380 |  | Sigma | Corning ® HTS Transwell ® 96 well permeable supports |  | ,,,, | 96 Well Plates , Cell Culture Supplies , Corning , Corning 96-Well Multiwell Plates , Corning HTS Transwell-96 well permeable support , Corning Microplates , Corning Transwell , Corning Transwell Microplates , Culture Plate Inserts , Labware , Manufacturer Browser , Multiwell Plates |  | pack of 1,Corning, 3380,10.0 μm,polyethylene membrane,clear plate,TC-Treated surface treatment,lid,1.0 μm pore size,case of 1,0.14 cm 2 (cell growth area),0.08 mL,0.235 mL,4.26 mm,sterile,96 wells | , |  |  | pack of 1,Corning, 3380,10.0 μm,polyethylene membrane,clear plate,TC-Treated surface treatment,lid,1.0 μm pore size,case of 1,0.14 cm 2 (cell growth area),0.08 mL,0.235 mL,4.26 mm,sterile,96 wells
,HTS Transwell-96 Permeable Support with 1.0 μm pore polyester membrane, TC-treated, sterile, 5/cs,,,,, | CLS3392 |  | Sigma | Corning ® HTS Transwell ® 96 well permeable supports |  | ,,,, | 96 Well Plates , Cell Culture Supplies , Corning , Corning 96-Well Multiwell Plates , Corning HTS Transwell-96 well permeable support , Corning Microplates , Corning Transwell , Corning Transwell Microplates , Culture Plate Inserts , Labware , Manufacturer Browser , Multiwell Plates |  | pack of 5,Corning, 3392,10.0 μm,polyethylene membrane,clear plate,TC-Treated surface treatment,lid,1.0 μm pore size,case of 5,0.14 cm 2 (cell growth area),0.08 mL,0.235 mL,4.26 mm,sterile,96 wells | , |  |  | pack of 5,Corning, 3392,10.0 μm,polyethylene membrane,clear plate,TC-Treated surface treatment,lid,1.0 μm pore size,case of 5,0.14 cm 2 (cell growth area),0.08 mL,0.235 mL,4.26 mm,sterile,96 wells
,HTS Transwell-96 Permeable Support with 3.0 μm pore polycarbonate membrane, TC-treated, sterile, 2/cs,,,,, | CLS3385 |  | Sigma | Corning ® HTS Transwell ® 96 well permeable supports |  | ,,,, | 96 Well Plates , Corning , Corning 96-Well Multiwell Plates , Corning HTS Transwell-96 well permeable support , Corning Microplates , Corning Transwell Microplates , Labware , Manufacturer Browser , Multiwell Plates |  | pack of 1,Corning, 3385,10.0 μm,polycarbonate membrane,clear plate,TC-Treated surface treatment,lid,3.0 μm,case of 2,4.26 mm,0.08 mL,0.235 mL,0.14 cm 2 (cell growth area),sterile,96 wells | , |  |  | pack of 1,Corning, 3385,10.0 μm,polycarbonate membrane,clear plate,TC-Treated surface treatment,lid,3.0 μm,case of 2,4.26 mm,0.08 mL,0.235 mL,0.14 cm 2 (cell growth area),sterile,96 wells
,HTS Transwell-96 Permeable Support with 3.0 μm pore polycarbonate membrane, TC-treated, sterile, 8/cs,,,,, | CLS3386 |  | Sigma | Corning ® HTS Transwell ® 96 well permeable supports |  | ,,,, | 96 Well Plates , Corning , Corning 96-Well Multiwell Plates , Corning HTS Transwell-96 well permeable support , Corning Microplates , Corning Transwell Microplates , Labware , Manufacturer Browser , Multiwell Plates |  | pack of 4,Corning, 3386,10.0 μm,polycarbonate membrane,clear plate,TC-Treated surface treatment,lid,3.0 μm pore size,case of 8,0.14 cm 2 (cell growth area),0.08 mL,0.235 mL,4.26 mm,sterile,96 wells | , |  |  | pack of 4,Corning, 3386,10.0 μm,polycarbonate membrane,clear plate,TC-Treated surface treatment,lid,3.0 μm pore size,case of 8,0.14 cm 2 (cell growth area),0.08 mL,0.235 mL,4.26 mm,sterile,96 wells
,HTS Transwell-96 Permeable Support with 8.0 μm pore polyester membrane, TC-treated, sterile, 2/cs,,,,, | CLS3374 |  | Sigma | Corning ® HTS Transwell ® 96 well permeable supports |  | ,,,, | 96 Well Plates , Cell Culture Supplies , Corning , Corning 96-Well Multiwell Plates , Corning HTS Transwell-96 well permeable support , Corning Microplates , Corning Transwell , Corning Transwell Microplates , Culture Plate Inserts , Labware , Manufacturer Browser , Multiwell Plates |  | pack of 1,Corning, 3374,10.0 μm,polyethylene membrane,clear plate,4.26 mm,TC-Treated surface treatment,lid,8.0 μm pore size,case of 2,0.14 cm 2 (cell growth area),0.235 mL,sterile,0.08 mL,96 wells | , |  |  | pack of 1,Corning, 3374,10.0 μm,polyethylene membrane,clear plate,4.26 mm,TC-Treated surface treatment,lid,8.0 μm pore size,case of 2,0.14 cm 2 (cell growth area),0.235 mL,sterile,0.08 mL,96 wells
,HTS Transwell-96 Permeable Support with 8.0 μm pore polyester membrane, TC-treated, sterile, 8/cs,,,,, | CLS3384 |  | Sigma | Corning ® HTS Transwell ® 96 well permeable supports |  | ,,,, | 96 Well Plates , Cell Culture Supplies , Corning , Corning 96-Well Multiwell Plates , Corning HTS Transwell-96 well permeable support , Corning Microplates , Corning Transwell , Corning Transwell Microplates , Culture Plate Inserts , Labware , Manufacturer Browser , Multiwell Plates |  | pack of 4,Corning, 3384,10.0 μm,polyethylene membrane,clear plate,TC-Treated surface treatment,lid,8.0 μm pore size,case of 8,0.14 cm 2 (cell growth area),0.08 mL,0.235 mL,4.26 mm,sterile,96 wells | , |  |  | pack of 4,Corning, 3384,10.0 μm,polyethylene membrane,clear plate,TC-Treated surface treatment,lid,8.0 μm pore size,case of 8,0.14 cm 2 (cell growth area),0.08 mL,0.235 mL,4.26 mm,sterile,96 wells
,HTS Transwell-96 Permeable Support with 5.0 μm pore polycarbonate membrane, TC-treated, sterile, 8/cs,,,,, | CLS3387 |  | Sigma | Corning ® HTS Transwell ® 96 well permeable supports |  | ,,,, | 96 Well Plates , Corning , Corning 96-Well Multiwell Plates , Corning HTS Transwell-96 well permeable support , Corning Microplates , Corning Transwell Microplates , Labware , Manufacturer Browser , Multiwell Plates |  | pack of 4,Corning, 3387,10.0 μm,polycarbonate membrane,clear plate,TC-Treated surface treatment,lid,5.0 μm pore size,case of 8,0.14 cm 2 (cell growth area),0.08 mL,0.235 mL,4.26 mm,sterile,96 wells | , |  |  | pack of 4,Corning, 3387,10.0 μm,polycarbonate membrane,clear plate,TC-Treated surface treatment,lid,5.0 μm pore size,case of 8,0.14 cm 2 (cell growth area),0.08 mL,0.235 mL,4.26 mm,sterile,96 wells
,HTS Transwell-96 Permeable Support with 5.0 μm pore polycarbonate membrane, TC-treated, sterile, 2/cs,,,,, | CLS3388 |  | Sigma | Corning ® HTS Transwell ® 96 well permeable supports |  | ,,,, | 96 Well Plates , Corning , Corning 96-Well Multiwell Plates , Corning HTS Transwell-96 well permeable support , Corning Microplates , Corning Transwell Microplates , Labware , Manufacturer Browser , Multiwell Plates |  | pack of 1,Corning, 3388,10.0 μm,polycarbonate membrane,clear,TC-Treated surface treatment,lid,5.0 μm pore size,case of 2,0.14 cm 2 (cell growth area),0.08 mL,0.235 mL,4.26 mm,sterile,96 wells | , |  |  | pack of 1,Corning, 3388,10.0 μm,polycarbonate membrane,clear,TC-Treated surface treatment,lid,5.0 μm pore size,case of 2,0.14 cm 2 (cell growth area),0.08 mL,0.235 mL,4.26 mm,sterile,96 wells
Corning ® HTS Transwell ® 96 well permeable support system, accessory plates,96 well receiver plate, TC-treated, flat bottom, sterile, w/lid, black, 10/cs,,,,, | CLS3583 |  | Sigma | Corning ® HTS Transwell ® -96 well accessory plates |  | ,,,, | 96 Well Plates , Corning , Corning 96-Well Multiwell Plates , Corning HTS Transwell-96 well accessory plate , Corning Microplates , Corning Transwell Microplates , Labware , Manufacturer Browser , Multiwell Plates |  | pack of 10,Corning, 3583,TC-treated surface treatment,black,polystyrene,lid,case of 10,sterile,96 wells | , |  |  | pack of 10,Corning, 3583,TC-treated surface treatment,black,polystyrene,lid,case of 10,sterile,96 wells
Corning ® HTS Transwell ® 96 well permeable support system, accessory plates,96 well receiver plate, TC-treated, flat bottom, sterile, w/lid, clear, 10/cs,,,,, | CLS3382 |  | Sigma | Corning ® HTS Transwell ® -96 well accessory plates |  | ,,,, | 96 Well Plates , Cell Culture Supplies , Corning , Corning 96-Well Multiwell Plates , Corning HTS Transwell-96 well accessory plate , Corning Microplates , Corning Transwell , Corning Transwell Microplates , Culture Plate Inserts , Labware , Manufacturer Browser , Multiwell Plates |  | pack of 10,Corning, 3382,TC-treated surface treatment,clear,polystyrene,lid,case of 10,sterile,96 wells | , |  |  | pack of 10,Corning, 3382,TC-treated surface treatment,clear,polystyrene,lid,case of 10,sterile,96 wells
,96 well plate, 1 x 8 Stripwell 8-well strips, Medium Bind, polystyrene, flat bottom, black, non-sterile, 100/cs,,,,, | CLS3914 |  | Sigma | Corning ® Medium Bind 1 x 8 Stripwell ™ 96 well plates |  | ,,,, | 96 Well Plates , Corning , Corning 96-Well Multiwell Plates , Corning Microplates , Corning Stripwell Microplates , Corning plate strips, 8 well , Labware , Manufacturer Browser , Multiwell Plates |  | pack of 25,Corning, 3914,Medium Bind surface treatment,polystyrene plate,lid: No,360 μL,case of 100,suitable for ( in vitro diagnostic assays),75-200 μL,non-sterile | , |  |  | pack of 25,Corning, 3914,Medium Bind surface treatment,polystyrene plate,lid: No,360 μL,case of 100,suitable for ( in vitro diagnostic assays),75-200 μL,non-sterile
,96 well plate, 1 x 8 Stripwell 8-well strips, Medium Bind, polystyrene, flat bottom, white, non-sterile, 100/cs,,,,, | CLS3913 |  | Sigma | Corning ® Medium Bind 1 x 8 Stripwell ™ 96 well plates |  | ,,,, | 96 Well Plates , Corning , Corning 96-Well Multiwell Plates , Corning Microplates , Corning Stripwell Microplates , Corning plate strips, 8 well , Labware , Manufacturer Browser , Multiwell Plates |  | pack of 25,Corning, 3913,Medium Bind surface treatment,white,polystyrene plate,lid: No,360 μL,case of 100,suitable for ( in vitro diagnostic assays),75-200 μL,non-sterile,96 wells | , |  |  | pack of 25,Corning, 3913,Medium Bind surface treatment,white,polystyrene plate,lid: No,360 μL,case of 100,suitable for ( in vitro diagnostic assays),75-200 μL,non-sterile,96 wells
,DMSO-resistant cyclic-olefin copolymer universal lid, universal fit, non-sterile, 50/cs,,,,, | CLS3085 |  | Sigma | Corning ® multiwell plates, plate lids and sealing mats |  | ,,,, | 96 Well Plates , Corning , Corning 96 well plate lids and mats , Corning 96-Well Multiwell Plates , Corning 96-Well Plate Accessories , Corning Microplates , Labware , Manufacturer Browser , Multiwell Plates |  | pack of 25,Corning, 3085,non-treated surface treatment,amber,cyclic olefin copolymer (COC),lid,case of 50,non-sterile,96 or 384 wells | , |  |  | pack of 25,Corning, 3085,non-treated surface treatment,amber,cyclic olefin copolymer (COC),lid,case of 50,non-sterile,96 or 384 wells
,96 well polycarbonate PCR plate lid, non-sterile, 25/cs,,,,, | CLS6520 |  | Sigma | Corning ® multiwell plates, plate lids and sealing mats |  | ,,,, | 96 Well Plates , Corning , Corning 96 well plate lids and mats , Corning 96-Well Multiwell Plates , Corning 96-Well Plate Accessories , Corning Microplates , Labware , Manufacturer Browser , Multiwell Plates |  | pack of 1,Corning, 6520,non-treated surface treatment,clear,polycarbonate plate,lid,case of 25,non-sterile,96 wells | , |  |  | pack of 1,Corning, 6520,non-treated surface treatment,clear,polycarbonate plate,lid,case of 25,non-sterile,96 wells
,Thermowell 96 well plate sealing mat, silicone rubber sealing mat, non-sterile, cs/25,,,,, | CLS6555 |  | Sigma | Corning ® multiwell plates, plate lids and sealing mats |  | ,,,, | 96 Well Plates , Corning , Corning 96 well plate lids and mats , Corning 96-Well Multiwell Plates , Corning 96-Well Plate Accessories , Corning Microplates , Labware , Manufacturer Browser , Multiwell Plates |  | pack of 1,Corning, 6555,non-treated surface treatment,none,silicone,lid,case of 25,non-sterile,96 wells | , |  |  | pack of 1,Corning, 6555,non-treated surface treatment,none,silicone,lid,case of 25,non-sterile,96 wells
,96 well plate lid, rigid polystyrene low evaporation lid w/ corner notch, condensation rings, sterile, 100/cs,,,,, | CLS3930 |  | Sigma | Corning ® multiwell plates, plate lids and sealing mats |  | ,,,, | 96 Well Plates , Corning , Corning 96 well plate lids and mats , Corning 96-Well Multiwell Plates , Corning 96-Well Plate Accessories , Corning Microplates , Labware , Manufacturer Browser , Multiwell Plates |  | pack of 1 (individually wrapped),Corning, 3930,non-treated surface treatment,clear,polystyrene,lid,case of 100,sterile,96 wells | , |  |  | pack of 1 (individually wrapped),Corning, 3930,non-treated surface treatment,clear,polystyrene,lid,case of 100,sterile,96 wells
,96 well plate lid, rigid polystyrene low evaporation lid w/ corner notch, condensation rings, sterile, 25/cs,,,,, | CLS3931 |  | Sigma | Corning ® multiwell plates, plate lids and sealing mats |  | ,,,, | 96 Well Plates , Corning , Corning 96 well plate lids and mats , Corning 96-Well Multiwell Plates , Corning 96-Well Plate Accessories , Corning Microplates , Labware , Manufacturer Browser , Multiwell Plates |  | pack of 25,Corning, 3931,non-treated surface treatment,clear,polystyrene,lid,case of 50,sterile,96 wells | , |  |  | pack of 25,Corning, 3931,non-treated surface treatment,clear,polystyrene,lid,case of 50,sterile,96 wells
,Thermowell GOLD 96 well sealing mat, rubber silicone septa mat, pierceable, non-sterile, 50/cs,,,,, | CLS3087 |  | Sigma | Corning ® multiwell plates, plate lids and sealing mats |  | ,,,, | 96 Well Plates , Corning , Corning 96 well plate lids and mats , Corning 96-Well Multiwell Plates , Corning 96-Well Plate Accessories , Corning Microplates , Labware , Manufacturer Browser , Multiwell Plates |  | pack of 10,Corning, 3087,non-treated surface treatment,silicone,case of 50,non-sterile | , |  |  | pack of 10,Corning, 3087,non-treated surface treatment,silicone,case of 50,non-sterile
,universal multiwell plate lid w/ corner notch, polystyrene, black, sterile, 50/cs,,,,, | CLS3935 |  | Sigma | Corning ® multiwell plates, plate lids and sealing mats |  | ,,,, | 96 Well Plates , Corning , Corning 96 well plate lids and mats , Corning 96-Well Multiwell Plates , Corning 96-Well Plate Accessories , Corning Microplates , Labware , Manufacturer Browser , Multiwell Plates |  | pack of 25,Corning, 3935,non-treated surface treatment,black,polystyrene,lid,case of 50,sterile,96 or 384 wells | , |  |  | pack of 25,Corning, 3935,non-treated surface treatment,black,polystyrene,lid,case of 50,sterile,96 or 384 wells
,universal multiwell plate lid w/ corner notch, polystyrene, clear, sterile, 50/cs,,,,, | CLS3099 |  | Sigma | Corning ® multiwell plates, plate lids and sealing mats |  | ,,,, | 96 Well Plates , Corning , Corning 96 well plate lids and mats , Corning 96-Well Multiwell Plates , Corning 96-Well Plate Accessories , Corning Microplates , Labware , Manufacturer Browser , Multiwell Plates |  | pack of 25,Corning, 3099,non-treated surface treatment,clear,polystyrene,case of 50,sterile,96 or 384 wells | , |  |  | pack of 25,Corning, 3099,non-treated surface treatment,clear,polystyrene,case of 50,sterile,96 or 384 wells
,universal multiwell plate lid w/o corner notch, polystyrene, clear, sterile, 100/cs,,,,, | CLS3098 |  | Sigma | Corning ® multiwell plates, plate lids and sealing mats |  | ,,,, | 96 Well Plates , Corning , Corning 96 well plate lids and mats , Corning 96-Well Multiwell Plates , Corning 96-Well Plate Accessories , Corning Microplates , Labware , Manufacturer Browser , Multiwell Plates |  | pack of 25,Corning, 3098,non-treated surface treatment,clear,polystyrene,lid,case of 100,sterile,96 or 384 wells | , |  |  | pack of 25,Corning, 3098,non-treated surface treatment,clear,polystyrene,lid,case of 100,sterile,96 or 384 wells
,96 well plate, NBS surface, polystyrene, white flat bottom, non-sterile, white, 100/cs,,,,, | CLS3600 |  | Sigma | Corning ® NBS ™ 96 well plates, without lids |  | ,,,, | 96 Well Plates , Corning , Corning 96-Well Assay Plates , Corning 96-Well Microplates , Corning 96-Well Multiwell Plates , Corning Microplates , Corning NBS 96 Well Plates without Lids , Labware , Manufacturer Browser , Multiwell Plates |  | pack of 25,Corning, 3600,polystyrene,360 μL,white,non-sterile,NBS ™ surface surface treatment,lid: No,case of 100,200 μL,96 wells | , |  |  | pack of 25,Corning, 3600,polystyrene,360 μL,white,non-sterile,NBS ™ surface surface treatment,lid: No,case of 100,200 μL,96 wells
,96 well plate, NBS surface, polystyrene, clear flat bottom, non-sterile, white, 100/cs,,,,, | CLS3604 |  | Sigma | Corning ® NBS ™ 96 well plates, without lids |  | ,,,, | 96 Well Plates , Corning , Corning 96-Well Assay Plates , Corning 96-Well Microplates , Corning 96-Well Multiwell Plates , Corning Microplates , Corning NBS 96 Well Plates without Lids , Labware , Manufacturer Browser , Multiwell Plates |  | pack of 25,Corning, 3604,polystyrene,360 μL,white,non-sterile,NBS ™ surface surface treatment,lid: No,case of 100,200 μL,96 wells | , |  |  | pack of 25,Corning, 3604,polystyrene,360 μL,white,non-sterile,NBS ™ surface surface treatment,lid: No,case of 100,200 μL,96 wells
,96 well plate, NBS surface, polystyrene, white round bottom, non-sterile, white, 100/cs,,,,, | CLS3605 |  | Sigma | Corning ® NBS ™ 96 well plates, without lids |  | ,,,, | 96 Well Plates , Corning , Corning 96-Well Assay Plates , Corning 96-Well Microplates , Corning 96-Well Multiwell Plates , Corning Microplates , Corning NBS 96 Well Plates without Lids , Labware , Manufacturer Browser , Multiwell Plates |  | pack of 25,Corning, 3605,polystyrene,360 μL,white,non-sterile,NBS ™ surface surface treatment,lid: No,case of 100,200 μL,96 wells | , |  |  | pack of 25,Corning, 3605,polystyrene,360 μL,white,non-sterile,NBS ™ surface surface treatment,lid: No,case of 100,200 μL,96 wells
,96 well plate, NBS surface, polystyrene, black flat bottom, non-sterile, black, 100/cs,,,,, | CLS3650 |  | Sigma | Corning ® NBS ™ 96 well plates, without lids |  | ,,,, | 96 Well Plates , Corning , Corning 96-Well Assay Plates , Corning 96-Well Microplates , Corning 96-Well Multiwell Plates , Corning Microplates , Corning NBS 96 Well Plates without Lids , Labware , Manufacturer Browser , Multiwell Plates |  | pack of 25,Corning, 3650,polystyrene,360 μL,black,non-sterile,NBS ™ surface surface treatment,lid: No,case of 100,200 μL,96 wells | , |  |  | pack of 25,Corning, 3650,polystyrene,360 μL,black,non-sterile,NBS ™ surface surface treatment,lid: No,case of 100,200 μL,96 wells
,96 well plate, NBS surface, polystyrene, clear flat bottom, non-sterile, black, 100/cs,,,,, | CLS3651 |  | Sigma | Corning ® NBS ™ 96 well plates, without lids |  | ,,,, | 96 Well Plates , Corning , Corning 96-Well Assay Plates , Corning 96-Well Microplates , Corning 96-Well Multiwell Plates , Corning Microplates , Corning NBS 96 Well Plates without Lids , Labware , Manufacturer Browser , Multiwell Plates |  | pack of 25,Corning, 3651,polystyrene,360 μL,black,non-sterile,NBS ™ surface surface treatment,lid: No,case of 100,200 μL,96 wells | , |  |  | pack of 25,Corning, 3651,polystyrene,360 μL,black,non-sterile,NBS ™ surface surface treatment,lid: No,case of 100,200 μL,96 wells
,96 well plate, NBS surface, polystyrene, clear flat bottom, non-sterile, clear, 100/cs,,,,, | CLS3641 |  | Sigma | Corning ® NBS ™ 96 well plates, without lids |  | ,,,, | 96 Well Plates , Corning , Corning 96-Well Assay Plates , Corning 96-Well Microplates , Corning 96-Well Multiwell Plates , Corning Microplates , Corning NBS 96 Well Plates without Lids , Labware , Manufacturer Browser , Multiwell Plates |  | pack of 25,Corning, 3641,polystyrene,360 μL,clear,non-sterile,NBS ™ surface surface treatment,lid: No,case of 100,200 μL,96 wells | , |  |  | pack of 25,Corning, 3641,polystyrene,360 μL,clear,non-sterile,NBS ™ surface surface treatment,lid: No,case of 100,200 μL,96 wells
,96 well culture plate, polystyrene, Osteo Assay surface, clear flat bottom, sterile, clear, 4/cs,,,,, | CLS3988 |  | Sigma | Corning ® osteo assay surface multiwell plates |  | ,,,, | 96 Well Plates , Corning , Corning 96-Well Assay Plates , Corning 96-Well Microplates , Corning 96-Well Multiwell Plates , Corning Microplates , Corning osteo assay surface plates , Labware , Manufacturer Browser , Multiwell Plates |  | pack of 1 (individually wrapped),Corning, 3988,Osteo Assay surface surface treatment,clear,clear polystyrene plate flat bottom wells,lid,360 μL,case of 4,0.32 cm 2 (cell growth area),suitable for (Osteoclast and Osteoblast differentiation and function studies),75-200 μL,sterile,96 wells | , |  |  | pack of 1 (individually wrapped),Corning, 3988,Osteo Assay surface surface treatment,clear,clear polystyrene plate flat bottom wells,lid,360 μL,case of 4,0.32 cm 2 (cell growth area),suitable for (Osteoclast and Osteoblast differentiation and function studies),75-200 μL,sterile,96 wells
,96 well culture plate, 1 x 8 Stripwell ™ strips, polystyrene, Osteo Assay surface, clear flat bottom wells, sterile, clear, 4/cs,,,,, | CLS3989 |  | Sigma | Corning ® osteo assay surface multiwell plates |  | ,,,, | 96 Well Plates , Corning , Corning 96-Well Assay Plates , Corning 96-Well Microplates , Corning 96-Well Multiwell Plates , Corning Microplates , Corning osteo assay surface plates , Labware , Manufacturer Browser , Multiwell Plates |  | pack of 1 individually wrapped,Corning, 3989,Osteo Assay Surface surface treatment,clear,clear polystyrene flat bottom wells (1 x 8 Stripwell ™ strips),lid: No,360 μL,case of 2,suitable for (Osteoclast and Osteoblast differentiation and function studies),75-200 μL,sterile,96 wells | , |  |  | pack of 1 individually wrapped,Corning, 3989,Osteo Assay Surface surface treatment,clear,clear polystyrene flat bottom wells (1 x 8 Stripwell ™ strips),lid: No,360 μL,case of 2,suitable for (Osteoclast and Osteoblast differentiation and function studies),75-200 μL,sterile,96 wells
,96 well,,,,, | CLS3090 |  | Sigma | Corning ® Robolids 96 well |  | ,,,, | 96 Well Plates , Corning , Corning 96 well Robolids , Corning 96-Well Multiwell Plates , Corning 96-Well Plate Accessories , Corning Microplates , Labware , Manufacturer Browser , Multiwell Plates |  | Corning, 3090 | , |  |  | Corning, 3090
,"egg crate" strip holder,,,,, | CLS2572 |  | Sigma | Corning ® Stripwell ™ accessories |  | ,,,, | 96 Well Plates , Corning , Corning 96-Well Multiwell Plates , Corning Microplates , Corning Stripwell Microplates , Corning Stripwell accessories , Labware , Manufacturer Browser , Multiwell Plates |  | Corning, 2572,non-sterile | , |  |  | Corning, 2572,non-sterile
,96 well strip ejector,,,,, | CLS2578 |  | Sigma | Corning ® Stripwell ™ accessories |  | ,,,, | 96 Well Plates , Corning , Corning 96-Well Multiwell Plates , Corning 96-Well Plate Accessories , Corning Microplates , Corning Stripwell accessories , Labware , Manufacturer Browser , Multiwell Plates |  | Corning, 2578,non-sterile | , |  |  | Corning, 2578,non-sterile
,96 well plate, Sulfhydrl-BIND surface, polystyrene, flat bottom, non-sterile, clear, 50/cs,,,,, | CLS2509 |  | Sigma | Corning ® Sulfhydryl-BIND ™ 96 well plate |  | ,,,, | 96 Well Plates , Corning , Corning 96-Well Assay Plates , Corning 96-Well Microplates , Corning 96-Well Multiwell Plates , Corning Microplates , Corning Sulfhydryl-BIND plate , Labware , Manufacturer Browser , Multiwell Plates |  | pack of 1,Corning, 2509,Sulfhydryl-BIND ™ surface surface treatment,clear,polystyrene,lid: No,300 μL,case of 50,75-200 μL,non-sterile,96 wells | , |  |  | pack of 1,Corning, 2509,Sulfhydryl-BIND ™ surface surface treatment,clear,polystyrene,lid: No,300 μL,case of 50,75-200 μL,non-sterile,96 wells
,384 well plate, Thermowell PCR GOLD plate, polypropylene, conical bottom, clear, non-sterile, 50/cs,,,,, | CLS3735 |  | Sigma | Corning ® Thermowell GOLD PCR 384 well plates |  | ,,,, | 96 Well Plates , Corning , Corning 384-Well Microplates , Corning 384-Well PCR Plates , Corning 96-Well Multiwell Plates , Corning Microplates , Labware , Manufacturer Browser , Molecular Biology Supplies , Multiwell Plates , PCR (Polymerase Chain Reaction) Supplies , PCR Plates |  | pack of 10,Corning, 3735,polypropylene,55 μL,clear,non-sterile,non-treated surface treatment,lid: No,case of 50,suitable for (high-throughput (HT) applications; PCR, DNA sequencing and RT-PCR),50 μL,384 wells | , |  |  | pack of 10,Corning, 3735,polypropylene,55 μL,clear,non-sterile,non-treated surface treatment,lid: No,case of 50,suitable for (high-throughput (HT) applications; PCR, DNA sequencing and RT-PCR),50 μL,384 wells
,96 well plate, Thermowell PCR GOLD plate, full skirt, polypropylene, conical bottom, clear, non-sterile, 50/cs,,,,, | CLS3752 |  | Sigma | Corning ® Thermowell GOLD PCR 96 well plates |  | ,,,, | 96 Well Plates , Corning , Corning 96-Well Microplates , Corning 96-Well Multiwell Plates , Corning 96-Well PCR Plates , Corning Microplates , Labware , Manufacturer Browser , Multiwell Plates |  | pack of 10,Corning, 3752,non-treated surface treatment,clear,clear polypropylene plate,lid: No,200 μL,case of 50,suitable for (PCR, DNA sequencing and RT-PCR),Agriculture,non-sterile,96 wells | , |  |  | pack of 10,Corning, 3752,non-treated surface treatment,clear,clear polypropylene plate,lid: No,200 μL,case of 50,suitable for (PCR, DNA sequencing and RT-PCR),Agriculture,non-sterile,96 wells
,96 well plate, Thermowell GOLD PCR plate, half skirt, polypropylene, conical bottom, clear, non-sterile, 50/cs,,,,, | CLS3753 |  | Sigma | Corning ® Thermowell GOLD PCR 96 well plates |  | ,,,, | 96 Well Plates , Corning , Corning 96-Well Microplates , Corning 96-Well Multiwell Plates , Corning 96-Well PCR Plates , Corning Microplates , Labware , Manufacturer Browser , Multiwell Plates |  | pack of 10,Corning, 3753,non-treated surface treatment,clear,clear polypropylene plate,lid: No,200 μL,case of 50,suitable for (PCR, DNA sequencing and RT-PCR),non-sterile,96 wells | , |  |  | pack of 10,Corning, 3753,non-treated surface treatment,clear,clear polypropylene plate,lid: No,200 μL,case of 50,suitable for (PCR, DNA sequencing and RT-PCR),non-sterile,96 wells
,96 well plate, Thermowell PCR GOLD plate, half skirt, polypropylene, conical bottom, clear, non-sterile, w/ 2 generic barcode labels, 50/cs,,,,, | CLS3758 |  | Sigma | Corning ® Thermowell GOLD PCR 96 well plates |  | ,,,, | 96 Well Plates , Corning , Corning 96-Well Microplates , Corning 96-Well Multiwell Plates , Corning 96-Well PCR Plates , Corning Microplates , Labware , Manufacturer Browser , Multiwell Plates |  | pack of 10,Corning, 3758,non-treated surface treatment,clear,clear polypropylene plate,lid: No,200 μL,case of 50,suitable for (PCR, DNA sequencing and RT-PCR),Agriculture Agriculture,non-sterile,96 wells | , |  |  | pack of 10,Corning, 3758,non-treated surface treatment,clear,clear polypropylene plate,lid: No,200 μL,case of 50,suitable for (PCR, DNA sequencing and RT-PCR),Agriculture Agriculture,non-sterile,96 wells
,96 well plate, Thermowell PCR GOLD plate, elevated skirt, polypropylene, conical bottom, clear, non-sterile, 50/cs,,,,, | CLS3754 |  | Sigma | Corning ® Thermowell GOLD PCR 96 well plates |  | ,,,, | 96 Well Plates , Corning , Corning 96-Well Microplates , Corning 96-Well Multiwell Plates , Corning 96-Well PCR Plates , Corning Microplates , Labware , Manufacturer Browser , Multiwell Plates |  | pack of 10,Corning, 3754,non-treated surface treatment,clear,clear polypropylene plate,lid: No,200 μL,case of 50,suitable for (PCR, DNA sequencing and RT-PCR),Agriculture Agriculture,non-sterile,96 wells | , |  |  | pack of 10,Corning, 3754,non-treated surface treatment,clear,clear polypropylene plate,lid: No,200 μL,case of 50,suitable for (PCR, DNA sequencing and RT-PCR),Agriculture Agriculture,non-sterile,96 wells
,96 well plate, Thermowell PCR plate, polypropylene, conical bottom, clear, non-sterile, 25/cs,,,,, | CLS6551 |  | Sigma | Corning ® Thermowell PCR 96 well plates |  | ,,,, | 96 Well Plates , Corning , Corning 96-Well Microplates , Corning 96-Well Multiwell Plates , Corning 96-Well PCR Plates , Corning Microplates , Labware , Manufacturer Browser , Molecular Biology Supplies , Multiwell Plates , PCR (Polymerase Chain Reaction) Supplies , PCR Plates |  | pack of 25,Corning, 6551,non-treated surface treatment,clear,clear plate,lid: No,200 μL,case of 25,suitable for (PCR applications),Agriculture Agriculture,non-sterile,96 wells | , |  |  | pack of 25,Corning, 6551,non-treated surface treatment,clear,clear plate,lid: No,200 μL,case of 25,suitable for (PCR applications),Agriculture Agriculture,non-sterile,96 wells
,96 well plate, Thermowell PCR M plate, polycarbonate, conical bottom, clear, non-sterile, 25/cs,,,,, | CLS6511 |  | Sigma | Corning ® Thermowell PCR 96 well plates |  | ,,,, | 96 Well Plates , Corning , Corning 96-Well Microplates , Corning 96-Well Multiwell Plates , Corning 96-Well PCR Plates , Corning Microplates , Labware , Manufacturer Browser , Molecular Biology Supplies , Multiwell Plates , PCR (Polymerase Chain Reaction) Supplies , PCR Plates |  | pack of 1,Corning, 6511,non-treated surface treatment,clear,clear plate,lid: No,200 μL,case of 25,suitable for (PCR applications),Agriculture Agriculture,non-sterile,96 wells | , |  |  | pack of 1,Corning, 6511,non-treated surface treatment,clear,clear plate,lid: No,200 μL,case of 25,suitable for (PCR applications),Agriculture Agriculture,non-sterile,96 wells
,96 well plate, Thermowell PCR P plate, polycarbonate, conical bottom, clear, non-sterile, 25/cs,,,,, | CLS6509 |  | Sigma | Corning ® Thermowell PCR 96 well plates |  | ,,,, | 96 Well Plates , Corning , Corning 96-Well Microplates , Corning 96-Well Multiwell Plates , Corning 96-Well PCR Plates , Corning Microplates , Labware , Manufacturer Browser , Molecular Biology Supplies , Multiwell Plates , PCR (Polymerase Chain Reaction) Supplies , PCR Plates |  | pack of 1,Corning, 6509,non-treated surface treatment,clear,clear plate,lid: No,200 μL,case of 25,suitable for (PCR applications),Agriculture Agriculture,non-sterile,96 wells | , |  |  | pack of 1,Corning, 6509,non-treated surface treatment,clear,clear plate,lid: No,200 μL,case of 25,suitable for (PCR applications),Agriculture Agriculture,non-sterile,96 wells
,96 well plate, 1 x 8 Stripwell 8-well strips, Universal-Bind, polystyrene, flat bottom, clear, non-sterile, 50/cs,,,,, | CLS2504 |  | Sigma | Corning ® Universal-BIND ™ 1 x 8 Stripwell ™ 96 well plates |  | ,,,, | 96 Well Plates , Corning , Corning 96-Well Multiwell Plates , Corning Microplates , Corning Stripwell Microplates , Corning Universal-BIND Plate , Labware , Manufacturer Browser , Multiwell Plates |  | pack of 1,Corning, 2504,Universal-BIND ™ surface treatment,clear,polystyrene,lid: No,360 μL,case of 50,suitable for ( in vitro diagnostic assays),75-200 μL,non-sterile,96 wells | , |  |  | pack of 1,Corning, 2504,Universal-BIND ™ surface treatment,clear,polystyrene,lid: No,360 μL,case of 50,suitable for ( in vitro diagnostic assays),75-200 μL,non-sterile,96 wells
,optically clear sealing film for protein crystallization and quantitative real-time PCR (qPCR), non-sterile, 100/cs,,,,, | CLS6575 |  | Sigma | Corning ® universal optical sealing tape |  | ,,,, | 96 Well Plates , Corning , Corning 96-Well Microplates , Corning 96-Well Multiwell Plates , Corning 96-Well Protein Crystallization Plates , Corning Microplates , Labware , Manufacturer Browser , Multiwell Plates |  | Corning, 6575,polyolefin,case of 100 ea,suitable for (for protein crystallization, PCR and qPCR applications),non-sterile,5.56 in. × 3.06 in. | , |  |  | Corning, 6575,polyolefin,case of 100 ea,suitable for (for protein crystallization, PCR and qPCR applications),non-sterile,5.56 in. × 3.06 in.
,metal, non-sterile,,,,, | CLS3584 |  | Sigma | Corning ® volume adapter for 96 well filter plates |  | ,,,, | 96 Well Plates , Corning , Corning 96-Well Multiwell Plates , Corning 96-Well Plate Accessories , Corning Microplates , Corning applicator and volume adaptor , Labware , Manufacturer Browser , Multiwell Plates |  | Corning, 3584,metal,non-sterile | , |  |  | Corning, 3584,metal,non-sterile
,96 well plate, Easy-Wash ™ , non-treated (medium bind), polystyrene, flat bottom, clear, non-sterile, 100/cs,,,,, | CLS3368 |  | Sigma | Corning ® 96 well EIA/RIA plates |  | ,,,, | 96 Well Plates , Corning , Corning 96-Well Assay Plates , Corning 96-Well Microplates , Corning 96-Well Multiwell Plates , Corning EIA/RIA 96 Well Plates , Corning Microplates , Labware , Manufacturer Browser , Multiwell Plates |  | pack of 25,Corning, 3368,non-treated surface treatment,clear plate,polystyrene,lid: No,330-360 μL , Note: CLS3366 and CLS3797 have well volume capacities of 330 uL,case of 100,suitable for (EIA/RIA; immunoassays),75-200 μL,sterile,96 wells , 96 well plate | , |  |  | pack of 25,Corning, 3368,non-treated surface treatment,clear plate,polystyrene,lid: No,330-360 μL , Note: CLS3366 and CLS3797 have well volume capacities of 330 uL,case of 100,suitable for (EIA/RIA; immunoassays),75-200 μL,sterile,96 wells , 96 well plate
,96 well plate, Easy-Wash, High Bind, polystyrene, flat bottom, clear, non-sterile, 100/cs,,,,, | CLS3369 |  | Sigma | Corning ® 96 well EIA/RIA plates |  | ,,,, | 96 Well Plates , Corning , Corning 96-Well Assay Plates , Corning 96-Well Microplates , Corning 96-Well Multiwell Plates , Corning EIA/RIA 96 Well Plates , Corning Microplates , Labware , Manufacturer Browser , Multiwell Plates |  | pack of 25,Corning, 3369,High Bind surface treatment,clear plate,polystyrene,lid: No,330-360 μL , Note: CLS3366 and CLS3797 have well volume capacities of 330 uL,case of 100,suitable for (EIA/RIA; immunoassays),75-200 μL,non-sterile,96 wells , 96 well plate | , |  |  | pack of 25,Corning, 3369,High Bind surface treatment,clear plate,polystyrene,lid: No,330-360 μL , Note: CLS3366 and CLS3797 have well volume capacities of 330 uL,case of 100,suitable for (EIA/RIA; immunoassays),75-200 μL,non-sterile,96 wells , 96 well plate
,96 well plate, non-treated (medium bind), polystyrene, flat bottom, clear, non-sterile, 100/cs,,,,, | CLS9017 |  | Sigma | Corning ® 96 well EIA/RIA plates |  | ,,,, | 96 Well Plates , Corning , Corning 96-Well Assay Plates , Corning 96-Well Microplates , Corning 96-Well Multiwell Plates , Corning EIA/RIA 96 Well Plates , Corning Microplates , Labware , Manufacturer Browser , Multiwell Plates |  | pack of 25,Corning, 9017,non-treated surface treatment,clear plate,polystyrene,lid: No,330-360 μL , Note: CLS3366 and CLS3797 have well volume capacities of 330 uL,case of 100,suitable for (EIA/RIA; immunoassays),75-200 μL,non-sterile,96 wells , 96 well plate | , |  |  | pack of 25,Corning, 9017,non-treated surface treatment,clear plate,polystyrene,lid: No,330-360 μL , Note: CLS3366 and CLS3797 have well volume capacities of 330 uL,case of 100,suitable for (EIA/RIA; immunoassays),75-200 μL,non-sterile,96 wells , 96 well plate
,96 well plate, non-treated (medium bind), polystyrene, flat bottom, clear, non-sterile, 50/cs,,,,, | CLS3591 |  | Sigma | Corning ® 96 well EIA/RIA plates |  | ,,,, | 96 Well Plates , Corning , Corning 96-Well Assay Plates , Corning 96-Well Microplates , Corning 96-Well Multiwell Plates , Corning EIA/RIA 96 Well Plates , Corning Microplates , Labware , Manufacturer Browser , Multiwell Plates |  | pack of 1,Corning, 3591,non-treated surface treatment,clear plate,polystyrene,lid: No,330-360 μL , Note: CLS3366 and CLS3797 have well volume capacities of 330 uL,case of 50,suitable for (EIA/RIA; immunoassays),75-200 μL,non-sterile,96 wells , 96 well plate | , |  |  | pack of 1,Corning, 3591,non-treated surface treatment,clear plate,polystyrene,lid: No,330-360 μL , Note: CLS3366 and CLS3797 have well volume capacities of 330 uL,case of 50,suitable for (EIA/RIA; immunoassays),75-200 μL,non-sterile,96 wells , 96 well plate
,96 well plate, High Bind, polystyrene, flat bottom, clear, non-sterile, 100/cs,,,,, | CLS3590 |  | Sigma | Corning ® 96 well EIA/RIA plates |  | ,,,, | 96 Well Plates , Corning , Corning 96-Well Assay Plates , Corning 96-Well Microplates , Corning 96-Well Multiwell Plates , Corning EIA/RIA 96 Well Plates , Corning Microplates , Labware , Manufacturer Browser , Multiwell Plates |  | pack of 1,Corning, 3590,High Bind surface treatment,clear plate,polystyrene,lid: No,330-360 μL , Note: CLS3366 and CLS3797 have well volume capacities of 330 uL,case of 100,suitable for (EIA/RIA; immunoassays),75-200 μL,non-sterile,96 wells , 96 well plate | , |  |  | pack of 1,Corning, 3590,High Bind surface treatment,clear plate,polystyrene,lid: No,330-360 μL , Note: CLS3366 and CLS3797 have well volume capacities of 330 uL,case of 100,suitable for (EIA/RIA; immunoassays),75-200 μL,non-sterile,96 wells , 96 well plate
,96 well plate, High Bind, polystyrene, flat bottom, clear, sterile w/lid, 100/cs,,,,, | CLS3361 |  | Sigma | Corning ® 96 well EIA/RIA plates |  | ,,,, | 96 Well Plates , Corning , Corning 96-Well Assay Plates , Corning 96-Well Microplates , Corning 96-Well Multiwell Plates , Corning EIA/RIA 96 Well Plates , Corning Microplates , Labware , Manufacturer Browser , Multiwell Plates |  | pack of 20,Corning, 3361,High Bind surface treatment,clear plate,polystyrene,lid,330-360 μL , Note: CLS3366 and CLS3797 have well volume capacities of 330 uL,case of 100,suitable for (EIA/RIA; immunoassays),75-200 μL,sterile,96 wells , 96 well plate | , |  |  | pack of 20,Corning, 3361,High Bind surface treatment,clear plate,polystyrene,lid,330-360 μL , Note: CLS3366 and CLS3797 have well volume capacities of 330 uL,case of 100,suitable for (EIA/RIA; immunoassays),75-200 μL,sterile,96 wells , 96 well plate
,96 well plate, non-treated (medium bind), polystyrene, round bottom, clear, non-sterile, 100/cs,,,,, | CLS3797 |  | Sigma | Corning ® 96 well EIA/RIA plates |  | ,,,, | 96 Well Plates , Corning , Corning 96-Well Assay Plates , Corning 96-Well Microplates , Corning 96-Well Multiwell Plates , Corning EIA/RIA 96 Well Plates , Corning Microplates , Labware , Manufacturer Browser , Multiwell Plates |  | pack of 25,Corning, 3797,non-treated surface treatment,clear plate,polystyrene,lid: No,330-360 μL , Note: CLS3366 and CLS3797 have well volume capacities of 330 uL,case of 100,suitable for (EIA/RIA; immunoassays),75-200 μL,non-sterile,96 wells , 96 well plate | , |  |  | pack of 25,Corning, 3797,non-treated surface treatment,clear plate,polystyrene,lid: No,330-360 μL , Note: CLS3366 and CLS3797 have well volume capacities of 330 uL,case of 100,suitable for (EIA/RIA; immunoassays),75-200 μL,non-sterile,96 wells , 96 well plate
,96 well plate, High Bind, polystyrene, round bottom, clear, non-sterile, 100/cs,,,,, | CLS3366 |  | Sigma | Corning ® 96 well EIA/RIA plates |  | ,,,, | 96 Well Plates , Corning , Corning 96-Well Assay Plates , Corning 96-Well Microplates , Corning 96-Well Multiwell Plates , Corning EIA/RIA 96 Well Plates , Corning Microplates , Labware , Manufacturer Browser , Multiwell Plates |  | pack of 25,Corning, 3366,High Bind surface treatment,clear plate,polystyrene,lid: No,330-360 μL , Note: CLS3366 and CLS3797 have well volume capacities of 330 uL,case of 100,suitable for (EIA/RIA; immunoassays),75-200 μL,non-sterile,96 wells , 96 well plate | , |  |  | pack of 25,Corning, 3366,High Bind surface treatment,clear plate,polystyrene,lid: No,330-360 μL , Note: CLS3366 and CLS3797 have well volume capacities of 330 uL,case of 100,suitable for (EIA/RIA; immunoassays),75-200 μL,non-sterile,96 wells , 96 well plate
,96 well plate w/ 0.2 PVDF filter membrane, polystyrene, non-sterile, clear, 50/cs,,,,, | CLS3508 |  | Sigma | Corning ® 96 well filter plate, 0.2um PVDF filter |  | ,,,, | 96 Well Plates , Corning , Corning 96-Well Filter Plates , Corning 96-Well Microplates , Corning 96-Well Multiwell Plates , Corning Microplates , Labware , Manufacturer Browser , Multiwell Plates |  | membrane: glass fiber filter plate,Corning, 3508,Non-treated surface treatment,clear,PVDF membrane,lid: No,case of 50,suitable for (protein kinase, resin-based separation assays; plasmid isolation, DNA purification, or receptor/ligand binding assays ),non-sterile,96 wells , 96 well filter plate | , |  |  | membrane: glass fiber filter plate,Corning, 3508,Non-treated surface treatment,clear,PVDF membrane,lid: No,case of 50,suitable for (protein kinase, resin-based separation assays; plasmid isolation, DNA purification, or receptor/ligand binding assays ),non-sterile,96 wells , 96 well filter plate
,96 well filter plate volume adapter applicator, for 96 well filter plates, 1/cs,,,,, | CLS3507 |  | Sigma | Corning ® 96 well filter plate, volume adapter applicator |  | ,,,, | 96 Well Plates , Corning , Corning 96-Well Multiwell Plates , Corning 96-Well Plate Accessories , Corning Microplates , Corning applicator and volume adaptor , Labware , Manufacturer Browser , Multiwell Plates |  | case of 1,pack of 1,suitable for (96 well filter plates ),Corning, 3507 | , |  |  | case of 1,pack of 1,suitable for (96 well filter plates ),Corning, 3507
,black polystyrene, NBS ™ , non-sterile,,,,, | CLS3991 |  | Sigma | Corning ® 96 well plates |  | ,,,, | 96 Well Plates , Corning , Corning 96 Well Plates , Corning 96-Well Assay Plates , Corning 96-Well Microplates , Corning 96-Well Multiwell Plates , Corning Microplates , Labware , Manufacturer Browser , Multiwell Plates |  | black polystyrene,Corning, 3991,Non-binding surface (NBS) surface treatment,black,wells round,lid: No,360 μL,75-200 μL,non-sterile,96 wells | , |  |  | black polystyrene,Corning, 3991,Non-binding surface (NBS) surface treatment,black,wells round,lid: No,360 μL,75-200 μL,non-sterile,96 wells
,white polystyrene, NBS ™ , non-sterile,,,,, | CLS3990 |  | Sigma | Corning ® 96 well plates |  | ,,,, | 96 Well Plates , Corning , Corning 96 Well Plates , Corning 96-Well Assay Plates , Corning 96-Well Microplates , Corning 96-Well Multiwell Plates , Corning Microplates , Labware , Manufacturer Browser , Multiwell Plates |  | white polystyrene,Corning, 3990,Non-binding surface (NBS) surface treatment,white,wells round,lid: No,360 μL,75-200 μL,non-sterile,96 wells | , |  |  | white polystyrene,Corning, 3990,Non-binding surface (NBS) surface treatment,white,wells round,lid: No,360 μL,75-200 μL,non-sterile,96 wells
,polystyrene flat bottom, non-treated, well volume 360 μL, sterile,,,,, | CLS3370 |  | Sigma | Corning ® 96 well plates |  | ,,,, | 96 Well Plates , Corning , Corning 96 Well Plates , Corning 96-Well Assay Plates , Corning 96-Well Microplates , Corning 96-Well Multiwell Plates , Corning Microplates , Labware , Manufacturer Browser , Multiwell Plates |  | 360 μL,Corning, 3370,Non-treated surface treatment,clear,polystyrene flat bottom,lid,360 μL,75-200 μL,sterile,96 wells | , |  |  | 360 μL,Corning, 3370,Non-treated surface treatment,clear,polystyrene flat bottom,lid,360 μL,75-200 μL,sterile,96 wells
,polystyrene round bottom, non-treated, well volume 330 μL, sterile,,,,, | CLS3367 |  | Sigma | Corning ® 96 well plates |  | ,,,, | 96 Well Plates , Corning , Corning 96 Well Plates , Corning 96-Well Assay Plates , Corning 96-Well Microplates , Corning 96-Well Multiwell Plates , Corning Microplates , Labware , Manufacturer Browser , Multiwell Plates |  | 330 μL,Corning, 3367,Non-treated surface treatment,clear,polystyrene round bottom,lid: No,330 μL,pkg of Individually packaged,75-200 μL,sterile,96 wells | , |  |  | 330 μL,Corning, 3367,Non-treated surface treatment,clear,polystyrene round bottom,lid: No,330 μL,pkg of Individually packaged,75-200 μL,sterile,96 wells
,polystyrene round bottom, non-treated, well volume 330 μL, sterile,,,,, | CLS3795 |  | Sigma | Corning ® 96 well plates |  | ,,,, | 96 Well Plates , Corning , Corning 96 Well Plates , Corning 96-Well Assay Plates , Corning 96-Well Microplates , Corning 96-Well Multiwell Plates , Corning Microplates , Labware , Manufacturer Browser , Multiwell Plates |  | 330 μL,Corning, 3795,Non-treated surface treatment,clear,polystyrene round bottom,lid: No,330 μL,75-200 μL,sterile,96 wells | , |  |  | 330 μL,Corning, 3795,Non-treated surface treatment,clear,polystyrene round bottom,lid: No,330 μL,75-200 μL,sterile,96 wells
,polystyrene V-bottom, non-treated, well volume 320 μL, sterile,,,,, | CLS3896 |  | Sigma | Corning ® 96 well plates |  | ,,,, | 96 Well Plates , Corning , Corning 96 Well Plates , Corning 96-Well Assay Plates , Corning 96-Well Microplates , Corning 96-Well Multiwell Plates , Corning Microplates , Labware , Manufacturer Browser , Multiwell Plates |  | 380 μL,Corning, 3896,Non-treated surface treatment,clear,polystyrene V-bottom,lid: No,320 μL,pkg of Individually packaged,75-200 μL,sterile,96 wells | , |  |  | 380 μL,Corning, 3896,Non-treated surface treatment,clear,polystyrene V-bottom,lid: No,320 μL,pkg of Individually packaged,75-200 μL,sterile,96 wells
,polystyrene V-bottom, non-treated, well volume 320 μL, non-sterile,,,,, | CLS3897 |  | Sigma | Corning ® 96 well plates |  | ,,,, | 96 Well Plates , Corning , Corning 96 Well Plates , Corning 96-Well Assay Plates , Corning 96-Well Microplates , Corning 96-Well Multiwell Plates , Corning Microplates , Labware , Manufacturer Browser , Multiwell Plates |  | 320 μL,Corning, 3897,Non-treated surface treatment,clear,polystyrene V-bottom,lid: No,320 μL,75-200 μL,non-sterile,96 wells | , |  |  | 320 μL,Corning, 3897,Non-treated surface treatment,clear,polystyrene V-bottom,lid: No,320 μL,75-200 μL,non-sterile,96 wells
,clear polystyrene wells V-bottom, non-treated, non-sterile, lid: No,,,,, | CLS3898 |  | Sigma | Corning ® 96 well plates |  | ,,,, | 96 Well Plates , Corning , Corning 96 Well Plates , Corning 96-Well Assay Plates , Corning 96-Well Microplates , Corning 96-Well Multiwell Plates , Corning Microplates , Labware , Manufacturer Browser , Multiwell Plates |  | Corning, 3898,Non-treated surface treatment,380 μL,clear,clear polystyrene wells V-bottom,lid: No,200 μL,non-sterile,96 wells | , |  |  | Corning, 3898,Non-treated surface treatment,380 μL,clear,clear polystyrene wells V-bottom,lid: No,200 μL,non-sterile,96 wells
,clear polystyrene, tissues culture treated,,,,, | CLS3358 |  | Sigma | Corning ® 96 well plates |  | ,,,, | 96 Well Plates , Corning , Corning 96 Well Plates , Corning 96-Well Assay Plates , Corning 96-Well Microplates , Corning 96-Well Multiwell Plates , Corning Microplates , Labware , Manufacturer Browser , Multiwell Plates |  | clear wells,Corning, 3358,Tissue culture treated surface treatment,clear,wells round,lid,360 μL,75-200 μL,sterile,96 wells | , |  |  | clear wells,Corning, 3358,Tissue culture treated surface treatment,clear,wells round,lid,360 μL,75-200 μL,sterile,96 wells
,polystyrene round bottom, not-treated, well volume 330 μL, non-sterile,,,,, | CLS3798 |  | Sigma | Corning ® 96 well plates |  | ,,,, | 96 Well Plates , Corning , Corning 96 Well Plates , Corning 96-Well Assay Plates , Corning 96-Well Microplates , Corning 96-Well Multiwell Plates , Corning Microplates , Labware , Manufacturer Browser , Multiwell Plates |  | 330 μL,Corning, 3798,Non-treated surface treatment,clear,polystyrene round bottom,lid: No,330 μL,75-200 μL,non-sterile,96 wells | , |  |  | 330 μL,Corning, 3798,Non-treated surface treatment,clear,polystyrene round bottom,lid: No,330 μL,75-200 μL,non-sterile,96 wells
,PVC flat bottom, non-treated, well volume 250 μL, non-sterile,,,,, | CLS2595 |  | Sigma | Corning ® 96 well plates |  | ,,,, | 96 Well Plates , Corning , Corning 96 Well Plates , Corning 96-Well Assay Plates , Corning 96-Well Microplates , Corning 96-Well Multiwell Plates , Corning Microplates , Labware , Manufacturer Browser , Multiwell Plates |  | 250 μL,Corning, 2595,Non-treated surface treatment,clear,PVC flat bottom,lid: No,250 μL,50-150 μL,non-sterile,96 wells | , |  |  | 250 μL,Corning, 2595,Non-treated surface treatment,clear,PVC flat bottom,lid: No,250 μL,50-150 μL,non-sterile,96 wells
,PVC round bottom, non-treated, well volume 250 μL, non-sterile,,,,, | CLS2797 |  | Sigma | Corning ® 96 well plates |  | ,,,, | 96 Well Plates , Corning , Corning 96 Well Plates , Corning 96-Well Assay Plates , Corning 96-Well Microplates , Corning 96-Well Multiwell Plates , Corning Microplates , Labware , Manufacturer Browser , Multiwell Plates |  | 250 μL,Corning, 2797,Non-treated surface treatment,clear,PVC round bottom,lid: No,250 μL,50-150 μL,non-sterile,96 wells | , |  |  | 250 μL,Corning, 2797,Non-treated surface treatment,clear,PVC round bottom,lid: No,250 μL,50-150 μL,non-sterile,96 wells
,PVC V-bottom, non-treated, well volume 260 μL, non-sterile,,,,, | CLS2897 |  | Sigma | Corning ® 96 well plates |  | ,,,, | 96 Well Plates , Corning , Corning 96 Well Plates , Corning 96-Well Assay Plates , Corning 96-Well Microplates , Corning 96-Well Multiwell Plates , Corning Microplates , Labware , Manufacturer Browser , Multiwell Plates |  | 260 μL,Corning, 2897,Non-treated surface treatment,clear,PVC V-bottom,lid: No,260 μL,50-150 μL,non-sterile,96 wells | , |  |  | 260 μL,Corning, 2897,Non-treated surface treatment,clear,PVC V-bottom,lid: No,260 μL,50-150 μL,non-sterile,96 wells
,Poly-D-Lysine, sterile, black/clear bottom,,,,, | CLS3842 |  | Sigma | Corning ® 96 well plates |  | ,,,, | 96 Well Plates , Corning , Corning 96 Well Plates , Corning 96-Well Assay Plates , Corning 96-Well Microplates , Corning 96-Well Multiwell Plates , Corning Microplates , Labware , Manufacturer Browser , Multiwell Plates |  | clear wells,Corning,Poly-D-Lysine coated surface treatment,black/clear bottom,polystyrene,lid,360 μL,75-200 μL,sterile,96 wells | , |  |  | clear wells,Corning,Poly-D-Lysine coated surface treatment,black/clear bottom,polystyrene,lid,360 μL,75-200 μL,sterile,96 wells
,Poly-D-Lysine, clear white Bottom, sterile,,,,, | CLS3843 |  | Sigma | Corning ® 96 well plates |  | ,,,, | 96 Well Plates , Corning , Corning 96 Well Plates , Corning 96-Well Assay Plates , Corning 96-Well Microplates , Corning 96-Well Multiwell Plates , Corning Microplates , Labware , Manufacturer Browser , Multiwell Plates |  | clear wells,Corning, 3843,Poly-D-Lysine coated surface treatment,clear white Bottom,polystyrene,lid,360 μL,75-200 μL,sterile,96 wells | , |  |  | clear wells,Corning, 3843,Poly-D-Lysine coated surface treatment,clear white Bottom,polystyrene,lid,360 μL,75-200 μL,sterile,96 wells
,black/clear bottom polypropylene round, non-sterile,,,,, | CLS9520 |  | Sigma | Corning ® 96 well plates |  | ,,,, | 96 Well Plates , Corning 96-Well Multiwell Plates , Labware , Multiwell Plates |  | Corning, 9520,Non-treated surface treatment,black,black/clear bottom polypropylene round,non-sterile,96 wells | , |  |  | Corning, 9520,Non-treated surface treatment,black,black/clear bottom polypropylene round,non-sterile,96 wells
,black round bottom, CarboBIND, lid: No, non-sterile,,,,, | CLS4590 |  | Sigma | Corning ® 96 well plates |  | ,,,, | 96 Well Plates , Corning 96-Well Multiwell Plates , Labware , Multiwell Plates |  | CarboBIND,Corning 4590,black round bottom,non-sterile,lid: No | , |  |  | CarboBIND,Corning 4590,black round bottom,non-sterile,lid: No
,black round bottom, ULA, lid, sterile,,,,, | CLS4591 |  | Sigma | Corning ® 96 well plates |  | ,,,, | 96 Well Plates , Corning 96-Well Multiwell Plates , Labware , Multiwell Plates |  | ULA,Corning 4591,black round bottom,sterile,lid | , |  |  | ULA,Corning 4591,black round bottom,sterile,lid
,black/clear bottom, Fibronectin, lid, non-sterile,,,,, | CLS4594 |  | Sigma | Corning ® 96 well plates |  | ,,,, | 96 Well Plates , Corning 96-Well Multiwell Plates , Labware , Multiwell Plates |  | Fibronectin,Corning 4594,black/clear bottom,non-sterile,lid | , |  |  | Fibronectin,Corning 4594,black/clear bottom,non-sterile,lid
,96 well plate, polystyrene, High Bind, clear flat bottom wells, non-sterile, black, 100/cs,,,,, | CLS3601 |  | Sigma | Corning ® 96 well plates, clear bottom |  | ,,,, | 96 Well Plates , Corning , Corning 96-Well Assay Plates , Corning 96-Well Microplates , Corning 96-Well Multiwell Plates , Corning Clear Bottom 96 Well Plates , Corning Microplates , Labware , Manufacturer Browser , Multiwell Plates |  | pack of 25,Corning, 3601,High Bind surface treatment,black,polystyrene,lid: No,360 μL,case of 100,suitable for (fluorescent/luminescent assays),75-200 μL,non-sterile,96 wells | , |  |  | pack of 25,Corning, 3601,High Bind surface treatment,black,polystyrene,lid: No,360 μL,case of 100,suitable for (fluorescent/luminescent assays),75-200 μL,non-sterile,96 wells
,96 well plate, polystyrene, High Bind, clear flat bottom wells, non-sterile, clear, 100/cs,,,,, | CLS9018 |  | Sigma | Corning ® 96 well plates, clear bottom |  | ,,,, | 96 Well Plates , Corning , Corning 96-Well Assay Plates , Corning 96-Well Microplates , Corning 96-Well Multiwell Plates , Corning Clear Bottom 96 Well Plates , Corning Microplates , Labware , Manufacturer Browser , Multiwell Plates |  | pack of 25,Corning, 9018,High Bind surface treatment,clear,polystyrene,lid: No,360 μL,case of 100,suitable for (fluorescent/luminescent assays),75-200 μL,non-sterile,96 wells | , |  |  | pack of 25,Corning, 9018,High Bind surface treatment,clear,polystyrene,lid: No,360 μL,case of 100,suitable for (fluorescent/luminescent assays),75-200 μL,non-sterile,96 wells
,96 well plate, polystyrene, NBS ™ surface, clear flat bottom wells, non-sterile, white, 25/cs,,,,, | CLS3995 |  | Sigma | Corning ® 96 well plates, clear bottom |  | ,,,, | 96 Well Plates , Corning , Corning 96-Well Assay Plates , Corning 96-Well Microplates , Corning 96-Well Multiwell Plates , Corning Clear Bottom 96 Well Plates , Corning Microplates , Labware , Manufacturer Browser , Multiwell Plates |  | pack of 5,Corning, 3995,NBS ™ surface surface treatment,white,polystyrene,lid: No,360 μL,case of 25,suitable for (fluorescent/luminescent assays),75-200 μL,non-sterile,96 wells | , |  |  | pack of 5,Corning, 3995,NBS ™ surface surface treatment,white,polystyrene,lid: No,360 μL,case of 25,suitable for (fluorescent/luminescent assays),75-200 μL,non-sterile,96 wells
,96 well plate, polystyrene, non-treated, clear round bottom wells, sterile, w/lid, clear, 100/cs,,,,, | CLS3788 |  | Sigma | Corning ® 96 well plates, clear bottom |  | ,,,, | 96 Well Plates , Corning , Corning 96-Well Assay Plates , Corning 96-Well Microplates , Corning 96-Well Multiwell Plates , Corning Clear Bottom 96 Well Plates , Corning Microplates , Labware , Manufacturer Browser , Multiwell Plates |  | pack of 20 ×,Corning, 3788,non-treated surface treatment,clear,polystyrene,lid,360 μL,case of 100,suitable for (fluorescent/luminescent assays),75-200 μL,sterile,96 wells | , |  |  | pack of 20 ×,Corning, 3788,non-treated surface treatment,clear,polystyrene,lid,360 μL,case of 100,suitable for (fluorescent/luminescent assays),75-200 μL,sterile,96 wells
,96 well plate, polystyrene, non-treated, clear flat bottom wells, non-sterile, white, 100/cs,,,,, | CLS3632 |  | Sigma | Corning ® 96 well plates, clear bottom |  | ,,,, | 96 Well Plates , Corning , Corning 96-Well Assay Plates , Corning 96-Well Microplates , Corning 96-Well Multiwell Plates , Corning Clear Bottom 96 Well Plates , Corning Microplates , Labware , Manufacturer Browser , Multiwell Plates |  | pack of 25,Corning, 3632,non-treated surface treatment,clear,polystyrene,lid: No,360 μL,case of 100,suitable for (fluorescent/luminescent assays),75-200 μL,non-sterile,96 wells | , |  |  | pack of 25,Corning, 3632,non-treated surface treatment,clear,polystyrene,lid: No,360 μL,case of 100,suitable for (fluorescent/luminescent assays),75-200 μL,non-sterile,96 wells
,96 well plate, polystyrene, non-treated, clear flat bottom wells, non-sterile, black, 100/cs,,,,, | CLS3631 |  | Sigma | Corning ® 96 well plates, clear bottom |  | ,,,, | 96 Well Plates , Corning , Corning 96-Well Assay Plates , Corning 96-Well Microplates , Corning 96-Well Multiwell Plates , Corning Clear Bottom 96 Well Plates , Corning Microplates , Labware , Manufacturer Browser , Multiwell Plates |  | pack of 25,Corning, 3631,non-treated surface treatment,clear,polystyrene,lid: No,360 μL,case of 100,suitable for (fluorescent/luminescent assays),75-200 μL,non-sterile,96 wells | , |  |  | pack of 25,Corning, 3631,non-treated surface treatment,clear,polystyrene,lid: No,360 μL,case of 100,suitable for (fluorescent/luminescent assays),75-200 μL,non-sterile,96 wells
,96 well plate, polystyrene, TC-treated, clear flat bottom wells, sterile, w/lid, black, 48/ea,,,,, | CLS3603 |  | Sigma | Corning ® 96 well plates, clear bottom |  | ,,,, | 96 Well Plates , Corning , Corning 96-Well Culture Plates , Corning 96-Well Microplates , Corning 96-Well Multiwell Plates , Corning Microplates , Corning clear bottom 96 well plates , Labware , Manufacturer Browser , Multiwell Plates |  | pack of 1 (individually wrapped),Corning, 3603,TC-treated surface treatment,black,polystyrene,lid,360 μL,case of 48,0.32 cm 2 (cell growth area),suitable for (fluorescent/luminescent assays),75-200 μL,sterile,96 wells | , |  |  | pack of 1 (individually wrapped),Corning, 3603,TC-treated surface treatment,black,polystyrene,lid,360 μL,case of 48,0.32 cm 2 (cell growth area),suitable for (fluorescent/luminescent assays),75-200 μL,sterile,96 wells
,96 well plate, polystyrene, TC-treated, clear flat bottom wells, sterile, w/lid, black, 100/cs,,,,, | CLS3904 |  | Sigma | Corning ® 96 well plates, clear bottom |  | ,,,, | 96 Well Plates , Corning , Corning 96-Well Culture Plates , Corning 96-Well Microplates , Corning 96-Well Multiwell Plates , Corning Microplates , Corning clear bottom 96 well plates , Labware , Manufacturer Browser , Multiwell Plates |  | pack of 20,Corning, 3904,TC-treated surface treatment,black,polystyrene,lid,360 μL,case of 100,0.32 cm 2 (cell growth area),suitable for (fluorescent/luminescent assays),75-200 μL,sterile,96 wells | , |  |  | pack of 20,Corning, 3904,TC-treated surface treatment,black,polystyrene,lid,360 μL,case of 100,0.32 cm 2 (cell growth area),suitable for (fluorescent/luminescent assays),75-200 μL,sterile,96 wells
,96 well plate, polystyrene, TC-treated, clear flat bottom wells, sterile, w/lid, white, 48/cs,,,,, | CLS3610 |  | Sigma | Corning ® 96 well plates, clear bottom |  | ,,,, | 96 Well Plates , Corning , Corning 96-Well Culture Plates , Corning 96-Well Microplates , Corning 96-Well Multiwell Plates , Corning Microplates , Corning clear bottom 96 well plates , Labware , Manufacturer Browser , Multiwell Plates |  | pack of 1 (individually wrapped),Corning, 3610,TC-treated surface treatment,white,polystyrene,lid,360 μL,case of 48,0.32 cm 2 (cell growth area),suitable for (fluorescent/luminescent assays),75-200 μL,sterile,96 wells | , |  |  | pack of 1 (individually wrapped),Corning, 3610,TC-treated surface treatment,white,polystyrene,lid,360 μL,case of 48,0.32 cm 2 (cell growth area),suitable for (fluorescent/luminescent assays),75-200 μL,sterile,96 wells
,96 well plate, polystyrene, TC-treated, clear flat bottom wells, sterile, w/lid, white, 100/cs,,,,, | CLS3903 |  | Sigma | Corning ® 96 well plates, clear bottom |  | ,,,, | 96 Well Plates , Corning , Corning 96-Well Culture Plates , Corning 96-Well Microplates , Corning 96-Well Multiwell Plates , Corning Microplates , Corning clear bottom 96 well plates , Labware , Manufacturer Browser , Multiwell Plates |  | pack of 20,Corning, 3903,TC-treated surface treatment,white,polystyrene,lid,360 μL,case of 100,0.32 cm 2 (cell growth area),suitable for (fluorescent/luminescent assays),75-200 μL,sterile,96 wells | , |  |  | pack of 20,Corning, 3903,TC-treated surface treatment,white,polystyrene,lid,360 μL,case of 100,0.32 cm 2 (cell growth area),suitable for (fluorescent/luminescent assays),75-200 μL,sterile,96 wells
,clear polystyrene wells flat bottom,,,,, | CLS3695 |  | Sigma | Corning ® 96 well plates, half-area |  | ,,,, | 96 Well Plates , Corning , Corning 96-Well Assay Plates , Corning 96-Well Microplates , Corning 96-Well Multiwell Plates , Corning Half-area 96 Well Plates , Corning Microplates , Labware , Manufacturer Browser , Multiwell Plates |  | Corning, 3695,clear polystyrene wells flat bottom,non-treated,190 μL,clear,non-sterile,Non-treated surface treatment,lid: No,pkg of 25 inner package,10.7 mm,125 μL,96 wells | , |  |  | Corning, 3695,clear polystyrene wells flat bottom,non-treated,190 μL,clear,non-sterile,Non-treated surface treatment,lid: No,pkg of 25 inner package,10.7 mm,125 μL,96 wells
,clear polystyrene, sterile,,,,, | CLS3697 |  | Sigma | Corning ® 96 well plates, half-area |  | ,,,, | 96 Well Plates , Corning , Corning 96-Well Culture Plates , Corning 96-Well Microplates , Corning 96-Well Multiwell Plates , Corning Half-Area 96-Well Microplates , Corning Microplates , Labware , Manufacturer Browser , Multiwell Plates |  | Tissue culture treated surface treatment,Corning, 3697,Tissue culture treated surface treatment,clear,wells round,lid,190 μL,pkg of 20 inner package,25-125 μL,10.7 mm,sterile,96 wells | , |  |  | Tissue culture treated surface treatment,Corning, 3697,Tissue culture treated surface treatment,clear,wells round,lid,190 μL,pkg of 20 inner package,25-125 μL,10.7 mm,sterile,96 wells
,clear polystyrene, sterile,,,,, | CLS3696 |  | Sigma | Corning ® 96 well plates, half-area |  | ,,,, | 96 Well Plates , Corning , Corning 96-Well Multiwell Plates , Corning 96-Well Plate Accessories , Corning Half-Area 96-Well Plates , Corning Microplates , Labware , Manufacturer Browser , Multiwell Plates |  | clear wells,Corning, 3696,Tissue culture treated surface treatment,clear,wells round,lid,190 μL,pkg of 1 inner package (individually wrapped),25-125 μL,10.7 mm,sterile,96 wells | , |  |  | clear wells,Corning, 3696,Tissue culture treated surface treatment,clear,wells round,lid,190 μL,pkg of 1 inner package (individually wrapped),25-125 μL,10.7 mm,sterile,96 wells
,clear polystyrene, non-sterile, lid: No,,,,, | CLS3690 |  | Sigma | Corning ® 96 well plates, half-area |  | ,,,, | 96 Well Plates , Corning , Corning 96-Well Assay Plates , Corning 96-Well Microplates , Corning 96-Well Multiwell Plates , Corning Half-area 96 Well Plates , Corning Microplates , Labware , Manufacturer Browser , Multiwell Plates |  | clear wells,Corning, 3690,wells round,190 μL,clear,non-sterile,High binding surface treatment,lid: No,pkg of 25 inner package,10.7 mm,125 μL,96 wells | , |  |  | clear wells,Corning, 3690,wells round,190 μL,clear,non-sterile,High binding surface treatment,lid: No,pkg of 25 inner package,10.7 mm,125 μL,96 wells
,white polystyrene wells flat bottom, non-sterile,,,,, | CLS3693 |  | Sigma | Corning ® 96 well plates, half-area |  | ,,,, | 96 Well Plates , Corning , Corning 96-Well Assay Plates , Corning 96-Well Microplates , Corning 96-Well Multiwell Plates , Corning Half-area 96 Well Plates , Corning Microplates , Labware , Manufacturer Browser , Multiwell Plates |  | Corning, 3693,white polystyrene wells flat bottom,non-treated,190 μL,white,non-sterile,Non-treated surface treatment,lid: No,pkg of 25 inner package,10.7 mm,125 μL,96 wells | , |  |  | Corning, 3693,white polystyrene wells flat bottom,non-treated,190 μL,white,non-sterile,Non-treated surface treatment,lid: No,pkg of 25 inner package,10.7 mm,125 μL,96 wells
,white polystyrene, non-treated, non-sterile,,,,, | CLS3883 |  | Sigma | Corning ® 96 well plates, half-area |  | ,,,, | 96 Well Plates , Corning , Corning 96-Well Assay Plates , Corning 96-Well Microplates , Corning 96-Well Multiwell Plates , Corning Half-area 96 Well Plates , Corning Microplates , Labware , Manufacturer Browser , Multiwell Plates |  | non-treated,Corning, 3883,white polystyrene,lid: No,pkg of 25 inner package,10.7 mm,non-sterile | , |  |  | non-treated,Corning, 3883,white polystyrene,lid: No,pkg of 25 inner package,10.7 mm,non-sterile
,white polystyrene, sterile,,,,, | CLS3688 |  | Sigma | Corning ® 96 well plates, half-area |  | ,,,, | 96 Well Plates , Corning , Corning 96-Well Culture Plates , Corning 96-Well Microplates , Corning 96-Well Multiwell Plates , Corning Half-Area 96-Well Microplates , Corning Microplates , Labware , Manufacturer Browser , Multiwell Plates |  | white polystyrene,Corning, 3688,Tissue culture treated surface treatment,white,wells round,lid,190 μL,pkg of 25 inner package,25-125 μL,10.7 mm,sterile,96 wells | , |  |  | white polystyrene,Corning, 3688,Tissue culture treated surface treatment,white,wells round,lid,190 μL,pkg of 25 inner package,25-125 μL,10.7 mm,sterile,96 wells
,white polystyrene, sterile,,,,, | CLS3886 |  | Sigma | Corning ® 96 well plates, half-area |  | ,,,, | 96 Well Plates , Corning , Corning 96-Well Culture Plates , Corning 96-Well Microplates , Corning 96-Well Multiwell Plates , Corning Half-Area 96-Well Microplates , Corning Microplates , Labware , Manufacturer Browser , Multiwell Plates |  | white polystyrene,Corning, 3886,Tissue culture treated surface treatment,white,wells round,lid: No,190 μL,pkg of 20 inner package,25-125 μL,10.7 mm,sterile,96 wells | , |  |  | white polystyrene,Corning, 3886,Tissue culture treated surface treatment,white,wells round,lid: No,190 μL,pkg of 20 inner package,25-125 μL,10.7 mm,sterile,96 wells
,white polystyrene,,,,, | CLS3992 |  | Sigma | Corning ® 96 well plates, half-area |  | ,,,, | 96 Well Plates , Corning , Corning 96-Well Assay Plates , Corning 96-Well Microplates , Corning 96-Well Multiwell Plates , Corning Half-area 96 Well Plates , Corning Microplates , Labware , Manufacturer Browser , Multiwell Plates |  | white polystyrene,Corning, 3992,Non-binding surface (NBS) surface treatment,white,wells round,lid: No,190 μL,pkg of 5 inner package,25-125 μL,10.7 mm,non-sterile,96 wells | , |  |  | white polystyrene,Corning, 3992,Non-binding surface (NBS) surface treatment,white,wells round,lid: No,190 μL,pkg of 5 inner package,25-125 μL,10.7 mm,non-sterile,96 wells
,white with clear bottom polystyrene,,,,, | CLS3994 |  | Sigma | Corning ® 96 well plates, half-area |  | ,,,, | 96 Well Plates , Corning , Corning 96-Well Assay Plates , Corning 96-Well Microplates , Corning 96-Well Multiwell Plates , Corning Half-area 96 Well Plates , Corning Microplates , Labware , Manufacturer Browser , Multiwell Plates |  | white with clear bottom polystyrene,Corning, 3994,Non-binding surface (NBS) surface treatment,white,wells round,lid: No,190 μL,pkg of 5 inner package,25-125 μL,10.7 mm,non-sterile,96 wells | , |  |  | white with clear bottom polystyrene,Corning, 3994,Non-binding surface (NBS) surface treatment,white,wells round,lid: No,190 μL,pkg of 5 inner package,25-125 μL,10.7 mm,non-sterile,96 wells
,white polystyrene wells flat bottom,,,,, | CLS3642 |  | Sigma | Corning ® 96 well plates, half-area |  | ,,,, | 96 Well Plates , Corning , Corning 96-Well Assay Plates , Corning 96-Well Microplates , Corning 96-Well Multiwell Plates , Corning Half-area 96 Well Plates , Corning Microplates , Labware , Manufacturer Browser , Multiwell Plates |  | white polystyrene wells flat bottom,Corning, 3642,white polystyrene plate,190 μL,white,non-sterile,Non-binding surface (NBS) surface treatment,lid: No,pkg of 25 inner package,10.7 mm,125 μL,96 wells | , |  |  | white polystyrene wells flat bottom,Corning, 3642,white polystyrene plate,190 μL,white,non-sterile,Non-binding surface (NBS) surface treatment,lid: No,pkg of 25 inner package,10.7 mm,125 μL,96 wells
,black polystyrene wells flat bottom, non-sterile,,,,, | CLS3694 |  | Sigma | Corning ® 96 well plates, half-area |  | ,,,, | 96 Well Plates , Corning , Corning 96-Well Assay Plates , Corning 96-Well Microplates , Corning 96-Well Multiwell Plates , Corning Half-area 96 Well Plates , Corning Microplates , Labware , Manufacturer Browser , Multiwell Plates |  | Corning, 3694,Non-treated surface treatment,190 μL,black,non-sterile,black polystyrene wells flat bottom,lid: No,pkg of 25 inner package,10.7 mm,125 μL,96 wells | , |  |  | Corning, 3694,Non-treated surface treatment,190 μL,black,non-sterile,black polystyrene wells flat bottom,lid: No,pkg of 25 inner package,10.7 mm,125 μL,96 wells
,black polystyrene,,,,, | CLS3875 |  | Sigma | Corning ® 96 well plates, half-area |  | ,,,, | 96 Well Plates , Corning , Corning 96-Well Culture Plates , Corning 96-Well Microplates , Corning 96-Well Multiwell Plates , Corning Half-Area 96-Well Microplates , Corning Microplates , Labware , Manufacturer Browser , Multiwell Plates |  | black polystyrene,Corning, 3875,Tissue culture treated surface treatment,black,wells round,lid,190 μL,pkg of 25 inner package,25-125 μL,10.7 mm,sterile,96 wells | , |  |  | black polystyrene,Corning, 3875,Tissue culture treated surface treatment,black,wells round,lid,190 μL,pkg of 25 inner package,25-125 μL,10.7 mm,sterile,96 wells
,black polystyrene, non-sterile,,,,, | CLS3686 |  | Sigma | Corning ® 96 well plates, half-area |  | ,,,, | 96 Well Plates , Corning , Corning 96-Well Assay Plates , Corning 96-Well Microplates , Corning 96-Well Multiwell Plates , Corning Half-area 96 Well Plates , Corning Microplates , Labware , Manufacturer Browser , Multiwell Plates |  | black polystyrene,Corning, 3686,Non-binding surface (NBS) surface treatment,black,wells round,lid: No,190 μL,pkg of 25 inner package,25-125 μL,10.7 mm,non-sterile,96 wells | , |  |  | black polystyrene,Corning, 3686,Non-binding surface (NBS) surface treatment,black,wells round,lid: No,190 μL,pkg of 25 inner package,25-125 μL,10.7 mm,non-sterile,96 wells
,black polystyrene,,,,, | CLS3993 |  | Sigma | Corning ® 96 well plates, half-area |  | ,,,, | 96 Well Plates , Corning , Corning 96-Well Assay Plates , Corning 96-Well Microplates , Corning 96-Well Multiwell Plates , Corning Half-area 96 Well Plates , Corning Microplates , Labware , Manufacturer Browser , Multiwell Plates |  | black polystyrene,Corning, 3993,Non-binding surface (NBS) surface treatment,non-binding surface,black,wells round,lid: No,190 μL,pkg of 5 inner package,25-125 μL,10.7 mm,non-sterile,96 wells | , |  |  | black polystyrene,Corning, 3993,Non-binding surface (NBS) surface treatment,non-binding surface,black,wells round,lid: No,190 μL,pkg of 5 inner package,25-125 μL,10.7 mm,non-sterile,96 wells
,clear polystyrene wells flat bottom, non-sterile,,,,, | CLS3880 |  | Sigma | Corning ® 96 well plates, half-area |  | ,,,, | 96 Well Plates , Corning , Corning 96-Well Assay Plates , Corning 96-Well Microplates , Corning 96-Well Multiwell Plates , Corning Half-area 96 Well Plates , Corning Microplates , Labware , Manufacturer Browser , Multiwell Plates |  | clear polystyrene wells flat bottom,Corning, 3880,black polystyrene plate,190 μL,clear,non-sterile,Non-treated surface treatment,lid: No,pkg of 25 inner package,10.7 mm,125 μL,96 wells | , |  |  | clear polystyrene wells flat bottom,Corning, 3880,black polystyrene plate,190 μL,clear,non-sterile,Non-treated surface treatment,lid: No,pkg of 25 inner package,10.7 mm,125 μL,96 wells
,white with clear bottom polystyrene,,,,, | CLS3885 |  | Sigma | Corning ® 96 well plates, half-area |  | ,,,, | 96 Well Plates , Corning , Corning 96-Well Culture Plates , Corning 96-Well Microplates , Corning 96-Well Multiwell Plates , Corning Half-Area 96-Well Microplates , Corning Microplates , Labware , Manufacturer Browser , Multiwell Plates |  | white with clear bottom polystyrene,Corning, 3885,Tissue culture treated surface treatment,white,wells round,lid,190 μL,pkg of 25 inner package,25-125 μL,10.7 mm,sterile,96 wells | , |  |  | white with clear bottom polystyrene,Corning, 3885,Tissue culture treated surface treatment,white,wells round,lid,190 μL,pkg of 25 inner package,25-125 μL,10.7 mm,sterile,96 wells
,black/clear bottom polystyrene,,,,, | CLS3887 |  | Sigma | Corning ® 96 well plates, half-area |  | ,,,, | 96 Well Plates , Corning , Corning 96-Well Culture Plates , Corning 96-Well Microplates , Corning 96-Well Multiwell Plates , Corning Half-Area 96-Well Microplates , Corning Microplates , Labware , Manufacturer Browser , Multiwell Plates |  | black/clear bottom polystyrene,Corning, 3887,Tissue culture treated surface treatment,black,wells round,lid: No,190 μL,pkg of 25 inner package,25-125 μL,10.7 mm,sterile,96 wells | , |  |  | black/clear bottom polystyrene,Corning, 3887,Tissue culture treated surface treatment,black,wells round,lid: No,190 μL,pkg of 25 inner package,25-125 μL,10.7 mm,sterile,96 wells
,clear polystyrene wells flat bottom,,,,, | CLS3882 |  | Sigma | Corning ® 96 well plates, half-area |  | ,,,, | 96 Well Plates , Corning , Corning 96-Well Culture Plates , Corning 96-Well Microplates , Corning 96-Well Multiwell Plates , Corning Half-Area 96-Well Microplates , Corning Microplates , Labware , Manufacturer Browser , Multiwell Plates |  | clear polystyrene wells flat bottom,Corning, 3882,Tissue culture treated surface treatment,clear,black plate,lid,190 μL,pkg of 20 inner package,25-125 μL,10.7 mm,sterile,96 wells | , |  |  | clear polystyrene wells flat bottom,Corning, 3882,Tissue culture treated surface treatment,clear,black plate,lid,190 μL,pkg of 20 inner package,25-125 μL,10.7 mm,sterile,96 wells
,black/clear bottom polystyrene (flat),,,,, | CLS3881 |  | Sigma | Corning ® 96 well plates, half-area |  | ,,,, | 96 Well Plates , Corning , Corning 96-Well Assay Plates , Corning 96-Well Microplates , Corning 96-Well Multiwell Plates , Corning Half-area 96 Well Plates , Corning Microplates , Labware , Manufacturer Browser , Multiwell Plates |  | Corning, 3881,Non-binding surface (NBS) surface treatment,black,black/clear bottom polystyrene (flat),lid: No,190 μL,pkg of 25 inner package,25-125 μL,10.7 mm,non-sterile,96 wells | , |  |  | Corning, 3881,Non-binding surface (NBS) surface treatment,black,black/clear bottom polystyrene (flat),lid: No,190 μL,pkg of 25 inner package,25-125 μL,10.7 mm,non-sterile,96 wells
,white with clear bottom polystyrene, nonbinding surface,,,,, | CLS3884 |  | Sigma | Corning ® 96 well plates, half-area |  | ,,,, | 96 Well Plates , Corning , Corning 96-Well Assay Plates , Corning 96-Well Microplates , Corning 96-Well Multiwell Plates , Corning Half-area 96 Well Plates , Corning Microplates , Labware , Manufacturer Browser , Multiwell Plates |  | nonbinding surface,Corning, 3884,white with clear bottom polystyrene,lid: No,pkg of 25 inner package,10.7 mm,non-sterile | , |  |  | nonbinding surface,Corning, 3884,white with clear bottom polystyrene,lid: No,pkg of 25 inner package,10.7 mm,non-sterile
,black/clear bottom polystyrene,,,,, | CLS3721 |  | Sigma | Corning ® 96 well plates, half-area |  | ,,,, | 96 Well Plates , Corning , Corning 96-Well Assay Plates , Corning 96-Well Microplates , Corning 96-Well Multiwell Plates , Corning Half-area 96 Well Plates , Corning Microplates , Labware , Manufacturer Browser , Multiwell Plates |  | Corning, 3721,Tissue culture treated surface treatment,black,black/clear bottom polystyrene,lid,190 μL,pkg of 25 inner package,25-125 μL,10.7 mm,sterile,96 wells | , |  |  | Corning, 3721,Tissue culture treated surface treatment,black,black/clear bottom polystyrene,lid,190 μL,pkg of 25 inner package,25-125 μL,10.7 mm,sterile,96 wells
,polystyrene flat bottom, UV-Vis transparent between 220 and 1600 nm, lid: No,,,,, | CLS3679 |  | Sigma | Corning ® 96 well plates, half-area |  | ,,,, | 96 Well Plates , Corning 96-Well Multiwell Plates , Labware , Multiwell Plates |  | lid: No,Corning, 3679,Non-treated surface treatment,clear,polystyrene flat bottom,UV-Vis transparent between 220 and 1600 nm,205 μL,pkg of 25 inner package,25-125 μL,10.7 mm,non-sterile,96 wells | , |  |  | lid: No,Corning, 3679,Non-treated surface treatment,clear,polystyrene flat bottom,UV-Vis transparent between 220 and 1600 nm,205 μL,pkg of 25 inner package,25-125 μL,10.7 mm,non-sterile,96 wells
,HCS, film bottom, lid, sterile,,,,, | CLS4680 |  | Sigma | Corning ® 96 well plates, half-area |  | ,,,, | 96 Well Plates , Corning 96-Well Multiwell Plates , Labware , Multiwell Plates |  | HCS, film bottom,Corning 4680,cyclic olefin copolymer (COC) (COC),lid,10.7 mm,sterile | , |  |  | HCS, film bottom,Corning 4680,cyclic olefin copolymer (COC) (COC),lid,10.7 mm,sterile
,96 well plate, polystyrene, non-treated, white flat bottom wells, non-sterile, white, 100/cs,,,,, | CLS3912 |  | Sigma | Corning ® 96 well plates, opaque bottom |  | ,,,, | 96 Well Plates , Corning , Corning 96-Well Assay Plates , Corning 96-Well Microplates , Corning 96-Well Multiwell Plates , Corning Microplates , Corning Opaque 96 Well Plates , Labware , Manufacturer Browser , Multiwell Plates |  | pack of 25,Corning, 3912,non-treated surface treatment,white,polystyrene,lid: No,360 μL,case of 100,75-200 μL,non-sterile,96 wells | , |  |  | pack of 25,Corning, 3912,non-treated surface treatment,white,polystyrene,lid: No,360 μL,case of 100,75-200 μL,non-sterile,96 wells
,96 well plate, polystyrene, TC-treated, white flat bottom wells, sterile, white, 100/cs,,,,, | CLS3362 |  | Sigma | Corning ® 96 well plates, opaque bottom |  | ,,,, | 96 Well Plates , Corning , Corning 96-Well Culture Plates , Corning 96-Well Microplates , Corning 96-Well Multiwell Plates , Corning Microplates , Corning opaque 96 well plates , Labware , Manufacturer Browser , Multiwell Plates |  | pack of 25,Corning, 3362,TC-treated surface treatment,white,polystyrene,lid: No,360 μL,case of 100,0.32 cm 2 (cell growth area),75-200 μL,sterile,96 wells | , |  |  | pack of 25,Corning, 3362,TC-treated surface treatment,white,polystyrene,lid: No,360 μL,case of 100,0.32 cm 2 (cell growth area),75-200 μL,sterile,96 wells
,96 well plate, polystyrene, TC-treated, white flat bottom wells, sterile, w/lid, white, 100/cs,,,,, | CLS3917 |  | Sigma | Corning ® 96 well plates, opaque bottom |  | ,,,, | 96 Well Plates , Corning , Corning 96-Well Culture Plates , Corning 96-Well Microplates , Corning 96-Well Multiwell Plates , Corning Microplates , Corning opaque 96 well plates , Labware , Manufacturer Browser , Multiwell Plates |  | pack of 25,Corning, 3917,TC-treated surface treatment,white,polystyrene,lid,360 μL,case of 100,0.32 cm 2 (cell growth area),75-200 μL,sterile,96 wells | , |  |  | pack of 25,Corning, 3917,TC-treated surface treatment,white,polystyrene,lid,360 μL,case of 100,0.32 cm 2 (cell growth area),75-200 μL,sterile,96 wells
,96 well plate, polystyrene, High Bind, white flat bottom wells, non-sterile, white, 100/cs,,,,, | CLS3922 |  | Sigma | Corning ® 96 well plates, opaque bottom |  | ,,,, | 96 Well Plates , Corning , Corning 96-Well Assay Plates , Corning 96-Well Microplates , Corning 96-Well Multiwell Plates , Corning Microplates , Corning Opaque 96 Well Plates , Labware , Manufacturer Browser , Multiwell Plates |  | pack of 25,Corning, 3922,High Bind surface treatment,white,polystyrene,lid: No,360 μL,case of 100,75-200 μL,non-sterile,96 wells | , |  |  | pack of 25,Corning, 3922,High Bind surface treatment,white,polystyrene,lid: No,360 μL,case of 100,75-200 μL,non-sterile,96 wells
,96 well plate, polystyrene, non-treated, white round bottom wells, non-sterile, white, 100/cs,,,,, | CLS3789 |  | Sigma | Corning ® 96 well plates, opaque bottom |  | ,,,, | 96 Well Plates , Corning , Corning 96-Well Assay Plates , Corning 96-Well Microplates , Corning 96-Well Multiwell Plates , Corning Microplates , Corning Opaque 96 Well Plates , Labware , Manufacturer Browser , Multiwell Plates |  | pack of 25,Corning, 3789,non-treated surface treatment,white,polystyrene,lid: No,360 μL,case of 100,75-200 μL,non-sterile,96 wells | , |  |  | pack of 25,Corning, 3789,non-treated surface treatment,white,polystyrene,lid: No,360 μL,case of 100,75-200 μL,non-sterile,96 wells
,96 well plate, polystyrene, non-treated, black flat bottom wells, non-sterile, black, 100/cs,,,,, | CLS3915 |  | Sigma | Corning ® 96 well plates, opaque bottom |  | ,,,, | 96 Well Plates , Corning , Corning 96-Well Assay Plates , Corning 96-Well Microplates , Corning 96-Well Multiwell Plates , Corning Microplates , Corning Opaque 96 Well Plates , Labware , Manufacturer Browser , Multiwell Plates |  | pack of 25,Corning, 3915,non-treated surface treatment,black,polystyrene,lid: No,360 μL,case of 100,75-200 μL,non-sterile,96 wells | , |  |  | pack of 25,Corning, 3915,non-treated surface treatment,black,polystyrene,lid: No,360 μL,case of 100,75-200 μL,non-sterile,96 wells
,96 well plate, polystyrene, TC-treated, black flat bottom wells, sterile, w/lid, black, 100/cs,,,,, | CLS3916 |  | Sigma | Corning ® 96 well plates, opaque bottom |  | ,,,, | 96 Well Plates , Corning , Corning 96-Well Culture Plates , Corning 96-Well Microplates , Corning 96-Well Multiwell Plates , Corning Microplates , Corning opaque 96 well plates , Labware , Manufacturer Browser , Multiwell Plates |  | pack of 25,Corning, 3916,TC-treated surface treatment,black,polystyrene,lid,360 μL,case of 100,0.32 cm 2 (cell growth area),75-200 μL,sterile,96 wells | , |  |  | pack of 25,Corning, 3916,TC-treated surface treatment,black,polystyrene,lid,360 μL,case of 100,0.32 cm 2 (cell growth area),75-200 μL,sterile,96 wells
,96 well plate, polystyrene, High Bind, black flat bottom wells, non-sterile, black, 100/cs, lid: No,,,,, | CLS3925 |  | Sigma | Corning ® 96 well plates, opaque bottom |  | ,,,, | 96 Well Plates , Corning , Corning 96-Well Assay Plates , Corning 96-Well Microplates , Corning 96-Well Multiwell Plates , Corning Microplates , Corning Opaque 96 Well Plates , Labware , Manufacturer Browser , Multiwell Plates |  | pack of 25,Corning, 3925,High Bind surface treatment,black,polystyrene,lid: No,360 μL,case of 100,75-200 μL,non-sterile,96 wells | , |  |  | pack of 25,Corning, 3925,High Bind surface treatment,black,polystyrene,lid: No,360 μL,case of 100,75-200 μL,non-sterile,96 wells
,96 well plate, polystyrene, non-treated, black round bottom wells, non-sterile, black, 100/cs,,,,, | CLS3792 |  | Sigma | Corning ® 96 well plates, opaque bottom |  | ,,,, | 96 Well Plates , Corning , Corning 96-Well Assay Plates , Corning 96-Well Microplates , Corning 96-Well Multiwell Plates , Corning Microplates , Corning Opaque 96 Well Plates , Labware , Manufacturer Browser , Multiwell Plates |  | pack of 25,Corning, 3792,non-treated surface treatment,black,polystyrene,lid: No,360 μL,case of 100,75-200 μL,non-sterile,96 wells | , |  |  | pack of 25,Corning, 3792,non-treated surface treatment,black,polystyrene,lid: No,360 μL,case of 100,75-200 μL,non-sterile,96 wells
,96 well plate, UV-transparent, acrylic copolymer, flat bottom, clear, non-sterile, 50/cs,,,,, | CLS3635 |  | Sigma | Corning ® 96 well plates, UV-transparent |  | ,,,, | 96 Well Plates , Corning , Corning 384-Well Assay Plates , Corning 384-Well Microplates , Corning 96-Well Multiwell Plates , Corning Microplates , Corning UV 96 well plates , Labware , Manufacturer Browser , Multiwell Plates |  | pack of 25,Corning, 3635,non-treated surface treatment,clear,clear acrylic copolymer plate,lid: No,370 μL,case of 50,suitable for (protein and/or nucleic acid concentrations; UV/VIS applications),75-200 μL,non-sterile,96 wells , 96 well plate | , |  |  | pack of 25,Corning, 3635,non-treated surface treatment,clear,clear acrylic copolymer plate,lid: No,370 μL,case of 50,suitable for (protein and/or nucleic acid concentrations; UV/VIS applications),75-200 μL,non-sterile,96 wells , 96 well plate
,TC-treated, 50/cs, clear polystyrene wells flat bottom wells, sterile,,,,, | CLS3628BC |  | Sigma | Corning ® 96 well plate, with generic barcode |  | ,,,, | 96 Well Plates , Corning , Corning 96-Well Multiwell Plates , Corning Barcoded Microplates , Corning Microplates , Labware , Manufacturer Browser , Multiwell Plates |  | pack of 10,Corning, 3628BC,TC-treated surface treatment,clear,polystyrene,lid,360 μL,case of 50,100-200 μL,sterile,96 wells | , |  |  | pack of 10,Corning, 3628BC,TC-treated surface treatment,clear,polystyrene,lid,360 μL,case of 50,100-200 μL,sterile,96 wells
,TC-treated, 50/cs, black polystyrene wells flat bottom, sterile,,,,, | CLS3904BC |  | Sigma | Corning ® 96 well plate, with generic barcode |  | ,,,, | 96 Well Plates , Corning , Corning 96-Well Multiwell Plates , Corning Barcoded Microplates , Corning Microplates , Labware , Manufacturer Browser , Multiwell Plates |  | pack of 10,Corning, 3904BC,polystyrene,320 μL,black,sterile,TC-treated surface treatment,lid,case of 50,200 μL,96 wells | , |  |  | pack of 10,Corning, 3904BC,polystyrene,320 μL,black,sterile,TC-treated surface treatment,lid,case of 50,200 μL,96 wells
,tissue-culture treated, clear polystyrene V-bottom, well volume 320 μL,,,,, | CLS3897BC |  | Sigma | Corning ® 96 well plate, with generic barcode |  | ,,,, | 96 Well Plates , Corning , Corning 96-Well Multiwell Plates , Corning Barcoded Microplates , Corning Microplates , Labware , Manufacturer Browser , Multiwell Plates |  | pack of 10,Corning, 3897BC,no lid,polystyrene,tissue-culture treated,320 μL,case of 50,non-sterile | , |  |  | pack of 10,Corning, 3897BC,no lid,polystyrene,tissue-culture treated,320 μL,case of 50,non-sterile
,COC, non-treated, 3:1 1uL conical flat bottom crystal cup wells, clear, nonsterile,,,,, | CLS3550 |  | Sigma | Corning ® 96 well protein crystallization plates |  | ,,,, | 96 Well Plates , Corning , Corning 96-Well Microplates , Corning 96-Well Multiwell Plates , Corning 96-Well Protein Crystallization Plates , Corning Microplates , Labware , Manufacturer Browser , Multiwell Plates |  | non-treated surface treatment,Corning, 3550,Not treated surface treatment,clear,cyclic olefin copolymer (COC),lid: No,1 μL , protein well volume,suitable for (sitting drop vapor diffusion high-throughput (HT) protein crystallization),100 μL,non-sterile,96 wells | , |  |  | non-treated surface treatment,Corning, 3550,Not treated surface treatment,clear,cyclic olefin copolymer (COC),lid: No,1 μL , protein well volume,suitable for (sitting drop vapor diffusion high-throughput (HT) protein crystallization),100 μL,non-sterile,96 wells
,COC, non-treated, 3:1 2uL conical flat bottom wells, clear, nonsterile,,,,, | CLS3553 |  | Sigma | Corning ® 96 well protein crystallization plates |  | ,,,, | 96 Well Plates , Corning , Corning 96-Well Microplates , Corning 96-Well Multiwell Plates , Corning 96-Well Protein Crystallization Plates , Corning Microplates , Labware , Manufacturer Browser , Multiwell Plates |  | non-treated surface treatment,Corning, 3553,Not treated surface treatment,clear,cyclic olefin copolymer (COC),lid: No,2 μL , protein well volume,suitable for (sitting drop vapor diffusion high-throughput (HT) protein crystallization),25-755 μL,100 μL,non-sterile,96 wells | , |  |  | non-treated surface treatment,Corning, 3553,Not treated surface treatment,clear,cyclic olefin copolymer (COC),lid: No,2 μL , protein well volume,suitable for (sitting drop vapor diffusion high-throughput (HT) protein crystallization),25-755 μL,100 μL,non-sterile,96 wells
,COC, non-treated, 3:1 2uL round bottom wells, clear, nonsterile,,,,, | CLS3552 |  | Sigma | Corning ® 96 well protein crystallization plates |  | ,,,, | 96 Well Plates , Corning , Corning 96-Well Microplates , Corning 96-Well Multiwell Plates , Corning 96-Well Protein Crystallization Plates , Corning Microplates , Labware , Manufacturer Browser , Multiwell Plates |  | non-treated surface treatment,Corning, 3552,Not treated surface treatment,clear,cyclic olefin copolymer (COC),lid: No,100 μL,2 μL , protein well volume,suitable for (sitting drop vapor diffusion high-throughput (HT) protein crystallization),100 μL,non-sterile,96 wells | , |  |  | non-treated surface treatment,Corning, 3552,Not treated surface treatment,clear,cyclic olefin copolymer (COC),lid: No,100 μL,2 μL , protein well volume,suitable for (sitting drop vapor diffusion high-throughput (HT) protein crystallization),100 μL,non-sterile,96 wells
,96 well plate, COC, hydrophilic-treated, 3:1 4uL conical flat bottom wells, clear, nonsterile, 50/cs,,,,, | CLS3551 |  | Sigma | Corning ® 96 well protein crystallization plates |  | ,,,, | 96 Well Plates , Corning , Corning 96-Well Microplates , Corning 96-Well Multiwell Plates , Corning 96-Well Protein Crystallization Plates , Corning Microplates , Labware , Manufacturer Browser , Multiwell Plates |  | hydrophilic-treated surface treatment,Corning, 3551,Not treated surface treatment,clear,cyclic olefin copolymer (COC),lid: No,4 μL , protein well volume,suitable for (sitting drop vapor diffusion high-throughput (HT) protein crystallization),25-755 μL,100 μL,non-sterile,96 wells | , |  |  | hydrophilic-treated surface treatment,Corning, 3551,Not treated surface treatment,clear,cyclic olefin copolymer (COC),lid: No,4 μL , protein well volume,suitable for (sitting drop vapor diffusion high-throughput (HT) protein crystallization),25-755 μL,100 μL,non-sterile,96 wells
,COC, non-treated, 3:1 4uL round bottom wells, clear, nonsterile,,,,, | CLS3556 |  | Sigma | Corning ® 96 well protein crystallization plates |  | ,,,, | 96 Well Plates , Corning , Corning 96-Well Microplates , Corning 96-Well Multiwell Plates , Corning 96-Well Protein Crystallization Plates , Corning Microplates , Labware , Manufacturer Browser , Multiwell Plates |  | non-treated surface treatment,Corning, 3556,Not treated surface treatment,clear,cyclic olefin copolymer (COC),lid: No,4 μL , protein well volume,suitable for (sitting drop vapor diffusion high-throughput (HT) protein crystallization),25-755 μL,100 μL,non-sterile,96 wells | , |  |  | non-treated surface treatment,Corning, 3556,Not treated surface treatment,clear,cyclic olefin copolymer (COC),lid: No,4 μL , protein well volume,suitable for (sitting drop vapor diffusion high-throughput (HT) protein crystallization),25-755 μL,100 μL,non-sterile,96 wells
,96 well plate, TC-treated, flat optically clear bottom, sterile, black, 100/cs,,,,, | CLS3614 |  | Sigma | Corning ® 96 well special optics plates |  | ,,,, | 96 Well Plates , Corning , Corning 96-Well Culture Plates , Corning 96-Well Microplates , Corning 96-Well Multiwell Plates , Corning Microplates , Corning Special Optics 96 well plates , Labware , Manufacturer Browser , Multiwell Plates |  | pack of 25,Corning, 3614,black/clear bottom polystyrene plate,360 μL,black,sterile,TC-treated surface treatment,lid: No,case of 100,0.32 cm 2 (cell growth area),suitable for (optically clear flat well bottom permits direct microscopic viewing),200 μL,96 wells | , |  |  | pack of 25,Corning, 3614,black/clear bottom polystyrene plate,360 μL,black,sterile,TC-treated surface treatment,lid: No,case of 100,0.32 cm 2 (cell growth area),suitable for (optically clear flat well bottom permits direct microscopic viewing),200 μL,96 wells
,96 well plate, TC-treated, flat optically clear bottom, sterile, black, 25/cs,,,,, | CLS3720 |  | Sigma | Corning ® 96 well special optics plates |  | ,,,, | 96 Well Plates , Corning , Corning 96-Well Culture Plates , Corning 96-Well Microplates , Corning 96-Well Multiwell Plates , Corning Microplates , Corning Special Optics 96 well plates , Labware , Manufacturer Browser , Multiwell Plates |  | pack of 5,Corning, 3720,black/clear bottom polystyrene plate,360 μL,black,sterile,TC-treated surface treatment,lid: No,case of 25,0.32 cm 2 (cell growth area),suitable for (optically clear flat well bottom permits direct microscopic viewing),200 μL,96 wells | , |  |  | pack of 5,Corning, 3720,black/clear bottom polystyrene plate,360 μL,black,sterile,TC-treated surface treatment,lid: No,case of 25,0.32 cm 2 (cell growth area),suitable for (optically clear flat well bottom permits direct microscopic viewing),200 μL,96 wells
,96 well plate, non-treated, flat optically clear bottom, non-sterile, black, 100/cs,,,,, | CLS3615 |  | Sigma | Corning ® 96 well special optics plates |  | ,,,, | 96 Well Plates , Corning , Corning 96-Well Culture Plates , Corning 96-Well Microplates , Corning 96-Well Multiwell Plates , Corning Microplates , Corning Special Optics 96 well plates , Labware , Manufacturer Browser , Multiwell Plates |  | pack of 25,Corning, 3615,black/clear bottom polystyrene plate,360 μL,black,non-sterile,non-treated surface treatment,lid: No,case of 100,0.32 cm 2 (cell growth area),suitable for (optically clear flat well bottom permits direct microscopic viewing),200 μL,96 wells | , |  |  | pack of 25,Corning, 3615,black/clear bottom polystyrene plate,360 μL,black,non-sterile,non-treated surface treatment,lid: No,case of 100,0.32 cm 2 (cell growth area),suitable for (optically clear flat well bottom permits direct microscopic viewing),200 μL,96 wells
,assay plate only, clear, 360 μL round bottom, non-sterile,,,,, | CLS3365 |  | Sigma | Corning ® 96 well storage system |  | ,,,, | 96 Well Plates , Corning , Corning 96-Well Microplates , Corning 96-Well Multiwell Plates , Corning 96-Well Storage Plates , Corning Microplates , Labware , Manufacturer Browser , Multiwell Plates |  | clear wells,Corning, 3365,Non-treated surface treatment,clear,polypropylene plate,lid: No,330 μL,75-200 μL,non-sterile,96 wells | , |  |  | clear wells,Corning, 3365,Non-treated surface treatment,clear,polypropylene plate,lid: No,330 μL,75-200 μL,non-sterile,96 wells
,assay plate clear, 360 μL round bottom, sterile,,,,, | CLS3359 |  | Sigma | Corning ® 96 well storage system |  | ,,,, | 96 Well Plates , Corning , Corning 96-Well Microplates , Corning 96-Well Multiwell Plates , Corning 96-Well Storage Plates , Corning Microplates , Labware , Manufacturer Browser , Multiwell Plates |  | clear wells,Corning, 3359,Non-treated surface treatment,clear,polypropylene plate,lid: No,330 μL,75-200 μL,sterile,96 wells | , |  |  | clear wells,Corning, 3359,Non-treated surface treatment,clear,polypropylene plate,lid: No,330 μL,75-200 μL,sterile,96 wells
,assay plate, white, 360 μL round bottom, non-sterile,,,,, | CLS3355 |  | Sigma | Corning ® 96 well storage system |  | ,,,, | 96 Well Plates , Corning , Corning 96-Well Microplates , Corning 96-Well Multiwell Plates , Corning 96-Well Storage Plates , Corning Microplates , Labware , Manufacturer Browser , Multiwell Plates |  | white wells,Corning, 3355,Non-treated surface treatment,white,polypropylene plate,lid: No,360 μL,75-200 μL,non-sterile,96 wells | , |  |  | white wells,Corning, 3355,Non-treated surface treatment,white,polypropylene plate,lid: No,360 μL,75-200 μL,non-sterile,96 wells
,storage plate, black, 360 μL round bottom, non-sterile,,,,, | CLS3356 |  | Sigma | Corning ® 96 well storage system |  | ,,,, | 96 Well Plates , Corning , Corning 96-Well Microplates , Corning 96-Well Multiwell Plates , Corning 96-Well Storage Plates , Corning Microplates , Labware , Manufacturer Browser , Multiwell Plates |  | black wells,Corning, 3356,Non-treated surface treatment,black,polypropylene plate,lid: No,360 μL,75-200 μL,non-sterile,96 wells | , |  |  | black wells,Corning, 3356,Non-treated surface treatment,black,polypropylene plate,lid: No,360 μL,75-200 μL,non-sterile,96 wells
,assay plate, clear, non-sterile, 320 μL, V-bottom,,,,, | CLS3363 |  | Sigma | Corning ® 96 well storage system |  | ,,,, | 96 Well Plates , Corning , Corning 96-Well Microplates , Corning 96-Well Multiwell Plates , Corning 96-Well Storage Plates , Corning Microplates , Labware , Manufacturer Browser , Multiwell Plates |  | clear polypropylene wells conical bottom,Corning, 3363,polypropylene plate,320 μL,clear,non-sterile,Non-treated surface treatment,lid: No,case of 100,200 μL,96 wells | , |  |  | clear polypropylene wells conical bottom,Corning, 3363,polypropylene plate,320 μL,clear,non-sterile,Non-treated surface treatment,lid: No,case of 100,200 μL,96 wells
,storage plate, clear, 360 μL V-bottom, sterile,,,,, | CLS3357 |  | Sigma | Corning ® 96 well storage system |  | ,,,, | 96 Well Plates , Corning , Corning 96-Well Microplates , Corning 96-Well Multiwell Plates , Corning 96-Well Storage Plates , Corning Microplates , Labware , Manufacturer Browser , Multiwell Plates |  | clear wells,Corning, 3357,Non-treated surface treatment,clear,polypropylene plate,lid: No,320 μL,75-200 μL,sterile,96 wells | , |  |  | clear wells,Corning, 3357,Non-treated surface treatment,clear,polypropylene plate,lid: No,320 μL,75-200 μL,sterile,96 wells
,assay plate, clear, 360 μL flat-bottom, non-sterile,,,,, | CLS3364 |  | Sigma | Corning ® 96 well storage system |  | ,,,, | 96 Well Plates , Corning , Corning 96-Well Microplates , Corning 96-Well Multiwell Plates , Corning 96-Well Storage Plates , Corning Microplates , Labware , Manufacturer Browser , Multiwell Plates |  | clear wells,Corning, 3364,Non-treated surface treatment,clear,polypropylene plate,lid: No,360 μL,75-200 μL,non-sterile,96 wells | , |  |  | clear wells,Corning, 3364,Non-treated surface treatment,clear,polypropylene plate,lid: No,360 μL,75-200 μL,non-sterile,96 wells
,storage plate, clear, 450 μL, non-sterile,,,,, | CLS3343 |  | Sigma | Corning ® 96 well storage system |  | ,,,, | 96 Well Plates , Corning , Corning 96-Well Microplates , Corning 96-Well Multiwell Plates , Corning 96-Well Storage Plates , Corning Microplates , Labware , Manufacturer Browser , Multiwell Plates |  | clear polypropylene wells conical bottom (translucent),Corning, 3343,polypropylene plate,450 μL,clear,non-sterile,Non-treated surface treatment,lid: No,450 μL,96 wells | , |  |  | clear polypropylene wells conical bottom (translucent),Corning, 3343,polypropylene plate,450 μL,clear,non-sterile,Non-treated surface treatment,lid: No,450 μL,96 wells
,storage plate, clear, 450 μL, V-bottom, sterile,,,,, | CLS3344 |  | Sigma | Corning ® 96 well storage system |  | ,,,, | 96 Well Plates , Corning , Corning 96-Well Microplates , Corning 96-Well Multiwell Plates , Corning 96-Well Storage Plates , Corning Microplates , Labware , Manufacturer Browser , Multiwell Plates |  | clear polypropylene wells conical bottom (translucent),Corning, 3344,polypropylene plate,450 μL,clear,sterile,Non-treated surface treatment,lid: No,450 μL,96 wells | , |  |  | clear polypropylene wells conical bottom (translucent),Corning, 3344,polypropylene plate,450 μL,clear,sterile,Non-treated surface treatment,lid: No,450 μL,96 wells
,assay block, 0.5 mL, V-bottom, non-sterile,,,,, | CLS3957 |  | Sigma | Corning ® 96 well storage system |  | ,,,, | 96 Well Plates , Corning , Corning 96-Well Microplates , Corning 96-Well Multiwell Plates , Corning 96-Well Storage Plates , Corning Microplates , Labware , Manufacturer Browser , Multiwell Plates |  | Corning, 3957,polypropylene plate,non-sterile | , |  |  | Corning, 3957,polypropylene plate,non-sterile
,assay block, 0.5 mL, V-bottom, sterile,,,,, | CLS3956 |  | Sigma | Corning ® 96 well storage system |  | ,,,, | 96 Well Plates , Corning , Corning 96-Well Microplates , Corning 96-Well Multiwell Plates , Corning 96-Well Storage Plates , Corning Microplates , Labware , Manufacturer Browser , Multiwell Plates |  | Corning, 3956,polypropylene plate,sterile | , |  |  | Corning, 3956,polypropylene plate,sterile
,storage block, 1 mL, round bottom, 100/case, non-sterile,,,,, | CLS3959 |  | Sigma | Corning ® 96 well storage system |  | ,,,, | 96 Well Plates , Corning , Corning 96-Well Microplates , Corning 96-Well Multiwell Plates , Corning 96-Well Storage Plates , Corning Microplates , Labware , Manufacturer Browser , Multiwell Plates |  | Corning, 3959,polypropylene plate,non-sterile | , |  |  | Corning, 3959,polypropylene plate,non-sterile
,storage block, 1 mL, round bottom, 25/case, sterile,,,,, | CLS3958 |  | Sigma | Corning ® 96 well storage system |  | ,,,, | 96 Well Plates , Corning , Corning 96-Well Microplates , Corning 96-Well Multiwell Plates , Corning 96-Well Storage Plates , Corning Microplates , Labware , Manufacturer Browser , Multiwell Plates |  | Corning, 3958,polypropylene plate,sterile | , |  |  | Corning, 3958,polypropylene plate,sterile
,storage block, 2 mL, V-bottom, non-sterile,,,,, | CLS3961 |  | Sigma | Corning ® 96 well storage system |  | ,,,, | 96 Well Plates , Corning , Corning 96-Well Microplates , Corning 96-Well Multiwell Plates , Corning 96-Well Storage Plates , Corning Microplates , Labware , Manufacturer Browser , Multiwell Plates |  | Corning, 3961,polypropylene plate,non-sterile | , |  |  | Corning, 3961,polypropylene plate,non-sterile
,storage block, 2 mL, V-bottom, sterile,,,,, | CLS3960 |  | Sigma | Corning ® 96 well storage system |  | ,,,, | 96 Well Plates , Corning , Corning 96-Well Microplates , Corning 96-Well Multiwell Plates , Corning 96-Well Storage Plates , Corning Microplates , Labware , Manufacturer Browser , Multiwell Plates |  | Corning, 3960,polypropylene plate,sterile | , |  |  | Corning, 3960,polypropylene plate,sterile
,storage mat III,,,,, | CLS3080 |  | Sigma | Corning ® 96 well storage system |  | ,,,, | 96 Well Plates , Corning , Corning 96 well storage plates, blocks & mats , Corning 96-Well Multiwell Plates , Corning 96-Well Plate Accessories , Corning Microplates , Labware , Manufacturer Browser , Multiwell Plates |  | Corning, 3080,polypropylene plate,non-sterile | , |  |  | Corning, 3080,polypropylene plate,non-sterile
,storage mat, for expanded volume 450 μL plates, non-sterile,,,,, | CLS3346 |  | Sigma | Corning ® 96 well storage system |  | ,,,, | 96 Well Plates , Corning , Corning 96 well storage plates, blocks & mats , Corning 96-Well Multiwell Plates , Corning 96-Well Plate Accessories , Corning Microplates , Labware , Manufacturer Browser , Multiwell Plates |  | Corning, 3346,polypropylene plate,non-sterile | , |  |  | Corning, 3346,polypropylene plate,non-sterile
,storage mat applicator, non-sterile,,,,, | CLS3081 |  | Sigma | Corning ® 96 well storage system |  | ,,,, | 96 Well Plates , Corning , Corning 96 well storage plates, blocks & mats , Corning 96-Well Multiwell Plates , Corning 96-Well Plate Accessories , Corning Microplates , Labware , Manufacturer Browser , Multiwell Plates |  | Corning, 3081,polypropylene plate,non-sterile | , |  |  | Corning, 3081,polypropylene plate,non-sterile
,sealing mat for 2 mL blocks,,,,, | CLS3083 |  | Sigma | Corning ® 96 well storage system |  | ,,,, | 96 Well Plates , Corning , Corning 96 well storage plates, blocks & mats , Corning 96-Well Multiwell Plates , Corning 96-Well Plate Accessories , Corning Microplates , Labware , Manufacturer Browser , Multiwell Plates |  | Corning, 3083,polypropylene plate,non-sterile | , |  |  | Corning, 3083,polypropylene plate,non-sterile
,96 well plate, assembled 1 x 8 strips per 96 well plate, non-treated, non-sterile, 100/cs,,,,, | CLS92592 |  | Sigma | Corning ® 1 x 8 Stripwell ™ 96 well EIA plates |  | ,,,, | 96 Well Plates , Corning , Corning 96-Well Multiwell Plates , Corning Microplates , Corning Stripwell Microplates , Corning plate strips, 8 well , Labware , Manufacturer Browser , Multiwell Plates |  | plate format: 1 x 8 Stripwell ™,Corning, 92592,non-treated surface treatment,none,clear wells,lid: No,360 μL,case of 100,75-200 μL,non-sterile,96 wells | , |  |  | plate format: 1 x 8 Stripwell ™,Corning, 92592,non-treated surface treatment,none,clear wells,lid: No,360 μL,case of 100,75-200 μL,non-sterile,96 wells
,high binding surface, clear,,,,, | CLS2592 |  | Sigma | Corning ® 1 x 8 Stripwell ™ 96 well plates |  | ,,,, | 96 Well Plates , Corning , Corning 96 well Stripwell plates, 1 x 8 , Corning 96-Well Multiwell Plates , Corning Microplates , Corning Stripwell Microplates , Labware , Manufacturer Browser , Multiwell Plates |  | Corning, 2592,non-treated surface treatment,clear,clear polystyrene flat bottom (96-well),lid: No,360 μL,plate of 12 strips,75-200 μL , for low volume plates volume is 50-125 μL,non-sterile,96 wells | , |  |  | Corning, 2592,non-treated surface treatment,clear,clear polystyrene flat bottom (96-well),lid: No,360 μL,plate of 12 strips,75-200 μL , for low volume plates volume is 50-125 μL,non-sterile,96 wells
,medium binding surface, clear,,,,, | CLS2593 |  | Sigma | Corning ® 1 x 8 Stripwell ™ 96 well plates |  | ,,,, | 96 Well Plates , Corning , Corning 96 well Stripwell plates, 1 x 8 , Corning 96-Well Multiwell Plates , Corning Microplates , Corning Stripwell Microplates , Labware , Manufacturer Browser , Multiwell Plates |  | Corning, 2593,non-treated surface treatment,clear,clear polystyrene flat bottom (96-well),lid: No,360 μL,plate of 12 strips,75-200 μL , for low volume plates volume is 50-125 μL,non-sterile,96 wells | , |  |  | Corning, 2593,non-treated surface treatment,clear,clear polystyrene flat bottom (96-well),lid: No,360 μL,plate of 12 strips,75-200 μL , for low volume plates volume is 50-125 μL,non-sterile,96 wells
,high binding surface w/o lid, black,,,,, | CLS3924 |  | Sigma | Corning ® 1 x 8 Stripwell ™ 96 well plates |  | ,,,, | 96 Well Plates , Corning , Corning 96 well Stripwell plates, 1 x 8 , Corning 96-Well Multiwell Plates , Corning Microplates , Corning Stripwell Microplates , Labware , Manufacturer Browser , Multiwell Plates |  | Corning, 3924,non-treated surface treatment,black,clear polystyrene flat bottom (96-well),lid: No,360 μL,plate of 12 strips,75-200 μL , for low volume plates volume is 50-125 μL,non-sterile,96 wells | , |  |  | Corning, 3924,non-treated surface treatment,black,clear polystyrene flat bottom (96-well),lid: No,360 μL,plate of 12 strips,75-200 μL , for low volume plates volume is 50-125 μL,non-sterile,96 wells
,high binding surface, without stripwell holder,,,,, | CLS2580 |  | Sigma | Corning ® 1 x 8 Stripwell ™ 96 well plates |  | ,,,, | 96 Well Plates , Corning , Corning 96 well Stripwell plates, 1 x 8 , Corning 96-Well Multiwell Plates , Corning Microplates , Corning Stripwell Microplates , Labware , Manufacturer Browser , Multiwell Plates |  | Corning, 2580,non-treated surface treatment,clear,clear polystyrene flat bottom (96-well),lid: No,360 μL,plate of 12 strips,75-200 μL , for low volume plates volume is 50-125 μL,non-sterile,96 wells | , |  |  | Corning, 2580,non-treated surface treatment,clear,clear polystyrene flat bottom (96-well),lid: No,360 μL,plate of 12 strips,75-200 μL , for low volume plates volume is 50-125 μL,non-sterile,96 wells
,low volume, high binding surface, black,,,,, | CLS2483 |  | Sigma | Corning ® 1 x 8 Stripwell ™ 96 well plates |  | ,,,, | 96 Well Plates , Corning , Corning 96 well Stripwell plates, 1 x 8 , Corning 96-Well Multiwell Plates , Corning Microplates , Corning Stripwell Microplates , Labware , Manufacturer Browser , Multiwell Plates |  | Corning, 2483,non-treated surface treatment,black,clear polystyrene flat bottom (96-well),lid: No,190 μL,plate of 12 strips,75-200 μL , for low volume plates volume is 50-125 μL,non-sterile,96 wells | , |  |  | Corning, 2483,non-treated surface treatment,black,clear polystyrene flat bottom (96-well),lid: No,190 μL,plate of 12 strips,75-200 μL , for low volume plates volume is 50-125 μL,non-sterile,96 wells
,low volume, medium binding surface, black,,,,, | CLS2482 |  | Sigma | Corning ® 1 x 8 Stripwell ™ 96 well plates |  | ,,,, | 96 Well Plates , Corning , Corning 96 well Stripwell plates, 1 x 8 , Corning 96-Well Multiwell Plates , Corning Microplates , Corning Stripwell Microplates , Labware , Manufacturer Browser , Multiwell Plates |  | Corning, 2482,non-treated surface treatment,black,clear polystyrene flat bottom (96-well),lid: No,190 μL,plate of 12 strips,75-200 μL , for low volume plates volume is 50-125 μL,non-sterile,96 wells | , |  |  | Corning, 2482,non-treated surface treatment,black,clear polystyrene flat bottom (96-well),lid: No,190 μL,plate of 12 strips,75-200 μL , for low volume plates volume is 50-125 μL,non-sterile,96 wells
,low volume, high binding surface, clear,,,,, | CLS2481 |  | Sigma | Corning ® 1 x 8 Stripwell ™ 96 well plates |  | ,,,, | 96 Well Plates , Corning , Corning 96 well Stripwell plates, 1 x 8 , Corning 96-Well Multiwell Plates , Corning Microplates , Corning Stripwell Microplates , Labware , Manufacturer Browser , Multiwell Plates |  | Corning, 2481,non-treated surface treatment,clear,clear polystyrene flat bottom (96-well),lid: No,190 μL,plate of 12 strips,75-200 μL , for low volume plates volume is 50-125 μL,non-sterile,96 wells | , |  |  | Corning, 2481,non-treated surface treatment,clear,clear polystyrene flat bottom (96-well),lid: No,190 μL,plate of 12 strips,75-200 μL , for low volume plates volume is 50-125 μL,non-sterile,96 wells
,low volume, high binding surface, bulk packed, white,,,,, | CLS2485 |  | Sigma | Corning ® 1 x 8 Stripwell ™ 96 well plates |  | ,,,, | 96 Well Plates , Corning , Corning 96 well Stripwell plates, 1 x 8 , Corning 96-Well Multiwell Plates , Corning Microplates , Corning Stripwell Microplates , Labware , Manufacturer Browser , Multiwell Plates |  | Corning, 2485,non-treated surface treatment,white,clear polystyrene flat bottom (96-well),lid: No,190 μL,plate of 12 strips,75-200 μL , for low volume plates volume is 50-125 μL,non-sterile,96 wells | , |  |  | Corning, 2485,non-treated surface treatment,white,clear polystyrene flat bottom (96-well),lid: No,190 μL,plate of 12 strips,75-200 μL , for low volume plates volume is 50-125 μL,non-sterile,96 wells
,low volume, medium binding surface, bulk packed, white,,,,, | CLS2484 |  | Sigma | Corning ® 1 x 8 Stripwell ™ 96 well plates |  | ,,,, | 96 Well Plates , Corning , Corning 96 well Stripwell plates, 1 x 8 , Corning 96-Well Multiwell Plates , Corning Microplates , Corning Stripwell Microplates , Labware , Manufacturer Browser , Multiwell Plates |  | Corning, 2484,non-treated surface treatment,white,clear polystyrene flat bottom (96-well),lid: No,190 μL,plate of 12 strips,75-200 μL , for low volume plates volume is 50-125 μL,non-sterile,96 wells | , |  |  | Corning, 2484,non-treated surface treatment,white,clear polystyrene flat bottom (96-well),lid: No,190 μL,plate of 12 strips,75-200 μL , for low volume plates volume is 50-125 μL,non-sterile,96 wells
,Sulfhydryl-BIND surface,,,,, | CLS2510 |  | Sigma | Corning ® 1 x 8 Stripwell ™ 96 well plates |  | ,,,, | 96 Well Plates , Corning , Corning 96 well Stripwell plates, 1 x 8 , Corning 96-Well Multiwell Plates , Corning Microplates , Corning Stripwell Microplates , Labware , Manufacturer Browser , Multiwell Plates |  | plate of 12 strips,Corning, 2510,clear polystyrene flat bottom (96-well),75-200 μL , for low volume plates volume is 50-125 μL,clear | , |  |  | plate of 12 strips,Corning, 2510,clear polystyrene flat bottom (96-well),75-200 μL , for low volume plates volume is 50-125 μL,clear
,high bind surface, white,,,,, | CLS3923 |  | Sigma | Corning ® 1 x 8 Stripwell ™ 96 well plates |  | ,,,, | 96 Well Plates , Corning , Corning 96 well Stripwell plates, 1 x 8 , Corning 96-Well Multiwell Plates , Corning Microplates , Corning Stripwell Microplates , Labware , Manufacturer Browser , Multiwell Plates |  | Corning, 3923,non-treated surface treatment,white,clear polystyrene flat bottom (96-well),lid: No,360 μL,plate of 12 strips,75-200 μL , for low volume plates volume is 50-125 μL,non-sterile,96 wells | , |  |  | Corning, 3923,non-treated surface treatment,white,clear polystyrene flat bottom (96-well),lid: No,360 μL,plate of 12 strips,75-200 μL , for low volume plates volume is 50-125 μL,non-sterile,96 wells
,high binding surface, white flat bottom (4 cavity), non-sterile,,,,, | CLS43923 |  | Sigma | Corning ® 1 x 8 Stripwell ™ 96 well plates |  | ,,,, | 96 Well Plates , Corning , Corning 96 well Stripwell plates, 1 x 8 , Corning 96-Well Multiwell Plates , Corning Microplates , Corning Stripwell Microplates , Labware , Manufacturer Browser , Multiwell Plates |  | plate of 12 strips,Corning, 43923,non-treated surface treatment,white,clear polystyrene flat bottom (96-well),lid: No,360 μL,case of 100,75-200 μL , for low volume plates volume is 50-125 μL,non-sterile,96 wells | , |  |  | plate of 12 strips,Corning, 43923,non-treated surface treatment,white,clear polystyrene flat bottom (96-well),lid: No,360 μL,case of 100,75-200 μL , for low volume plates volume is 50-125 μL,non-sterile,96 wells
,polystyrene, non-sterile,,,,, | CLS3514 |  | Sigma | Fluid Guard for Corning ® 96 well FiltrEX ™ plates |  | ,,,, | 96 Well Plates , Corning , Corning 96-Well Filter Plates , Corning 96-Well Microplates , Corning 96-Well Multiwell Plates , Corning Microplates , Labware , Manufacturer Browser , Multiwell Plates |  | Corning, 3514,polystyrene,non-sterile | , |  |  | Corning, 3514,polystyrene,non-sterile
,96 well CapMat, for sealing 96 well plates, round nap, translucent, non-pierceable,,,,, | C3606 |  | Sigma | Greiner CapMat for sealing multiwell plates |  | ,,,, | 96 Well Plates , Drug Discovery , Greiner , Greiner 96-Well Multiwell Plates , Greiner Cap Mats for Multiwell Plates , Greiner Multiwell Plates , Labware , Manufacturer Browser , Multiwell Plates , Uncoated Multiwell Plates , 细胞培养 |  | pack of 10,Greiner 381070,Non-treated surface treatment,translucent,ethylene vinyl acetate,case of 50,suitable for (sealing 96 well plates),non-sterile,96 wells | , |  |  | pack of 10,Greiner 381070,Non-treated surface treatment,translucent,ethylene vinyl acetate,case of 50,suitable for (sealing 96 well plates),non-sterile,96 wells
,96 well CapMat, for sealing 96 well plates, square nap, translucent, non-pierceable,,,,, | C3731 |  | Sigma | Greiner CapMat for sealing multiwell plates |  | ,,,, | 96 Well Plates , Drug Discovery , Greiner , Greiner 96-Well Multiwell Plates , Greiner Cap Mats for Multiwell Plates , Greiner Multiwell Plates , Labware , Manufacturer Browser , Multiwell Plates , Uncoated Multiwell Plates , 细胞培养 |  | pack of 10,Greiner 381080,Non-treated surface treatment,translucent,ethylene vinyl acetate,case of 50,suitable for (for sealing 96 well plates),non-sterile,96 wells | , |  |  | pack of 10,Greiner 381080,Non-treated surface treatment,translucent,ethylene vinyl acetate,case of 50,suitable for (for sealing 96 well plates),non-sterile,96 wells
,6 wells (TC treated with lid),,,,, | M8562 |  | Sigma | Greiner CELLSTAR ® multiwell culture plates |  | ,,,, | 96 Well Plates , Cell Culture Supplies , Culture Multiwell Plates , Drug Discovery , Greiner , Greiner 96-Well Multiwell Plates , Greiner Culture Plates , Greiner Culture Supplies , Greiner Multiwell Plates for Culture Scale-Up , Labware , Manufacturer Browser , Multiwell Plates , Uncoated Multiwell Plates , 细胞培养 |  | clear wells,Greiner 657160,Tissue culture treated surface treatment,clear,polystyrene,lid,16 mL,2 - 5 mL,sterile,6 wells | , |  |  | clear wells,Greiner 657160,Tissue culture treated surface treatment,clear,polystyrene,lid,16 mL,2 - 5 mL,sterile,6 wells
,6 wells (suspension culture with lid),,,,, | M9062 |  | Sigma | Greiner CELLSTAR ® multiwell culture plates |  | ,,,, | 96 Well Plates , Cell Culture Supplies , Culture Multiwell Plates , Greiner , Greiner 96-Well Multiwell Plates , Greiner Culture Plates , Greiner Culture Supplies , Greiner Multiwell Plates for Culture Scale-Up , Labware , Manufacturer Browser , Multiwell Plates |  | clear wells,Greiner 657185,Tissue culture treated surface treatment,clear,polystyrene,lid,16 mL,2 - 5 mL,sterile,6 wells | , |  |  | clear wells,Greiner 657185,Tissue culture treated surface treatment,clear,polystyrene,lid,16 mL,2 - 5 mL,sterile,6 wells
,12 wells (TC treated with lid), flat bottom, pkg of sterile, individually wrapped,,,,, | M8687 |  | Sigma | Greiner CELLSTAR ® multiwell culture plates |  | ,,,, | 96 Well Plates , Cell Culture Supplies , Culture Multiwell Plates , Drug Discovery , Greiner , Greiner 96-Well Multiwell Plates , Greiner Culture Plates , Greiner Culture Supplies , Greiner Multiwell Plates for Culture Scale-Up , Labware , Manufacturer Browser , Multiwell Plates , Uncoated Multiwell Plates , 细胞培养 |  | lid,Greiner, 665180,Tissue culture treated surface treatment,clear,polystyrene,flat bottom,pkg of sterile, individually wrapped,3.9 cm 2 × 2 to 4 mL,sterile,12 wells | , |  |  | lid,Greiner, 665180,Tissue culture treated surface treatment,clear,polystyrene,flat bottom,pkg of sterile, individually wrapped,3.9 cm 2 × 2 to 4 mL,sterile,12 wells
,12 wells (suspension culture with lid),,,,, | M9187 |  | Sigma | Greiner CELLSTAR ® multiwell culture plates |  | ,,,, | 96 Well Plates , Cell Culture Supplies , Culture Multiwell Plates , Greiner , Greiner 96-Well Multiwell Plates , Greiner Culture Plates , Greiner Culture Supplies , Greiner Multiwell Plates for Culture Scale-Up , Labware , Manufacturer Browser , Multiwell Plates |  | clear wells,Greiner 665102,Tissue culture treated surface treatment,clear,polystyrene,lid,6.5 mL,2 - 4 mL,sterile,12 wells | , |  |  | clear wells,Greiner 665102,Tissue culture treated surface treatment,clear,polystyrene,lid,6.5 mL,2 - 4 mL,sterile,12 wells
,24 wells (TC treated with lid),,,,, | M8812 |  | Sigma | Greiner CELLSTAR ® multiwell culture plates |  | ,,,, | 96 Well Plates , Cell Culture Supplies , Culture Multiwell Plates , Drug Discovery , Greiner , Greiner 96-Well Multiwell Plates , Greiner Culture Plates , Greiner Culture Supplies , Greiner Multiwell Plates for Culture Scale-Up , Labware , Manufacturer Browser , Multiwell Plates , Uncoated Multiwell Plates , 细胞培养 |  | Greiner 662160,Tissue culture treated surface treatment,clear,polystyrene,lid,sterile,24 wells | , |  |  | Greiner 662160,Tissue culture treated surface treatment,clear,polystyrene,lid,sterile,24 wells
,24 wells (suspension culture with lid),,,,, | M9312 |  | Sigma | Greiner CELLSTAR ® multiwell culture plates |  | ,,,, | 96 Well Plates , Cell Culture Supplies , Culture Multiwell Plates , Greiner , Greiner 96-Well Multiwell Plates , Greiner Culture Plates , Greiner Culture Supplies , Greiner Multiwell Plates for Culture Scale-Up , Labware , Manufacturer Browser , Multiwell Plates |  | clear wells,Greiner 662102,Tissue culture treated surface treatment,clear,polystyrene,lid,3.3 mL,0.5 - 1.0 mL,sterile,24 wells | , |  |  | clear wells,Greiner 662102,Tissue culture treated surface treatment,clear,polystyrene,lid,3.3 mL,0.5 - 1.0 mL,sterile,24 wells
,48 wells (TC treated with lid),,,,, | M8937 |  | Sigma | Greiner CELLSTAR ® multiwell culture plates |  | ,,,, | 96 Well Plates , Cell Culture Supplies , Culture Multiwell Plates , Greiner , Greiner 96-Well Multiwell Plates , Greiner Culture Plates , Greiner Culture Supplies , Greiner Multiwell Plates for Culture Scale-Up , Labware , Manufacturer Browser , Multiwell Plates |  | clear wells,Greiner 677180,Tissue culture treated surface treatment,clear,polystyrene,lid,1.7 mL,0.5 - 1.0 mL,sterile,48 wells | , |  |  | clear wells,Greiner 677180,Tissue culture treated surface treatment,clear,polystyrene,lid,1.7 mL,0.5 - 1.0 mL,sterile,48 wells
,48 wells (suspension culture with lid),,,,, | M9437 |  | Sigma | Greiner CELLSTAR ® multiwell culture plates |  | ,,,, | 96 Well Plates , Cell Culture Supplies , Culture Multiwell Plates , Drug Discovery , Greiner , Greiner 96-Well Multiwell Plates , Greiner Culture Plates , Greiner Culture Supplies , Greiner Multiwell Plates for Culture Scale-Up , Labware , Manufacturer Browser , Multiwell Plates , Uncoated Multiwell Plates , 细胞培养 |  | clear wells,Greiner 677102,Tissue culture treated surface treatment,clear,polystyrene,lid,1.7 mL,0.5 - 1.0 mL,sterile,48 wells | , |  |  | clear wells,Greiner 677102,Tissue culture treated surface treatment,clear,polystyrene,lid,1.7 mL,0.5 - 1.0 mL,sterile,48 wells
,wells round bottom,,,,, | M9311 |  | Sigma | Greiner CELLSTAR ® 96 well plates |  | ,,,, | 96 Well Plates , Cell Culture Supplies , Culture Multiwell Plates , Drug Discovery , Greiner , Greiner 96-Well Multiwell Plates , Greiner Culture Plates , Greiner Culture Supplies , Greiner Tissue Culture Treated 96-Well Plates , Labware , Manufacturer Browser , Multiwell Plates , Uncoated Multiwell Plates , 细胞培养 |  | clear wells,Greiner 650160,tissue culture treated surface treatment,clear plate,polystyrene,lid: No,323 μL,case of 100,40-280 μL,sterile,96 wells | , |  |  | clear wells,Greiner 650160,tissue culture treated surface treatment,clear plate,polystyrene,lid: No,323 μL,case of 100,40-280 μL,sterile,96 wells
,wells round bottom (with lid),,,,, | M9436 |  | Sigma | Greiner CELLSTAR ® 96 well plates |  | ,,,, | 96 Well Plates , Cell Culture Supplies , Culture Multiwell Plates , Greiner , Greiner 96-Well Multiwell Plates , Greiner Culture Plates , Greiner Culture Supplies , Greiner Tissue Culture Treated 96-Well Plates , Labware , Manufacturer Browser , Multiwell Plates |  | clear wells,Greiner 650180,tissue culture treated surface treatment,clear plate,polystyrene,lid,323 μL,case of 100,40-280 μL,sterile,96 wells | , |  |  | clear wells,Greiner 650180,tissue culture treated surface treatment,clear plate,polystyrene,lid,323 μL,case of 100,40-280 μL,sterile,96 wells
,wells V-bottom,,,,, | M9561 |  | Sigma | Greiner CELLSTAR ® 96 well plates |  | ,,,, | 96 Well Plates , Cell Culture Supplies , Culture Multiwell Plates , Greiner , Greiner 96-Well Multiwell Plates , Greiner Culture Plates , Greiner Culture Supplies , Greiner Tissue Culture Treated 96-Well Plates , Labware , Manufacturer Browser , Multiwell Plates |  | clear wells,Greiner 651160,tissue culture treated surface treatment,clear plate,polystyrene,lid: No,234 μL,case of 100,20-200 μL,sterile,96 wells | , |  |  | clear wells,Greiner 651160,tissue culture treated surface treatment,clear plate,polystyrene,lid: No,234 μL,case of 100,20-200 μL,sterile,96 wells
,wells V-bottom (with lid),,,,, | M9686 |  | Sigma | Greiner CELLSTAR ® 96 well plates |  | ,,,, | 96 Well Plates , Cell Culture Supplies , Culture Multiwell Plates , Greiner , Greiner 96-Well Multiwell Plates , Greiner Culture Plates , Greiner Culture Supplies , Greiner Tissue Culture Treated 96-Well Plates , Labware , Manufacturer Browser , Multiwell Plates |  | clear wells,Greiner 651180,tissue culture treated surface treatment,clear plate,polystyrene,lid,234 μL,case of 100,40-200 μL,sterile,96 wells | , |  |  | clear wells,Greiner 651180,tissue culture treated surface treatment,clear plate,polystyrene,lid,234 μL,case of 100,40-200 μL,sterile,96 wells
,wells flat bottom,,,,, | M0687 |  | Sigma | Greiner CELLSTAR ® 96 well plates |  | ,,,, | 96 Well Plates , Cell Culture Supplies , Culture Multiwell Plates , Drug Discovery , Greiner , Greiner 96-Well Multiwell Plates , Greiner Culture Plates , Greiner Culture Supplies , Greiner Tissue Culture Treated 96-Well Plates , Labware , Manufacturer Browser , Multiwell Plates , Uncoated Multiwell Plates , 细胞培养 |  | white wells,Greiner 655160,tissue culture treated surface treatment,clear plate,polystyrene,lid,392 μL,case of 100 ea,25-340 μL,sterile,96 wells | , |  |  | white wells,Greiner 655160,tissue culture treated surface treatment,clear plate,polystyrene,lid,392 μL,case of 100 ea,25-340 μL,sterile,96 wells
,wells flat bottom (with lid (individually wrapped)),,,,, | M0812 |  | Sigma | Greiner CELLSTAR ® 96 well plates |  | ,,,, | 96 Well Plates , Cell Culture Supplies , Culture Multiwell Plates , Greiner , Greiner 96-Well Multiwell Plates , Greiner Culture Plates , Greiner Culture Supplies , Greiner Tissue Culture Treated 96-Well Plates , Labware , Manufacturer Browser , Multiwell Plates |  | wells flat bottom (with lid (individually wrapped)),Greiner 655180,Tissue culture treated surface treatment,clear plate,polystyrene,lid,392 μL,case of 100,25-340 μL,sterile,96 wells | , |  |  | wells flat bottom (with lid (individually wrapped)),Greiner 655180,Tissue culture treated surface treatment,clear plate,polystyrene,lid,392 μL,case of 100,25-340 μL,sterile,96 wells
,white polystyrene wells flat bottom,,,,, | M0187 |  | Sigma | Greiner CELLSTAR ® 96 well plates |  | ,,,, | 96 Well Plates , Cell Culture Supplies , Culture Multiwell Plates , Greiner , Greiner 96-Well Multiwell Plates , Greiner Culture Plates , Greiner Culture Supplies , Greiner Tissue Culture Treated 96-Well Plates , Labware , Manufacturer Browser , Multiwell Plates |  | white polystyrene wells flat bottom,Greiner 655083,polystyrene,392 μL,white,sterile,tissue culture treated surface treatment,lid,case of 32,340 μL,96 wells | , |  |  | white polystyrene wells flat bottom,Greiner 655083,polystyrene,392 μL,white,sterile,tissue culture treated surface treatment,lid,case of 32,340 μL,96 wells
,white polystyrene wells flat bottom (with micro-clear bottom),,,,, | M1062 |  | Sigma | Greiner CELLSTAR ® 96 well plates |  | ,,,, | 96 Well Plates , Cell Culture Supplies , Culture Multiwell Plates , Greiner , Greiner 96-Well Multiwell Plates , Greiner Culture Plates , Greiner Culture Supplies , Greiner Tissue Culture Treated 96-Well Plates , Labware , Manufacturer Browser , Multiwell Plates |  | white polystyrene wells flat bottom (with micro-clear bottom),Greiner 655088,polystyrene,392 μL,white,sterile,tissue culture treated surface treatment,lid,case of 40,340 μL,96 wells | , |  |  | white polystyrene wells flat bottom (with micro-clear bottom),Greiner 655088,polystyrene,392 μL,white,sterile,tissue culture treated surface treatment,lid,case of 40,340 μL,96 wells
,clear polystyrene wells flat bottom (with micro-clear bottom),,,,, | M0437 |  | Sigma | Greiner CELLSTAR ® 96 well plates |  | ,,,, | 96 Well Plates , Cell Culture Supplies , Culture Multiwell Plates , Greiner , Greiner 96-Well Multiwell Plates , Greiner Culture Plates , Greiner Culture Supplies , Greiner Tissue Culture Treated 96-Well Plates , Labware , Manufacturer Browser , Multiwell Plates |  | white polystyrene plate,Greiner 655098,polystyrene,392 μL,clear,sterile,tissue culture treated surface treatment,lid,case of 32,340 μL,96 wells | , |  |  | white polystyrene plate,Greiner 655098,polystyrene,392 μL,clear,sterile,tissue culture treated surface treatment,lid,case of 32,340 μL,96 wells
,black polystyrene wells flat bottom,,,,, | M9936 |  | Sigma | Greiner CELLSTAR ® 96 well plates |  | ,,,, | 96 Well Plates , Cell Culture Supplies , Culture Multiwell Plates , Greiner , Greiner 96-Well Multiwell Plates , Greiner Culture Plates , Greiner Culture Supplies , Greiner Tissue Culture Treated 96-Well Plates , Labware , Manufacturer Browser , Multiwell Plates |  | black polystyrene wells flat bottom,Greiner 655079,polystyrene,392 μL,black,sterile,tissue culture treated surface treatment,lid: No,case of 40,340 μL,96 wells | , |  |  | black polystyrene wells flat bottom,Greiner 655079,polystyrene,392 μL,black,sterile,tissue culture treated surface treatment,lid: No,case of 40,340 μL,96 wells
,black polystyrene wells flat bottom,,,,, | M0312 |  | Sigma | Greiner CELLSTAR ® 96 well plates |  | ,,,, | 96 Well Plates , Cell Culture Supplies , Culture Multiwell Plates , Greiner , Greiner 96-Well Multiwell Plates , Greiner Culture Plates , Greiner Culture Supplies , Greiner Tissue Culture Treated 96-Well Plates , Labware , Manufacturer Browser , Multiwell Plates |  | black polystyrene wells flat bottom,Greiner 655086,polystyrene,392 μL,black,sterile,tissue culture treated surface treatment,lid,case of 32,340 μL,96 wells | , |  |  | black polystyrene wells flat bottom,Greiner 655086,polystyrene,392 μL,black,sterile,tissue culture treated surface treatment,lid,case of 32,340 μL,96 wells
,clear polystyrene wells flat bottom (with micro-clear bottom),,,,, | M0937 |  | Sigma | Greiner CELLSTAR ® 96 well plates |  | ,,,, | 96 Well Plates , Cell Culture Supplies , Culture Multiwell Plates , Greiner , Greiner 96-Well Multiwell Plates , Greiner Culture Plates , Greiner Culture Supplies , Greiner Tissue Culture Treated 96-Well Plates , Labware , Manufacturer Browser , Multiwell Plates |  | clear polystyrene wells flat bottom (with micro-clear bottom),Greiner 655087,polystyrene,392 μL,clear,sterile,tissue culture treated surface treatment,lid: No,case of 40,340 μL,96 wells | , |  |  | clear polystyrene wells flat bottom (with micro-clear bottom),Greiner 655087,polystyrene,392 μL,clear,sterile,tissue culture treated surface treatment,lid: No,case of 40,340 μL,96 wells
,black polystyrene wells flat bottom (with micro-clear bottom),,,,, | M0562 |  | Sigma | Greiner CELLSTAR ® 96 well plates |  | ,,,, | 96 Well Plates , Cell Culture Supplies , Culture Multiwell Plates , Greiner , Greiner 96-Well Multiwell Plates , Greiner Culture Plates , Greiner Culture Supplies , Greiner Tissue Culture Treated 96-Well Plates , Labware , Manufacturer Browser , Multiwell Plates |  | black polystyrene wells flat bottom (with micro-clear bottom),Greiner 655090,polystyrene,392 μL,black,sterile,tissue culture treated surface treatment,lid,case of 32,340 μL,96 wells | , |  |  | black polystyrene wells flat bottom (with micro-clear bottom),Greiner 655090,polystyrene,392 μL,black,sterile,tissue culture treated surface treatment,lid,case of 32,340 μL,96 wells
,size 96 wells, clear polystyrene wells round bottom, lid, case of 60,,,,, | M3562 |  | Sigma | Greiner CELLSTAR ® 96 well plates |  | ,,,, | 96 Well Plates , Cell Culture Supplies , Culture Multiwell Plates , Greiner , Greiner 96-Well Multiwell Plates , Greiner Culture Plates , Greiner Culture Supplies , Greiner Suspension Culture Multiwell Plates , Labware , Manufacturer Browser , Multiwell Plates |  | low binding surface treatment,Greiner 650185,polystyrene,323 μL,clear,sterile,hydrophobic surface surface treatment,lid,case of 60,280 μL,96 wells | , |  |  | low binding surface treatment,Greiner 650185,polystyrene,323 μL,clear,sterile,hydrophobic surface surface treatment,lid,case of 60,280 μL,96 wells
,size 96 wells, clear polystyrene wells flat bottom, lid, case of 60 ea,,,,, | M3687 |  | Sigma | Greiner CELLSTAR ® 96 well plates |  | ,,,, | 96 Well Plates , Cell Culture Supplies , Culture Multiwell Plates , Drug Discovery , Greiner , Greiner 96-Well Multiwell Plates , Greiner Culture Plates , Greiner Culture Supplies , Greiner Suspension Culture Multiwell Plates , Labware , Manufacturer Browser , Multiwell Plates , Uncoated Multiwell Plates , 细胞培养 |  | suspension surface surface treatment,Greiner 655185,polystyrene,392 μL,clear,sterile,hydrophobic surface treatment,lid,case of 60 ea,340 μL,96 wells | , |  |  | suspension surface surface treatment,Greiner 655185,polystyrene,392 μL,clear,sterile,hydrophobic surface treatment,lid,case of 60 ea,340 μL,96 wells
,Square wells,,,,, | Z617644 |  | Sigma | Greiner CrystalQuick ® 96 well plates for protein crystallization |  | ,,,, | 96 Well Plates , CrystalQuick protein crystallization plate, 96 well , Crystallization Plates/Lids , Greiner , Greiner 96-Well Multiwell Plates , Greiner Multiwell Plates , Labware , Manufacturer Browser , Multiwell Plates , X-Ray Crystallography , 分子生物学 , 蛋白质组学 , 蛋白质结构分析 |  | clear polystyrene wells flat bottom,Greiner, 609101,clear polystyrene plate,4.1 μL,clear,non-sterile,non-treated surface treatment,lid: No,case of 40,128 mm × 85.5 mm × 14.4 mm,320 μL,96 wells | , |  |  | clear polystyrene wells flat bottom,Greiner, 609101,clear polystyrene plate,4.1 μL,clear,non-sterile,non-treated surface treatment,lid: No,case of 40,128 mm × 85.5 mm × 14.4 mm,320 μL,96 wells
,clear conical bottom,,,,, | M5311 |  | Sigma | Greiner high and medium binding 96 well plates |  | ,,,, | 96 Well Plates , Drug Discovery , Greiner 96-Well Multiwell Plates , Labware , Multiwell Plates , Uncoated Multiwell Plates , 细胞培养 |  | clear conical bottom,Greiner 655085,high binding surface treatment,clear plate,polystyrene,lid: No,case of 40,non-sterile,96 wells | , |  |  | clear conical bottom,Greiner 655085,high binding surface treatment,clear plate,polystyrene,lid: No,case of 40,non-sterile,96 wells
,clear conical bottom,,,,, | M5186 |  | Sigma | Greiner high and medium binding 96 well plates |  | ,,,, | 96 Well Plates , Greiner , Greiner 96-Well Multiwell Plates , Greiner High & Medium Binding 96-Well Plates , Greiner Multiwell Plates , Labware , Manufacturer Browser , Multiwell Plates |  | clear conical bottom,Greiner 655084,medium binding surface treatment,clear plate,polystyrene,lid: No,case of 40,non-sterile,96 wells | , |  |  | clear conical bottom,Greiner 655084,medium binding surface treatment,clear plate,polystyrene,lid: No,case of 40,non-sterile,96 wells
,clear flat bottom,,,,, | M4561 |  | Sigma | Greiner high and medium binding 96 well plates |  | ,,,, | 96 Well Plates , Greiner , Greiner 96-Well Multiwell Plates , Greiner High & Medium Binding 96-Well Plates , Greiner Multiwell Plates , Labware , Manufacturer Browser , Multiwell Plates |  | clear flat bottom,Greiner 655061,high binding surface treatment,clear plate,polystyrene,lid: No,382 μL,case of 40,25-340 μL,non-sterile,96 wells | , |  |  | clear flat bottom,Greiner 655061,high binding surface treatment,clear plate,polystyrene,lid: No,382 μL,case of 40,25-340 μL,non-sterile,96 wells
,clear flat bottom,,,,, | M4436 |  | Sigma | Greiner high and medium binding 96 well plates |  | ,,,, | 96 Well Plates , Greiner , Greiner 96-Well Multiwell Plates , Greiner High & Medium Binding 96-Well Plates , Greiner Multiwell Plates , Labware , Manufacturer Browser , Multiwell Plates |  | clear flat bottom,Greiner 655001,medium binding surface treatment,clear plate,polystyrene,lid: No,382 μL,case of 40,25-340 μL,non-sterile,96 wells | , |  |  | clear flat bottom,Greiner 655001,medium binding surface treatment,clear plate,polystyrene,lid: No,382 μL,case of 40,25-340 μL,non-sterile,96 wells
,black flat bottom, surface treatment high binding, sterile,,,,, | M5061 |  | Sigma | Greiner high and medium binding 96 well plates |  | ,,,, | 96 Well Plates , Antibody Plates , Antibody/Immunology Supplies , Greiner , Greiner 96-Well Multiwell Plates , Greiner High & Medium Binding 96-Well Plates , Greiner Multiwell Plates , Labware , Manufacturer Browser , Multiwell Plates |  | black polystyrene plate,Greiner 655077,black flat bottom,392 μL,black plate,sterile,high binding surface treatment,lid: No,case of 40,340 μL,96 wells | , |  |  | black polystyrene plate,Greiner 655077,black flat bottom,392 μL,black plate,sterile,high binding surface treatment,lid: No,case of 40,340 μL,96 wells
,black polystyrene wells flat bottom, non-sterile,,,,, | M4936 |  | Sigma | Greiner high and medium binding 96 well plates |  | ,,,, | 96 Well Plates , Greiner , Greiner 96-Well Multiwell Plates , Greiner High & Medium Binding 96-Well Plates , Greiner Multiwell Plates , Labware , Manufacturer Browser , Multiwell Plates |  | black polystyrene wells flat bottom,Greiner 655076,black polystyrene plate,392 μL,black,non-sterile,medium binding surface treatment,lid: No,case of 40,340 μL,96 wells | , |  |  | black polystyrene wells flat bottom,Greiner 655076,black polystyrene plate,392 μL,black,non-sterile,medium binding surface treatment,lid: No,case of 40,340 μL,96 wells
,white polystyrene wells flat bottom, surface treatment high binding, sterile,,,,, | M4686 |  | Sigma | Greiner high and medium binding 96 well plates |  | ,,,, | 96 Well Plates , Antibody Plates , Antibody/Immunology Supplies , Greiner , Greiner 96-Well Multiwell Plates , Greiner High & Medium Binding 96-Well Plates , Greiner Multiwell Plates , Labware , Manufacturer Browser , Multiwell Plates |  | high binding surface treatment,Greiner 655074,white polystyrene plate,392 μL,white,sterile,high binding surface treatment,lid: No,case of 40,340 μL,96 wells | , |  |  | high binding surface treatment,Greiner 655074,white polystyrene plate,392 μL,white,sterile,high binding surface treatment,lid: No,case of 40,340 μL,96 wells
,white flat bottom, surface treatment medium binding, non-sterile,,,,, | M4811 |  | Sigma | Greiner high and medium binding 96 well plates |  | ,,,, | 96 Well Plates , Greiner , Greiner 96-Well Multiwell Plates , Greiner High & Medium Binding 96-Well Plates , Greiner Multiwell Plates , Labware , Manufacturer Browser , Multiwell Plates |  | medium binding surface treatment,Greiner 655075,wells flat,392 μL,white,non-sterile,medium binding surface treatment,lid: No,case of 40,340 μL,96 wells | , |  |  | medium binding surface treatment,Greiner 655075,wells flat,392 μL,white,non-sterile,medium binding surface treatment,lid: No,case of 40,340 μL,96 wells
,clear polystyrene wells flat bottom (with micro-clear bottom), surface treatment high binding, sterile,,,,, | M5811 |  | Sigma | Greiner high and medium binding 96 well plates |  | ,,,, | 96 Well Plates , Antibody Plates , Antibody/Immunology Supplies , Greiner , Greiner 96-Well Multiwell Plates , Greiner High & Medium Binding 96-Well Plates , Greiner Multiwell Plates , Labware , Manufacturer Browser , Multiwell Plates |  | clear polystyrene wells flat bottom (with micro-clear bottom),Greiner 655097,black polystyrene plate,392 μL,clear,sterile,high binding surface treatment,lid: No,case of 40,340 μL,96 wells | , |  |  | clear polystyrene wells flat bottom (with micro-clear bottom),Greiner 655097,black polystyrene plate,392 μL,clear,sterile,high binding surface treatment,lid: No,case of 40,340 μL,96 wells
,clear polystyrene wells flat bottom (with micro-clear bottom), surface treatment medium binding, non-sterile,,,,, | M5686 |  | Sigma | Greiner high and medium binding 96 well plates |  | ,,,, | 96 Well Plates , Drug Discovery , Greiner , Greiner 96-Well Multiwell Plates , Greiner High & Medium Binding 96-Well Plates , Greiner Multiwell Plates , Labware , Manufacturer Browser , Multiwell Plates , Uncoated Multiwell Plates , 细胞培养 |  | clear polystyrene wells flat bottom (with micro-clear bottom),Greiner 655096,black polystyrene plate,392 μL,clear,non-sterile,medium binding surface treatment,lid: No,case of 40,340 μL,96 wells | , |  |  | clear polystyrene wells flat bottom (with micro-clear bottom),Greiner 655096,black polystyrene plate,392 μL,clear,non-sterile,medium binding surface treatment,lid: No,case of 40,340 μL,96 wells
,clear polypropylene wells conical bottom, non-sterile, maximum volume 2.42 mL,,,,, | M1061 |  | Sigma | Greiner MasterBlock ® 96 deepwell storage plates |  | ,,,, | 96 Well Plates , Greiner , Greiner 96-Well Multiwell Plates , Greiner MasterBlock Deepwell Storage Plate , Greiner Multiwell Plates , Labware , Manufacturer Browser , Multiwell Plates |  | clear polypropylene wells conical bottom,Greiner 780280,clear polypropylene plate,2.42 mL,clear,non-sterile,Non-treated surface treatment,lid: No,2.42 mL,2.3 mL,96 wells | , |  |  | clear polypropylene wells conical bottom,Greiner 780280,clear polypropylene plate,2.42 mL,clear,non-sterile,Non-treated surface treatment,lid: No,2.42 mL,2.3 mL,96 wells
,for standard multiwell plate, clear, non-sterile,,,,, | L3411 |  | Sigma | Greiner multiwell plate lids |  | ,,,, | 96 Well Plates , Drug Discovery , Greiner , Greiner 96-Well Multiwell Plates , Greiner Multiwell Plate Lid , Greiner Multiwell Plates , Labware , Manufacturer Browser , Multiwell Plates , Uncoated Multiwell Plates , 细胞培养 |  | polystyrene,Greiner 656101,NA surface treatment,clear,polystyrene,lid,case of 100,non-sterile | , |  |  | polystyrene,Greiner 656101,NA surface treatment,clear,polystyrene,lid,case of 100,non-sterile
,for standard multiwell plate, clear, sterile,,,,, | L3536 |  | Sigma | Greiner multiwell plate lids | (PDF) | ,,,, | 96 Well Plates , Drug Discovery , Greiner , Greiner 96-Well Multiwell Plates , Greiner Multiwell Plate Lid , Greiner Multiwell Plates , Labware , Manufacturer Browser , Multiwell Plates , Uncoated Multiwell Plates , 细胞培养 |  | Greiner 656161,NA surface treatment,clear,polystyrene,lid,case of 100,sterile | , |  |  | Greiner 656161,NA surface treatment,clear,polystyrene,lid,case of 100,sterile
,for 96 well plate with condensation rings, clear, non-sterile,,,,, | L3661 |  | Sigma | Greiner multiwell plate lids |  | ,,,, | 96 Well Plates , Drug Discovery , Greiner , Greiner 96-Well Multiwell Plates , Greiner Multiwell Plate Lid , Greiner Multiwell Plates , Labware , Manufacturer Browser , Multiwell Plates , Uncoated Multiwell Plates , 细胞培养 |  | polystyrene,Greiner 656170,Non-treated surface treatment,clear,polystyrene,lid,case of 100,non-sterile | , |  |  | polystyrene,Greiner 656170,Non-treated surface treatment,clear,polystyrene,lid,case of 100,non-sterile
,for 96 well plate with condensation rings, clear, sterile,,,,, | L3911 |  | Sigma | Greiner multiwell plate lids |  | ,,,, | 96 Well Plates , Drug Discovery , Greiner , Greiner 96-Well Multiwell Plates , Greiner Multiwell Plate Lid , Greiner Multiwell Plates , Labware , Manufacturer Browser , Multiwell Plates , Uncoated Multiwell Plates , 细胞培养 |  | Greiner 656171,NA surface treatment,clear,polystyrene,lid,case of 100,sterile | , |  |  | Greiner 656171,NA surface treatment,clear,polystyrene,lid,case of 100,sterile
,for 96 well plate with condensation rings, clear, sterile,,,,, | L4537 |  | Sigma | Greiner multiwell plate lids |  | ,,,, | 96 Well Plates , Greiner , Greiner 96-Well Multiwell Plates , Greiner Multiwell Plate Lid , Greiner Multiwell Plates , Labware , Manufacturer Browser , Multiwell Plates |  | Greiner 656172,Non-treated surface treatment,clear,polystyrene,lid,pack of 5,sterile | , |  |  | Greiner 656172,Non-treated surface treatment,clear,polystyrene,lid,pack of 5,sterile
,96 well plate, medium binding, black flat bottom (1x8 well strips),,,,, | M8187 |  | Sigma | Greiner Multiwell Strips |  | ,,,, | 96 Well Plates , Greiner 96-Well Multiwell Plates , Labware , Multiwell Plates |  | Greiner 762076,black flat bottom (1x8 well strips),96 wells | , |  |  | Greiner 762076,black flat bottom (1x8 well strips),96 wells
,size 8 wells , strip, clear polystyrene wells flat bottom (8 well), surface treatment high binding, non-sterile,,,,, | S7063 |  | Sigma | Greiner Multiwell Strips |  | ,,,, | 96 Well Plates , Greiner , Greiner 96-Well Multiwell Plates , Greiner Multiwell Plates , Greiner Multiwell Strip Plates, Strips and Frames , Labware , Manufacturer Browser , Multiwell Plates |  | Greiner, 762061,high binding surface treatment,388 μL,clear,non-sterile,clear polystyrene wells flat bottom (8 well),lid: No,350 μL,8 wells , strip | , |  |  | Greiner, 762061,high binding surface treatment,388 μL,clear,non-sterile,clear polystyrene wells flat bottom (8 well),lid: No,350 μL,8 wells , strip
,high binding, wells flat bottom (1 × 12 well),,,,, | S6063 |  | Sigma | Greiner Multiwell Strips |  | ,,,, | 96 Well Plates , Drug Discovery , Greiner , Greiner 96-Well Multiwell Plates , Greiner Multiwell Plates , Greiner Multiwell Strip Plates, Strips and Frames , Labware , Manufacturer Browser , Multiwell Plates , Uncoated Multiwell Plates , 细胞培养 |  | wells flat bottom (1 × 12 well),Greiner 701061,polystyrene plate,388 μL,none,non-sterile,High binding surface treatment,lid: No,350 μL,12 wells | , |  |  | wells flat bottom (1 × 12 well),Greiner 701061,polystyrene plate,388 μL,none,non-sterile,High binding surface treatment,lid: No,350 μL,12 wells
,clear cyclic olefin copolymer (COC) wells flat bottom (cycloolefine),,,,, | M3812 |  | Sigma | Greiner UV-Star ® 96 well plates |  | ,,,, | 96 Well Plates , Core Bioreagents , Drug Discovery , Greiner , Greiner 96-Well Multiwell Plates , Greiner Multiwell Plates , Greiner UV Transparent 96 Well Plate , Labware , Life Science Reagents for PCR , Manufacturer Browser , Multiwell Plates , Research Essentials , Uncoated Multiwell Plates , 细胞培养 |  | case of 40,Greiner 655801,cyclic olefin copolymer (COC),392 μL,transparent plate,non-sterile,non-treated surface treatment,lid: No,case of 4 × 10 packs,340 μL,96 wells | , |  |  | case of 40,Greiner 655801,cyclic olefin copolymer (COC),392 μL,transparent plate,non-sterile,non-treated surface treatment,lid: No,case of 4 × 10 packs,340 μL,96 wells
,polypropylene, clear colorless plate, non-sterile, case of 40,,,,, | Z667269 |  | Sigma | Greiner 96 well plates for ABI series 700 |  | ,,,, | 96 Well Plates , Greiner , Greiner 96-Well Multiwell Plates , Greiner PCR Supplies , Labware , Manufacturer Browser , Multiwell Plates |  | natural polypropylene wells conical bottom,Greiner, 652260,polypropylene,200 μL,clear colorless plate,non-sterile,non-treated surface treatment,lid: No,case of 40,200 μL,96 wells | , |  |  | natural polypropylene wells conical bottom,Greiner, 652260,polypropylene,200 μL,clear colorless plate,non-sterile,non-treated surface treatment,lid: No,case of 40,200 μL,96 wells
,392 μL/well, black polypropylene wells flat bottom,,,,, | M9685 |  | Sigma | Greiner 96 well plates, polypropylene |  | ,,,, | 96 Well Plates , Drug Discovery , Greiner , Greiner 96-Well Multiwell Plates , Greiner Multiwell Plates , Greiner Polypropylene 96-Well Plates , Labware , Manufacturer Browser , Multiwell Plates , Uncoated Multiwell Plates , 细胞培养 |  | black polypropylene wells flat bottom,Greiner 655209,black polypropylene plate,392 μL,black,non-sterile,non-treated surface treatment,lid: No,case of 100,370 μL,96 wells | , |  |  | black polypropylene wells flat bottom,Greiner 655209,black polypropylene plate,392 μL,black,non-sterile,non-treated surface treatment,lid: No,case of 100,370 μL,96 wells
,392 μL/well, clear polypropylene wells flat bottom, non-sterile,,,,, | M9060 |  | Sigma | Greiner 96 well plates, polypropylene |  | ,,,, | 96 Well Plates , Drug Discovery , Greiner , Greiner 96-Well Multiwell Plates , Greiner Multiwell Plates , Greiner Polypropylene 96-Well Plates , Labware , Manufacturer Browser , Multiwell Plates , Uncoated Multiwell Plates , 细胞培养 |  | colorless polypropylene plate,Greiner 655201,clear polypropylene wells flat bottom,392 μL,clear,non-sterile,non-treated surface treatment,lid,case of 100,370 μL,96 wells | , |  |  | colorless polypropylene plate,Greiner 655201,clear polypropylene wells flat bottom,392 μL,clear,non-sterile,non-treated surface treatment,lid,case of 100,370 μL,96 wells
,392 μL/well, black polypropylene wells round bottom, non-sterile,,,,, | M7935 |  | Sigma | Greiner 96 well plates, polypropylene |  | ,,,, | 96 Well Plates , Greiner , Greiner 96-Well Multiwell Plates , Greiner Multiwell Plates , Greiner Polypropylene 96-Well Plates , Labware , Manufacturer Browser , Multiwell Plates |  | black polypropylene wells round bottom,Greiner 650209,black polypropylene plate,355 μL,black,non-sterile,non-treated surface treatment,lid: No,case of 100,300 μL,96 wells | , |  |  | black polypropylene wells round bottom,Greiner 650209,black polypropylene plate,355 μL,black,non-sterile,non-treated surface treatment,lid: No,case of 100,300 μL,96 wells
,392 μL/well, clear polypropylene wells round bottom, non-sterile,,,,, | M7310 |  | Sigma | Greiner 96 well plates, polypropylene |  | ,,,, | 96 Well Plates , Greiner , Greiner 96-Well Multiwell Plates , Greiner Multiwell Plates , Greiner Polypropylene 96-Well Plates , Labware , Manufacturer Browser , Multiwell Plates |  | clear polypropylene wells round bottom,Greiner, 650201,clear polypropylene plate,355 μL,clear colorless plate,non-sterile,non-treated surface treatment,lid: No,case of 100,300 μL,96 wells | , |  |  | clear polypropylene wells round bottom,Greiner, 650201,clear polypropylene plate,355 μL,clear colorless plate,non-sterile,non-treated surface treatment,lid: No,case of 100,300 μL,96 wells
,392 μL/well, clear polypropylene wells round bottom, sterile,,,,, | M8060 |  | Sigma | Greiner 96 well plates, polypropylene |  | ,,,, | 96 Well Plates , Greiner , Greiner 96-Well Multiwell Plates , Greiner Multiwell Plates , Greiner Polypropylene 96-Well Plates , Labware , Manufacturer Browser , Multiwell Plates |  | colorless polypropylene plate,Greiner 650261,clear polypropylene wells round bottom,355 μL,clear,sterile,non-treated surface treatment,lid: No,case of 100,300 μL,96 wells | , |  |  | colorless polypropylene plate,Greiner 650261,clear polypropylene wells round bottom,355 μL,clear,sterile,non-treated surface treatment,lid: No,case of 100,300 μL,96 wells
,392 μL/well, black polypropylene wells conical bottom, sterile,,,,, | M8935 |  | Sigma | Greiner 96 well plates, polypropylene |  | ,,,, | 96 Well Plates , Greiner , Greiner 96-Well Multiwell Plates , Greiner Multiwell Plates , Greiner Polypropylene 96-Well Plates , Labware , Manufacturer Browser , Multiwell Plates |  | sterile,Greiner 651209,black polypropylene plate,340 μL,black,non-sterile,non-treated surface treatment,lid: No,case of 100,335 μL,96 wells | , |  |  | sterile,Greiner 651209,black polypropylene plate,340 μL,black,non-sterile,non-treated surface treatment,lid: No,case of 100,335 μL,96 wells
,392 μL/well, clear V-bottom,,,,, | M8185 |  | Sigma | Greiner 96 well plates, polypropylene |  | ,,,, | 96 Well Plates , Greiner , Greiner 96-Well Multiwell Plates , Greiner Multiwell Plates , Greiner Polypropylene 96-Well Plates , Labware , Manufacturer Browser , Multiwell Plates |  | clear V-bottom,Greiner 651201,polypropylene,340 μL,clear plate,non-sterile,non-treated surface treatment,lid: No,case of 100,335 μL,96 wells | , |  |  | clear V-bottom,Greiner 651201,polypropylene,340 μL,clear plate,non-sterile,non-treated surface treatment,lid: No,case of 100,335 μL,96 wells
,0.5 mL/well, clear,,,,, | Z667234 |  | Sigma | Greiner 96 well plates, polypropylene |  | ,,,, | 96 Well Plates , Greiner , Greiner 96-Well Multiwell Plates , Greiner Multiwell Plates , Greiner Polypropylene 96-Well Plates , Labware , Manufacturer Browser , Multiwell Plates |  | 0.03 to 0.7 mL , at room temperature,Greiner 786201,clear polypropylene plate,0.78 mL,clear,non-sterile,non-treated surface treatment,lid: No,case of 80,0.03 to 0.55 mL , at -20°C,96 wells | , |  |  | 0.03 to 0.7 mL , at room temperature,Greiner 786201,clear polypropylene plate,0.78 mL,clear,non-sterile,non-treated surface treatment,lid: No,case of 80,0.03 to 0.55 mL , at -20°C,96 wells
,1.2 mL, clear polypropylene wells round bottom,,,,, | M9810 |  | Sigma | Greiner 96 well plates, polypropylene |  | ,,,, | 96 Well Plates , Greiner , Greiner 96-Well Multiwell Plates , Greiner Multiwell Plates , Greiner Polypropylene 96-Well Plates , Labware , Manufacturer Browser , Multiwell Plates |  | colorless polypropylene plate,Greiner 780201,clear polypropylene wells round bottom,1.22 mL,clear,non-sterile (8 per bag),non-treated surface treatment,lid: No,case of 50,1.2 mL,96 wells | , |  |  | colorless polypropylene plate,Greiner 780201,clear polypropylene wells round bottom,1.22 mL,clear,non-sterile (8 per bag),non-treated surface treatment,lid: No,case of 50,1.2 mL,96 wells
,1.2 mL, clear polypropylene wells round bottom,,,,, | M0186 |  | Sigma | Greiner 96 well plates, polypropylene |  | ,,,, | 96 Well Plates , Greiner , Greiner 96-Well Multiwell Plates , Greiner Multiwell Plates , Greiner Polypropylene 96-Well Plates , Labware , Manufacturer Browser , Multiwell Plates |  | colorless polypropylene plate,Greiner 780215,clear polypropylene wells round bottom,1.22 mL,clear,non-sterile (5 per bag),non-treated surface treatment,lid: No,case of 50,1.2 mL,96 wells | , |  |  | colorless polypropylene plate,Greiner 780215,clear polypropylene wells round bottom,1.22 mL,clear,non-sterile (5 per bag),non-treated surface treatment,lid: No,case of 50,1.2 mL,96 wells
,2.4 mL, clear polypropylene wells conical bottom, non-sterile,,,,, | M1186 |  | Sigma | Greiner 96 well plates, polypropylene |  | ,,,, | 96 Well Plates , Greiner , Greiner 96-Well Multiwell Plates , Greiner Multiwell Plates , Greiner Polypropylene 96-Well Plates , Labware , Manufacturer Browser , Multiwell Plates |  | non-sterile,Greiner 780285,clear polypropylene wells conical bottom,2.42 mL,clear,non-sterile (5 per bag),non-treated surface treatment,lid: No,case of 50,2.3 mL,96 wells | , |  |  | non-sterile,Greiner 780285,clear polypropylene wells conical bottom,2.42 mL,clear,non-sterile (5 per bag),non-treated surface treatment,lid: No,case of 50,2.3 mL,96 wells
,2.4 mL, clear polypropylene wells conical bottom, sterile,,,,, | M1561 |  | Sigma | Greiner 96 well plates, polypropylene |  | ,,,, | 96 Well Plates , Greiner , Greiner 96-Well Multiwell Plates , Greiner Multiwell Plates , Greiner Polypropylene 96-Well Plates , Labware , Manufacturer Browser , Multiwell Plates |  | colorless polypropylene plate,Greiner 780271,clear polypropylene wells conical bottom,2.42 mL,clear colorless plate,sterile,non-treated surface treatment,lid: No,case of 50,2.3 mL,96 wells | , |  |  | colorless polypropylene plate,Greiner 780271,clear polypropylene wells conical bottom,2.42 mL,clear colorless plate,sterile,non-treated surface treatment,lid: No,case of 50,2.3 mL,96 wells
,non-sterile,,,,, | M2936 |  | Sigma | Greiner 96 well plates, polystyrene |  | ,,,, | 96 Well Plates , Drug Discovery , Greiner , Greiner 96-Well Multiwell Plates , Greiner Multiwell Plates , Greiner Polystyrene 96-Well Plates , Labware , Manufacturer Browser , Multiwell Plates , Uncoated Multiwell Plates , 细胞培养 |  | pkg of (packs of 5),Greiner 655101,clear polystyrene plate,382 μL,clear,non-sterile,non-treated surface treatment,lid: No,case of 100,340 μL,96 wells | , |  |  | pkg of (packs of 5),Greiner 655101,clear polystyrene plate,382 μL,clear,non-sterile,non-treated surface treatment,lid: No,case of 100,340 μL,96 wells
,clear polystyrene wells flat bottom, sterile,,,,, | M3061 |  | Sigma | Greiner 96 well plates, polystyrene |  | ,,,, | 96 Well Plates , Greiner , Greiner 96-Well Multiwell Plates , Greiner Multiwell Plates , Greiner Polystyrene 96-Well Plates , Labware , Manufacturer Browser , Multiwell Plates |  | clear polystyrene wells flat bottom,Greiner 655161,clear polystyrene plate,382 μL,clear plate,sterile,non-treated surface treatment,lid: No,case of 100,340 μL,96 wells | , |  |  | clear polystyrene wells flat bottom,Greiner 655161,clear polystyrene plate,382 μL,clear plate,sterile,non-treated surface treatment,lid: No,case of 100,340 μL,96 wells
,clear polystyrene wells flat bottom, sterile,,,,, | M3186 |  | Sigma | Greiner 96 well plates, polystyrene |  | ,,,, | 96 Well Plates , Greiner , Greiner 96-Well Multiwell Plates , Greiner Multiwell Plates , Greiner Polystyrene 96-Well Plates , Labware , Manufacturer Browser , Multiwell Plates |  | pkg of (packs of 25),Greiner 655163,clear polystyrene plate,382 μL,clear,sterile,non-treated surface treatment,lid: No,case of 375,340 μL,96 wells | , |  |  | pkg of (packs of 25),Greiner 655163,clear polystyrene plate,382 μL,clear,sterile,non-treated surface treatment,lid: No,case of 375,340 μL,96 wells
,clear polystyrene wells round bottom, non-sterile,,,,, | M2186 |  | Sigma | Greiner 96 well plates, polystyrene |  | ,,,, | 96 Well Plates , Drug Discovery , Greiner , Greiner 96-Well Multiwell Plates , Greiner Multiwell Plates , Greiner Polystyrene 96-Well Plates , Labware , Manufacturer Browser , Multiwell Plates , Uncoated Multiwell Plates , 细胞培养 |  | pkg of (packs of 5),Greiner 650101,clear polystyrene plate,323 μL,clear,non-sterile,non-treated surface treatment,lid: No,case of 100,280 μL,96 wells | , |  |  | pkg of (packs of 5),Greiner 650101,clear polystyrene plate,323 μL,clear,non-sterile,non-treated surface treatment,lid: No,case of 100,280 μL,96 wells
,clear polystyrene wells round bottom, sterile,,,,, | M2311 |  | Sigma | Greiner 96 well plates, polystyrene |  | ,,,, | 96 Well Plates , Greiner , Greiner 96-Well Multiwell Plates , Greiner Multiwell Plates , Greiner Polystyrene 96-Well Plates , Labware , Manufacturer Browser , Multiwell Plates |  | pkg of (packs of 2),Greiner 650161,clear polystyrene plate,323 μL,clear plate,sterile,non-treated surface treatment,lid: No,case of 100,280 μL,96 wells | , |  |  | pkg of (packs of 2),Greiner 650161,clear polystyrene plate,323 μL,clear plate,sterile,non-treated surface treatment,lid: No,case of 100,280 μL,96 wells
,clear polystyrene wells round bottom, sterile,,,,, | M2436 |  | Sigma | Greiner 96 well plates, polystyrene |  | ,,,, | 96 Well Plates , Greiner , Greiner 96-Well Multiwell Plates , Greiner Multiwell Plates , Greiner Polystyrene 96-Well Plates , Labware , Manufacturer Browser , Multiwell Plates |  | pkg of (packs of 5),Greiner 650163,clear polystyrene plate,323 μL,clear,sterile,non-treated surface treatment,lid: No,case of 100,280 μL,96 wells | , |  |  | pkg of (packs of 5),Greiner 650163,clear polystyrene plate,323 μL,clear,sterile,non-treated surface treatment,lid: No,case of 100,280 μL,96 wells
,round bottom, sterile,,,,, | M2561 |  | Sigma | Greiner 96 well plates, polystyrene |  | ,,,, | 96 Well Plates , Greiner , Greiner 96-Well Multiwell Plates , Greiner Multiwell Plates , Greiner Polystyrene 96-Well Plates , Labware , Manufacturer Browser , Multiwell Plates |  | pkg of (packs of 25),Greiner 650162,non-treated surface treatment,clear plate,polystyrene,lid: No,323 μL,case of 375,40-280 μL,sterile,96 wells | , |  |  | pkg of (packs of 25),Greiner 650162,non-treated surface treatment,clear plate,polystyrene,lid: No,323 μL,case of 375,40-280 μL,sterile,96 wells
,clear polystyrene wells conical bottom, non-sterile,,,,, | M2686 |  | Sigma | Greiner 96 well plates, polystyrene |  | ,,,, | 96 Well Plates , Greiner , Greiner 96-Well Multiwell Plates , Greiner Multiwell Plates , Greiner Polystyrene 96-Well Plates , Labware , Manufacturer Browser , Multiwell Plates |  | pkg of (packs of 5),Greiner 651101,clear polystyrene plate,234 μL,clear plate,non-sterile,non-treated surface treatment,lid: No,case of 100,200 μL,96 wells | , |  |  | pkg of (packs of 5),Greiner 651101,clear polystyrene plate,234 μL,clear plate,non-sterile,non-treated surface treatment,lid: No,case of 100,200 μL,96 wells
,clear polystyrene wells conical bottom, sterile,,,,, | M2811 |  | Sigma | Greiner 96 well plates, polystyrene |  | ,,,, | 96 Well Plates , Greiner , Greiner 96-Well Multiwell Plates , Greiner Multiwell Plates , Greiner Polystyrene 96-Well Plates , Labware , Manufacturer Browser , Multiwell Plates |  | pkg of (packs of 2),Greiner 651161,clear polystyrene plate,234 μL,clear,sterile,non-treated surface treatment,lid: No,case of 100,200 μL,96 wells | , |  |  | pkg of (packs of 2),Greiner 651161,clear polystyrene plate,234 μL,clear,sterile,non-treated surface treatment,lid: No,case of 100,200 μL,96 wells
,medium binding, clear polystyrene wells flat bottom (8 well strips),,,,, | M7687 |  | Sigma | Greiner 96 well 1 x 8 strip plates |  | ,,,, | 96 Well Plates , Greiner , Greiner 96-Well Multiwell Plates , Greiner Multiwell Plates , Greiner Multiwell Strip Plates, Strips and Frames , Labware , Manufacturer Browser , Multiwell Plates |  | clear polystyrene wells flat bottom (8 well strips),Greiner 762070,clear polystyrene plate,388 μL,clear plate strips,non-sterile,medium binding surface treatment,lid: No,case of 100,350 μL,96 wells | , |  |  | clear polystyrene wells flat bottom (8 well strips),Greiner 762070,clear polystyrene plate,388 μL,clear plate strips,non-sterile,medium binding surface treatment,lid: No,case of 100,350 μL,96 wells
,high binding,,,,, | M6562 |  | Sigma | Greiner 96 well 1 x 8 strip plates |  | ,,,, | 96 Well Plates , Antibody Plates , Antibody/Immunology Supplies , Drug Discovery , Greiner , Greiner 96-Well Multiwell Plates , Greiner Multiwell Plates , Greiner Multiwell Strip Plates, Strips and Frames , Labware , Manufacturer Browser , Multiwell Plates , Uncoated Multiwell Plates , 细胞培养 |  | clear polystyrene wells conical bottom,Greiner 705071,clear polystyrene plate (plate strips),346 μL,clear,non-sterile,high binding surface treatment,lid: No,case of 100,300 μL,96 wells | , |  |  | clear polystyrene wells conical bottom,Greiner 705071,clear polystyrene plate (plate strips),346 μL,clear,non-sterile,high binding surface treatment,lid: No,case of 100,300 μL,96 wells
,high binding, clear polystyrene wells flat bottom (8 well strips),,,,, | M7812 |  | Sigma | Greiner 96 well 1 x 8 strip plates |  | ,,,, | 96 Well Plates , Greiner , Greiner 96-Well Multiwell Plates , Greiner Multiwell Plates , Greiner Multiwell Strip Plates, Strips and Frames , Labware , Manufacturer Browser , Multiwell Plates |  | clear polystyrene wells flat bottom (8 well strips),Greiner 762071,clear polystyrene plate,388 μL,clear,non-sterile,high binding surface treatment,lid: No,case of 100,350 μL,96 wells | , |  |  | clear polystyrene wells flat bottom (8 well strips),Greiner 762071,clear polystyrene plate,388 μL,clear,non-sterile,high binding surface treatment,lid: No,case of 100,350 μL,96 wells
,high binding, white polystyrene washer flat bottom (1x8 well strips),,,,, | M7937 |  | Sigma | Greiner 96 well 1 x 8 strip plates |  | ,,,, | 96 Well Plates , Greiner , Greiner 96-Well Multiwell Plates , Greiner Multiwell Plates , Greiner Multiwell Strip Plates, Strips and Frames , Labware , Manufacturer Browser , Multiwell Plates |  | white polystyrene washer flat bottom (1x8 well strips),Greiner 762074,polystyrene,388 μL,white plate strips,non-sterile,high binding surface treatment,lid: No,case of 100,350 μL,96 wells | , |  |  | white polystyrene washer flat bottom (1x8 well strips),Greiner 762074,polystyrene,388 μL,white plate strips,non-sterile,high binding surface treatment,lid: No,case of 100,350 μL,96 wells
,GV 050/2, glass frit filter, hose coupling connection, Erlenmeyer flask 1000 ml (NS45), 1/pk,,,,, | WHA10442200 |  | Aldrich | Whatman ® glass vacuum filtration device |  | ,,,, | 96 Well Plates , Filtration , Filtration equipment , Glass Vaccum Filtration Equipment , Labware , Manufacturer Browser , Microbiology Equipment , Multiwell Plates , Whatman , Whatman 96-Well Multiwell Plates , Whatman Glass Vacuum Membrane Filtration , Whatman Membrane Vacuum Filtration Equipment , Whatman Microbiology Products |  | Whatman Article No., 28415563 (US reference),Whatman 10442200,borosilicate glass (funnel),250 mL,12.5 cm 2,pack of 1,suitable for (filtration and biological analysis; the 304 stainless steel support screen is suitable for use with proteinaceous solutions),1,000 mL | , |  |  | Whatman Article No., 28415563 (US reference),Whatman 10442200,borosilicate glass (funnel),250 mL,12.5 cm 2,pack of 1,suitable for (filtration and biological analysis; the 304 stainless steel support screen is suitable for use with proteinaceous solutions),1,000 mL
,thin cold sealing film, adhesive backing, clear polypropylene,,,,, | WHA77040001 |  | Aldrich | Whatman ® UNISEAL microplate seals |  | ,,,, | 96 Well Plates , Labware , Multiwell Plates , Whatman 96-Well Multiwell Plates |  | Whatman, 7704-0001,Whatman Article No., 28420886 (US reference),clear polypropylene,thin cold sealing film, adhesive backing,pkg of 100 ea | , |  |  | Whatman, 7704-0001,Whatman Article No., 28420886 (US reference),clear polypropylene,thin cold sealing film, adhesive backing,pkg of 100 ea
Whatman ® 96 well PCR Clean-up UNIFILTER ® filter plate,UNIFILTER, 96 well, 800 μl, DNA binding, clear polystyrene, filter bottom with long drip director, 25/pk,,,,, | Z648329 |  | Sigma | Whatman ® PCR cleanup Unifilter ® 96-well plate, DNA binding |  | ,,,, | 96 Well Plates , Core Bioreagents , Labware , Life Science Reagents for PCR , Manufacturer Browser , Multiwell Plates , PCR / 扩增 , PCR Clean Up Kits , Research Essentials , Sample Preparation , Whatman , Whatman 96-Well Multiwell Plates , Whatman Application Specific Multiwell Plates , Whatman Filtration , Whatman Multiwell Plates , Whatman Plates for PCR Cleanup , 分子生物学 |  | Whatman, 7700-2810,Whatman Article No., 28420812 (US reference),clear polystyrene plate,96 well PCR clean-up filter plate,800 μL,clear,non-sterile,Non-treated surface treatment,pack of 25,suitable for (PCR clean-up; purified DNA is ready for sequencing, hybridization assays, and microarrays),800 μL,96 wells | , |  |  | Whatman, 7700-2810,Whatman Article No., 28420812 (US reference),clear polystyrene plate,96 well PCR clean-up filter plate,800 μL,clear,non-sterile,Non-treated surface treatment,pack of 25,suitable for (PCR clean-up; purified DNA is ready for sequencing, hybridization assays, and microarrays),800 μL,96 wells
,RNase and DNase free, translucent polypropylene wells conical bottom,,,,, | Z662518 |  | Sigma | BILATEC THERMOSPRINT ® NCC 96 well plate |  | ,,,, | 96 Well Plates , Bilatec , Labware , Manufacturer Browser , Multiwell Plates , Other 96-Well Multiwell Plates |  | RNase and DNase free,Bilatec 311196,translucent polypropylene wells conical bottom,<0.3 mm,175 μL,translucent,non-sterile,non-treated surface treatment,autoclavable when mounted in workstation,175 μL,96 wells | , |  |  | RNase and DNase free,Bilatec 311196,translucent polypropylene wells conical bottom,<0.3 mm,175 μL,translucent,non-sterile,non-treated surface treatment,autoclavable when mounted in workstation,175 μL,96 wells
,non-sterile,,,,, | Z379271 |  | Sigma | Deepwell 96 well plate |  | ,,,, | 96 Well Plates , Bel-Art , Bel-Art Multiwell Plates , Drug Discovery , Labware , Manufacturer Browser , Multiwell Plates , Other 96-Well Multiwell Plates , Uncoated Multiwell Plates , 细胞培养 |  | clear polypropylene wells conical bottom (translucent),Bel-Art,polypropylene plate,2 mL,translucent,non-sterile,Non-treated surface treatment,2 mL,96 wells | , |  |  | clear polypropylene wells conical bottom (translucent),Bel-Art,polypropylene plate,2 mL,translucent,non-sterile,Non-treated surface treatment,2 mL,96 wells
,Cover only,,,,, | Z379298 |  | Sigma | Deepwell 96 well plate |  | ,,,, | 96 Well Plates , Bel-Art , Bel-Art Multiwell Plates , Drug Discovery , Labware , Manufacturer Browser , Multiwell Plates , Other 96-Well Multiwell Plates , Uncoated Multiwell Plates , 细胞培养 |  | Bel-Art,Non-treated surface treatment,none,polypropylene plate,2 mL,non-sterile,96 wells | , |  |  | Bel-Art,Non-treated surface treatment,none,polypropylene plate,2 mL,non-sterile,96 wells
,,,,,, | Z379301 |  | Sigma | Side Loader collar for Deepwell plate |  | ,,,, | 96 Well Plates , Bel-Art , Bel-Art Multiwell Plates , Drug Discovery , Labware , Manufacturer Browser , Multiwell Plates , Other 96-Well Multiwell Plates , Uncoated Multiwell Plates , 细胞培养 |  | none,Bel-Art,Non-treated surface treatment,non-sterile,96 wells | , |  |  | none,Bel-Art,Non-treated surface treatment,non-sterile,96 wells
,wells round, without plug caps, racked,,,,, | CLS8509 |  | Sigma | Corning ® 384 2D bar coded storage tubes |  | ,,,, | 384 Well Plates , Corning , Corning 384-Well Multiwell Plates , Corning Storage Tubes , Corning Tubes , Labware , Manufacturer Browser , Multiwell Plates |  | black wells,Corning, 8509,non-treated surface treatment,black,non-sterile,polypropylene plate,14 mm,120 μL,16.9 mm , with cap,-80-110 °C temp. range,100 μL,384 wells | , |  |  | black wells,Corning, 8509,non-treated surface treatment,black,non-sterile,polypropylene plate,14 mm,120 μL,16.9 mm , with cap,-80-110 °C temp. range,100 μL,384 wells
,square, racked,,,,, | CLS8510 |  | Sigma | Corning ® 384 2D bar coded storage tubes |  | ,,,, | 384 Well Plates , Corning , Corning 384-Well Multiwell Plates , Corning Storage Tubes , Corning Tubes , Labware , Manufacturer Browser , Multiwell Plates |  | black wells,Corning, 8510,non-treated surface treatment,black,non-sterile,polypropylene plate,lid: No,14 mm,130 μL,17.5 mm , with tube, heat seal, no lid,-80-110 °C temp. range,110 μL,384 wells | , |  |  | black wells,Corning, 8510,non-treated surface treatment,black,non-sterile,polypropylene plate,lid: No,14 mm,130 μL,17.5 mm , with tube, heat seal, no lid,-80-110 °C temp. range,110 μL,384 wells
,384 well, TC treated, black plate (clear bottom), plate format: low flange, sterile,,,,, | CLS3764 |  | Sigma | Corning ® 384 well immunoassay plates, with lids |  | ,,,, | 384 Well Plates , Corning 384-Well Multiwell Plates , Labware , Multiwell Plates |  | pkg of 20 ea,Corning, 3764,Tissue culture treated surface treatment,black,polystyrene plate,lid,112 μL,case of 100 ea,25-50 μL,sterile,384 wells | , |  |  | pkg of 20 ea,Corning, 3764,Tissue culture treated surface treatment,black,polystyrene plate,lid,112 μL,case of 100 ea,25-50 μL,sterile,384 wells
,NBS ™ surface, low flange, 50/cs, black polystyrene wells flat bottom wells, non-sterile,,,,, | CLS3575 |  | Sigma | Corning ® 384 well immunoassay plates, without lids |  | ,,,, | 384 Well Plates , Corning , Corning 384-Well Assay Plates , Corning 384-Well Microplates , Corning 384-Well Multiwell Plates , Corning Low Flange 384 well plate without lid , Corning Microplates , Labware , Manufacturer Browser , Multiwell Plates |  | pack of 10,Corning, 3575,polystyrene,112 μL,black,non-sterile,NBS ™ surface surface treatment,lid: No,case of 50,80 μL,384 wells | , |  |  | pack of 10,Corning, 3575,polystyrene,112 μL,black,non-sterile,NBS ™ surface surface treatment,lid: No,case of 50,80 μL,384 wells
,black polystyrene wells flat bottom wells, non-treated, low flange 50/cs,,,,, | CLS3573 |  | Sigma | Corning ® 384 well immunoassay plates, without lids |  | ,,,, | 384 Well Plates , Corning , Corning 384-Well Assay Plates , Corning 384-Well Microplates , Corning 384-Well Multiwell Plates , Corning Low Flange 384 well plate without lid , Corning Microplates , Labware , Manufacturer Browser , Multiwell Plates |  | pack of 10,Corning, 3573,polystyrene,112 μL,black,non-sterile,non-treated surface treatment,lid: No,case of 50,80 μL,384 wells | , |  |  | pack of 10,Corning, 3573,polystyrene,112 μL,black,non-sterile,non-treated surface treatment,lid: No,case of 50,80 μL,384 wells
,white polystyrene wells flat bottom wells, High Bind, 50/cs, non-sterile,,,,, | CLS3576 |  | Sigma | Corning ® 384 well immunoassay plates, without lids |  | ,,,, | 384 Well Plates , Corning , Corning 384-Well Assay Plates , Corning 384-Well Microplates , Corning 384-Well Multiwell Plates , Corning Low Flange 384 well plate without lid , Corning Microplates , Labware , Manufacturer Browser , Multiwell Plates |  | pack of 10,Corning, 3576,polystyrene,112 μL,white,non-sterile,High Bind surface treatment,lid: No,case of 50,80 μL,384 wells | , |  |  | pack of 10,Corning, 3576,polystyrene,112 μL,white,non-sterile,High Bind surface treatment,lid: No,case of 50,80 μL,384 wells
,black polystyrene wells flat bottom wells, High Bind, 50/cs, non-sterile,,,,, | CLS3577 |  | Sigma | Corning ® 384 well immunoassay plates, without lids |  | ,,,, | 384 Well Plates , Corning , Corning 384-Well Assay Plates , Corning 384-Well Microplates , Corning 384-Well Multiwell Plates , Corning Low Flange 384 well plate without lid , Corning Microplates , Labware , Manufacturer Browser , Multiwell Plates |  | pack of 10,Corning, 3577,polystyrene,112 μL,black,non-sterile,High Bind surface treatment,lid: No,case of 50,80 μL,384 wells | , |  |  | pack of 10,Corning, 3577,polystyrene,112 μL,black,non-sterile,High Bind surface treatment,lid: No,case of 50,80 μL,384 wells
,clear polystyrene wells flat bottom, non-treated, low flange, non-sterile,,,,, | CLS3762 |  | Sigma | Corning ® 384 well immunoassay plates, without lids |  | ,,,, | 384 Well Plates , Corning 384-Well Multiwell Plates , Labware , Multiwell Plates |  | pkg of 25 ea,Corning, 3762,polystyrene,112 μL,clear,non-sterile,Non-treated surface treatment,lid: No,case of 100 ea,80 μL,384 wells | , |  |  | pkg of 25 ea,Corning, 3762,polystyrene,112 μL,clear,non-sterile,Non-treated surface treatment,lid: No,case of 100 ea,80 μL,384 wells
,black plate (clear bottom), non-binding, plate format: low flange, non-sterile,,,,, | CLS3766 |  | Sigma | Corning ® 384 well immunoassay plates, without lids |  | ,,,, | 384 Well Plates , Corning 384-Well Multiwell Plates , Labware , Multiwell Plates |  | pkg of 25 ea,Corning, 3766,polystyrene,112 μL,black,non-sterile,Non-treated surface treatment,lid: No,case of 100 ea,80 μL,384 wells | , |  |  | pkg of 25 ea,Corning, 3766,polystyrene,112 μL,black,non-sterile,Non-treated surface treatment,lid: No,case of 100 ea,80 μL,384 wells
,lid, sterile; γ-irradiated,,,,, | CLS3822 |  | Sigma | Corning ® 384 well plates |  | ,,,, | 384 Well Plates , Corning 384-Well Multiwell Plates , Labware , Multiwell Plates |  | 384 wells,Corning, 3822,polystyrene,50 μL,black,sterile; γ-irradiated,Tissue-culture treated surface treatment,lid,case of 50,40 μL,384 wells | , |  |  | 384 wells,Corning, 3822,polystyrene,50 μL,black,sterile; γ-irradiated,Tissue-culture treated surface treatment,lid,case of 50,40 μL,384 wells
,lid, sterile; γ-irradiated,,,,, | CLS3571 |  | Sigma | Corning ® 384 well plates |  | ,,,, | 384 Well Plates , Corning 384-Well Multiwell Plates , Labware , Multiwell Plates |  | 384 wells,Corning,polystyrene,112 μL,black,sterile; γ-irradiated,Tissue-culture treated surface treatment,lid,bag of 10,80 μL,384 wells | , |  |  | 384 wells,Corning,polystyrene,112 μL,black,sterile; γ-irradiated,Tissue-culture treated surface treatment,lid,bag of 10,80 μL,384 wells
,black, lid, sterile; γ-irradiated,,,,, | CLS3542 |  | Sigma | Corning ® 384 well plates |  | ,,,, | 384 Well Plates , Corning , Corning 384-Well Assay Plates , Corning 384-Well Microplates , Corning 384-Well Multiwell Plates , Corning Microplates , Corning polystyrene 384 well plates , Labware , Manufacturer Browser , Multiwell Plates |  | clear wells,Corning, 3542,Tissue culture treated surface treatment,black,polystyrene,lid,50 μL,case of 50,5-40 μL,sterile; γ-irradiated,384 wells | , |  |  | clear wells,Corning, 3542,Tissue culture treated surface treatment,black,polystyrene,lid,50 μL,case of 50,5-40 μL,sterile; γ-irradiated,384 wells
,black, lid: No, non-sterile; γ-irradiated,,,,, | CLS3711 |  | Sigma | Corning ® 384 well plates |  | ,,,, | 384 Well Plates , Corning , Corning 384-Well Assay Plates , Corning 384-Well Microplates , Corning 384-Well Multiwell Plates , Corning Microplates , Corning polystyrene 384 well plates , Labware , Manufacturer Browser , Multiwell Plates |  | clear wells,Corning, 3711,Non-treated surface treatment,black,polystyrene,lid: No,112 μL,case of 100,20-80 μL,non-sterile; γ-irradiated,384 wells | , |  |  | clear wells,Corning, 3711,Non-treated surface treatment,black,polystyrene,lid: No,112 μL,case of 100,20-80 μL,non-sterile; γ-irradiated,384 wells
,black, lid: No, non-sterile, case of 50,,,,, | CLS3540 |  | Aldrich | Corning ® 384 well plates |  | ,,,, | 384 Well Plates , Corning , Corning 384-Well Assay Plates , Corning 384-Well Microplates , Corning 384-Well Multiwell Plates , Corning Microplates , Corning polystyrene 384 well plates , Labware , Manufacturer Browser , Multiwell Plates |  | clear wells,Corning, 3540,Non-treated surface treatment,black,polystyrene,lid: No,50 μL,case of 50,5-40 μL,non-sterile,384 wells | , |  |  | clear wells,Corning, 3540,Non-treated surface treatment,black,polystyrene,lid: No,50 μL,case of 50,5-40 μL,non-sterile,384 wells
,black, lid, sterile; γ-irradiated,,,,, | CLS3985 |  | Sigma | Corning ® 384 well plates |  | ,,,, | 384 Well Plates , Corning , Corning 384-Well Assay Plates , Corning 384-Well Microplates , Corning 384-Well Multiwell Plates , Corning Microplates , Corning polystyrene 384 well plates , Labware , Manufacturer Browser , Multiwell Plates |  | clear wells,Corning, 3985,Tissue culture treated surface treatment,black, 384-well,black,polystyrene,lid,112 μL,case of 100,20-80 μL,sterile; γ-irradiated,384 wells | , |  |  | clear wells,Corning, 3985,Tissue culture treated surface treatment,black, 384-well,black,polystyrene,lid,112 μL,case of 100,20-80 μL,sterile; γ-irradiated,384 wells
,black, lid, sterile; γ-irradiated,,,,, | CLS3712 |  | Sigma | Corning ® 384 well plates |  | ,,,, | 384 Well Plates , Corning , Corning 384-Well Assay Plates , Corning 384-Well Microplates , Corning 384-Well Multiwell Plates , Corning Microplates , Corning polystyrene 384 well plates , Labware , Manufacturer Browser , Multiwell Plates |  | clear wells,Corning, 3712,Tissue culture treated surface treatment,112 μl. black,black,polystyrene,lid,112 μL,case of 100,20-80 μL,sterile; γ-irradiated,384 wells | , |  |  | clear wells,Corning, 3712,Tissue culture treated surface treatment,112 μl. black,black,polystyrene,lid,112 μL,case of 100,20-80 μL,sterile; γ-irradiated,384 wells
,lid, sterile; γ-irradiated,,,,, | CLS3570 |  | Sigma | Corning ® 384 well plates |  | ,,,, | 384 Well Plates , Corning 384-Well Multiwell Plates , Labware , Multiwell Plates |  | white polystyrene wells flat bottom,Corning, 3570,polystyrene,112 μL,white,sterile; γ-irradiated,Tissue-culture treated surface treatment,lid,case of 50,80 μL,384 wells | , |  |  | white polystyrene wells flat bottom,Corning, 3570,polystyrene,112 μL,white,sterile; γ-irradiated,Tissue-culture treated surface treatment,lid,case of 50,80 μL,384 wells
,white, lid, sterile; γ-irradiated,,,,, | CLS3707 |  | Sigma | Corning ® 384 well plates |  | ,,,, | 384 Well Plates , Corning , Corning 384-Well Assay Plates , Corning 384-Well Microplates , Corning 384-Well Multiwell Plates , Corning Microplates , Corning polystyrene 384 well plates , Labware , Manufacturer Browser , Multiwell Plates |  | clear wells,Corning, 3707,Tissue culture treated surface treatment,white,polystyrene,lid,112 μL,case of 100,20-80 μL,sterile; γ-irradiated,384 wells | , |  |  | clear wells,Corning, 3707,Tissue culture treated surface treatment,white,polystyrene,lid,112 μL,case of 100,20-80 μL,sterile; γ-irradiated,384 wells
,lid: No, non-sterile; γ-irradiated,,,,, | CLS3706 |  | Sigma | Corning ® 384 well plates |  | ,,,, | 384 Well Plates , Corning , Corning 384-Well Assay Plates , Corning 384-Well Microplates , Corning 384-Well Multiwell Plates , Corning Microplates , Corning polystyrene 384 well plates , Labware , Manufacturer Browser , Multiwell Plates |  | 384 wells,Corning, 3706,polystyrene,112 μL,white,non-sterile; γ-irradiated,Non-treated surface treatment,lid: No,case of 100,80 μL,384 wells | , |  |  | 384 wells,Corning, 3706,polystyrene,112 μL,white,non-sterile; γ-irradiated,Non-treated surface treatment,lid: No,case of 100,80 μL,384 wells
,clear, lid: No, non-sterile; γ-irradiated,,,,, | CLS3702 |  | Sigma | Corning ® 384 well plates |  | ,,,, | 384 Well Plates , Corning , Corning 384-Well Assay Plates , Corning 384-Well Microplates , Corning 384-Well Multiwell Plates , Corning Microplates , Corning polystyrene 384 well plates , Labware , Manufacturer Browser , Multiwell Plates |  | clear wells,Corning, 3702,Non-treated surface treatment,clear,polystyrene,lid: No,112 μL,case of 100,20-80 μL,non-sterile; γ-irradiated,384 wells | , |  |  | clear wells,Corning, 3702,Non-treated surface treatment,clear,polystyrene,lid: No,112 μL,case of 100,20-80 μL,non-sterile; γ-irradiated,384 wells
,lid, sterile; γ-irradiated,,,,, | CLS3680 |  | Sigma | Corning ® 384 well plates |  | ,,,, | 384 Well Plates , Corning , Corning 384-Well Assay Plates , Corning 384-Well Microplates , Corning 384-Well Multiwell Plates , Corning Microplates , Corning polystyrene 384 well plates , Labware , Manufacturer Browser , Multiwell Plates |  | 384 wells,Corning, 3680,polystyrene,112 μL,clear,sterile; γ-irradiated,Non-treated surface treatment,lid,case of 100,80 μL,384 wells | , |  |  | 384 wells,Corning, 3680,polystyrene,112 μL,clear,sterile; γ-irradiated,Non-treated surface treatment,lid,case of 100,80 μL,384 wells
,clear, lid, sterile; γ-irradiated,,,,, | CLS3701 |  | Sigma | Corning ® 384 well plates |  | ,,,, | 384 Well Plates , Corning , Corning 384-Well Culture Plates , Corning 384-Well Microplates , Corning 384-Well Multiwell Plates , Corning Microplates , Labware , Manufacturer Browser , Multiwell Plates |  | clear wells,Corning, 3701,Tissue culture treated surface treatment,clear,polystyrene,lid,112 μL,case of 100,20-80 μL,sterile; γ-irradiated,384 wells | , |  |  | clear wells,Corning, 3701,Tissue culture treated surface treatment,clear,polystyrene,lid,112 μL,case of 100,20-80 μL,sterile; γ-irradiated,384 wells
,clear, lid: No, non-sterile; γ-irradiated,,,,, | CLS3700 |  | Sigma | Corning ® 384 well plates |  | ,,,, | 384 Well Plates , Corning , Corning 384-Well Assay Plates , Corning 384-Well Microplates , Corning 384-Well Multiwell Plates , Corning Microplates , Corning polystyrene 384 well plates , Labware , Manufacturer Browser , Multiwell Plates |  | clear wells,Corning, 3700,High binding surface treatment,clear,polystyrene,lid: No,112 μL,case of 100,20-80 μL,non-sterile; γ-irradiated,384 wells | , |  |  | clear wells,Corning, 3700,High binding surface treatment,clear,polystyrene,lid: No,112 μL,case of 100,20-80 μL,non-sterile; γ-irradiated,384 wells
,white, lid: No, non-sterile,,,,, | CLS3572 |  | Sigma | Corning ® 384 well plates |  | ,,,, | 384 Well Plates , Corning 384-Well Multiwell Plates , Labware , Multiwell Plates |  | white wells,Corning, 3572,Non-treated surface treatment,white,polystyrene,lid: No,112 μL,case of 50,20–80 μL,non-sterile,384 wells | , |  |  | white wells,Corning, 3572,Non-treated surface treatment,white,polystyrene,lid: No,112 μL,case of 50,20–80 μL,non-sterile,384 wells
,with barcode and lid, clear black bottom, sterile,,,,, | CLS7244 |  | Sigma | Corning ® 384 well plates |  | ,,,, | 384 Well Plates , Corning , Corning 384-Well Culture Plates , Corning 384-Well Microplates , Corning 384-Well Multiwell Plates , Corning Microplates , Labware , Manufacturer Browser , Multiwell Plates |  | clear wells,Corning,Non-treated surface treatment,clear black bottom,polystyrene,lid,sterile,384 wells | , |  |  | clear wells,Corning,Non-treated surface treatment,clear black bottom,polystyrene,lid,sterile,384 wells
,black plate, size 384 wells, clear wells, Collagen coated,,,,, | CLS3819 |  | Sigma | Corning ® 384 well plates |  | ,,,, | 384 Well Plates , Corning 384-Well Multiwell Plates , Labware , Multiwell Plates |  | 384 wells,Corning, 3819,Collagen-Coated surface treatment,black,polystyrene,case of 100 ea,non-sterile,384 wells | , |  |  | 384 wells,Corning, 3819,Collagen-Coated surface treatment,black,polystyrene,case of 100 ea,non-sterile,384 wells
,half area, HCS, film bottom, lid, sterile,,,,, | CLS4681 |  | Sigma | Corning ® 384 well plates |  | ,,,, | 384 Well Plates , Corning 384-Well Multiwell Plates , Labware , Multiwell Plates |  | half area, HCS, film bottom,Corning 4681,cyclic olefin copolymer (COC) (COC),lid,sterile,384 wells | , |  |  | half area, HCS, film bottom,Corning 4681,cyclic olefin copolymer (COC) (COC),lid,sterile,384 wells
,clear plate flat bottom, with lid, non-sterile,,,,, | CLS3847 |  | Sigma | Corning ® 384 well plates, Fibronectin |  | ,,,, | 384 Well Plates , Corning , Corning 384 well plates, Fibronectin , Corning 384-Well Microplates , Corning 384-Well Multiwell Plates , Corning Microplates , Labware , Manufacturer Browser , Multiwell Plates |  | pack of 20 ea,Corning, 3847,Fibronectin-coated surface treatment,clear,clear plate flat bottom,lid,case of 100 ea,non-sterile,384 wells | , |  |  | pack of 20 ea,Corning, 3847,Fibronectin-coated surface treatment,clear,clear plate flat bottom,lid,case of 100 ea,non-sterile,384 wells
,black plate flat bottom, with lid, non-sterile,,,,, | CLS3848 |  | Sigma | Corning ® 384 well plates, Fibronectin |  | ,,,, | 384 Well Plates , Corning , Corning 384 well plates, Fibronectin , Corning 384-Well Microplates , Corning 384-Well Multiwell Plates , Corning Microplates , Labware , Manufacturer Browser , Multiwell Plates |  | pack of 20 ea,Corning, 3848,Fibronectin-coated surface treatment,black,black plate flat bottom,lid,case of 100 ea,non-sterile,384 wells | , |  |  | pack of 20 ea,Corning, 3848,Fibronectin-coated surface treatment,black,black plate flat bottom,lid,case of 100 ea,non-sterile,384 wells
,polystyrene, non-sterile,,,,, | CLS3825 |  | Aldrich | Corning ® 384 well plates, for homogenous luminescent and HTRF assays |  | ,,,, | 384 Well Plates , Corning , Corning 384 well plate for homogenous luminescent and HTRF assays , Corning 384-Well Assay Plates , Corning 384-Well Microplates , Corning 384-Well Multiwell Plates , Corning Microplates , Labware , Manufacturer Browser , Multiwell Plates |  | pkg of 10 ea,Corning, 3825,Non-treated surface treatment,white,polystyrene,lid: No,50 μL,case of 50 ea,non-sterile,384 wells | , |  |  | pkg of 10 ea,Corning, 3825,Non-treated surface treatment,white,polystyrene,lid: No,50 μL,case of 50 ea,non-sterile,384 wells
,NBS surface, clear flat bottom, non-sterile, black, 50/cs,,,,, | CLS3544 |  | Sigma | Corning ® 384 well plates, low volume |  | ,,,, | 384 Well Plates , Corning , Corning 384-Well Assay Plates , Corning 384-Well Microplates , Corning 384-Well Multiwell Plates , Corning Microplates , Corning low volume 384 well plates , Labware , Manufacturer Browser , Multiwell Plates |  | pack of 10,Corning, 3544,NBS ™ surface surface treatment,black,black polystyrene plate,lid: No,50 μL,case of 50,suitable for (immunoassay; liquid-handling procedures),5-40 μL,non-sterile,384 wells | , |  |  | pack of 10,Corning, 3544,NBS ™ surface surface treatment,black,black polystyrene plate,lid: No,50 μL,case of 50,suitable for (immunoassay; liquid-handling procedures),5-40 μL,non-sterile,384 wells
,non-treated, 50/cs, black polystyrene wells flat bottom, lid: No, non-sterile,,,,, | CLS3821 |  | Sigma | Corning ® 384 well plates, low volume |  | ,,,, | 384 Well Plates , Corning , Corning 384-Well Assay Plates , Corning 384-Well Microplates , Corning 384-Well Multiwell Plates , Corning Microplates , Corning low volume 384 well plates , Labware , Manufacturer Browser , Multiwell Plates |  | pack of 10,Corning, 3821,non-treated surface treatment,black polystyrene plate,lid: No,50 μL,case of 50,suitable for (immunoassay; liquid-handling procedures),5-40 μL,non-sterile,384 wells | , |  |  | pack of 10,Corning, 3821,non-treated surface treatment,black polystyrene plate,lid: No,50 μL,case of 50,suitable for (immunoassay; liquid-handling procedures),5-40 μL,non-sterile,384 wells
,TC-treated, 50/cs, white polystyrene wells flat bottom, sterile, lid,,,,, | CLS3826 |  | Sigma | Corning ® 384 well plates, low volume |  | ,,,, | 384 Well Plates , Corning , Corning 384-Well Assay Plates , Corning 384-Well Microplates , Corning 384-Well Multiwell Plates , Corning Microplates , Corning low volume 384 well plates , Labware , Manufacturer Browser , Multiwell Plates |  | pack of 10,Corning, 3826,TC-treated surface treatment,white polystyrene plate,lid,50 μL,case of 50,0.03 cm 2 (cell growth area),suitable for (immunoassay; liquid-handling procedures),5-40 μL,sterile,384 wells | , |  |  | pack of 10,Corning, 3826,TC-treated surface treatment,white polystyrene plate,lid,50 μL,case of 50,0.03 cm 2 (cell growth area),suitable for (immunoassay; liquid-handling procedures),5-40 μL,sterile,384 wells
,NBS surface, 50/cs, white polystyrene wells flat bottom, non-sterile, lid: No,,,,, | CLS3824 |  | Sigma | Corning ® 384 well plates, low volume |  | ,,,, | 384 Well Plates , Corning , Corning 384-Well Assay Plates , Corning 384-Well Microplates , Corning 384-Well Multiwell Plates , Corning Microplates , Corning low volume 384 well plates , Labware , Manufacturer Browser , Multiwell Plates |  | pack of 10,Corning, 3824,white polystyrene plate,50 μL,white,non-sterile,NBS ™ surface surface treatment,lid: No,case of 50,suitable for (immunoassay; liquid-handling procedures),5-40 μL,384 wells | , |  |  | pack of 10,Corning, 3824,white polystyrene plate,50 μL,white,non-sterile,NBS ™ surface surface treatment,lid: No,case of 50,suitable for (immunoassay; liquid-handling procedures),5-40 μL,384 wells
,low volume, non-treated, w/ generic barcode, 50/cs, non-sterile, lid: No,,,,, | CLS3821BC |  | Sigma | Corning ® 384 well plates, low volume, with generic barcode |  | ,,,, | 384 Well Plates , Corning , Corning 384-Well Multiwell Plates , Corning Barcoded Microplates , Corning Microplates , Labware , Manufacturer Browser , Multiwell Plates |  | pack of 10,Corning, 3821BC,polystyrene plate,50 μL,black,non-sterile,non-treated surface treatment,lid: No,case of 50,5-40 μL,384 wells | , |  |  | pack of 10,Corning, 3821BC,polystyrene plate,50 μL,black,non-sterile,non-treated surface treatment,lid: No,case of 50,5-40 μL,384 wells
,384 well plate, polystyrene, low volume, non-binding surface (NBS ™ ), non-sterile, w/ generic barcode, white, 50/cs, non-sterile, lid: No,,,,, | CLS3824BC |  | Sigma | Corning ® 384 well plates, low volume, with generic barcode |  | ,,,, | 384 Well Plates , Corning , Corning 384-Well Multiwell Plates , Corning Barcoded Microplates , Corning Microplates , Labware , Manufacturer Browser , Multiwell Plates |  | pack of 10,Corning, 3824BC,polystyrene plate,50 μL,white,non-sterile,non-binding surface (NBS ™ ) surface treatment,lid: No,case of 50,5-40 μL,384 wells | , |  |  | pack of 10,Corning, 3824BC,polystyrene plate,50 μL,white,non-sterile,non-binding surface (NBS ™ ) surface treatment,lid: No,case of 50,5-40 μL,384 wells
,low volume, w/ generic barcode, 50/cs, white polystyrene wells flat bottom, sterile, lid, surface treatment TC-treated,,,,, | CLS3570BC |  | Sigma | Corning ® 384 well plates, low volume, with generic barcode |  | ,,,, | 384 Well Plates , Corning , Corning 384-Well Multiwell Plates , Corning Barcoded Microplates , Corning Microplates , Labware , Manufacturer Browser , Multiwell Plates |  | pack of 10,Corning, 3570BC,polystyrene plate,50 μL,white,sterile,TC-treated surface treatment,lid,case of 50,5-40 μL,384 wells | , |  |  | pack of 10,Corning, 3570BC,polystyrene plate,50 μL,white,sterile,TC-treated surface treatment,lid,case of 50,5-40 μL,384 wells
,low volume, CellBIND ® surface, w/ generic barcode, 50/cs, black polystyrene wells flat bottom, sterile, lid,,,,, | CLS3683BC |  | Sigma | Corning ® 384 well plates, low volume, with generic barcode |  | ,,,, | 384 Well Plates , Corning , Corning 384-Well Multiwell Plates , Corning Barcoded Microplates , Corning Microplates , Labware , Manufacturer Browser , Multiwell Plates |  | pack of 10,Corning, 3683BC,polystyrene plate,50 μL,black,sterile,CellBIND ® surface surface treatment,lid,case of 50,5-40 μL,384 wells | , |  |  | pack of 10,Corning, 3683BC,polystyrene plate,50 μL,black,sterile,CellBIND ® surface surface treatment,lid,case of 50,5-40 μL,384 wells
,low volume, TC-treated, w/ generic barcode, 50/cs, black polystyrene wells flat bottom, sterile, lid,,,,, | CLS3712BC |  | Sigma | Corning ® 384 well plates, low volume, with generic barcode |  | ,,,, | 384 Well Plates , Corning , Corning 384-Well Multiwell Plates , Corning Barcoded Microplates , Corning Microplates , Labware , Manufacturer Browser , Multiwell Plates |  | pack of 10,Corning, 3712BC,polystyrene plate,50 μL,black,sterile,TC-treated surface treatment,lid,case of 50,5-40 μL,384 wells | , |  |  | pack of 10,Corning, 3712BC,polystyrene plate,50 μL,black,sterile,TC-treated surface treatment,lid,case of 50,5-40 μL,384 wells
,384 well plate, low volume, polypropylene, conical bottom (DNA Print), non-treated, non-sterile, clear, 50/cs,,,,, | CLS3672 |  | Sigma | Corning ® 384 well storage plates, blocks & sealing mats |  | ,,,, | 384 Well Plates , Corning , Corning 384-Well Microplates , Corning 384-Well Multiwell Plates , Corning 384-Well Storage Plates , Corning Microplates , Labware , Manufacturer Browser , Multiwell Plates |  | pack of 10,Corning, 3672,non-treated surface treatment,clear,polypropylene (plates, blocks and sealing mats),lid: No,35 μL,case of 50,suitable for (general storage, liquid handling; automated applications),2-20 μL,non-sterile,384 wells | , |  |  | pack of 10,Corning, 3672,non-treated surface treatment,clear,polypropylene (plates, blocks and sealing mats),lid: No,35 μL,case of 50,suitable for (general storage, liquid handling; automated applications),2-20 μL,non-sterile,384 wells
,384 well plate, polypropylene, round bottom, non-treated, non-sterile, black, 100/cs,,,,, | CLS3658 |  | Sigma | Corning ® 384 well storage plates, blocks & sealing mats |  | ,,,, | 384 Well Plates , Corning , Corning 384-Well Microplates , Corning 384-Well Multiwell Plates , Corning 384-Well Storage Plates , Corning Microplates , Labware , Manufacturer Browser , Multiwell Plates |  | pack of 25,Corning, 3658,non-treated surface treatment,black,polypropylene (plates, blocks and sealing mats),lid: No,95 μL,case of 100,suitable for (general storage, liquid handling; automated applications),15-70 μL,non-sterile,384 wells | , |  |  | pack of 25,Corning, 3658,non-treated surface treatment,black,polypropylene (plates, blocks and sealing mats),lid: No,95 μL,case of 100,suitable for (general storage, liquid handling; automated applications),15-70 μL,non-sterile,384 wells
,384 well plate, polypropylene, round bottom, non-treated, non-sterile, clear, 100/cs,,,,, | CLS3657 |  | Sigma | Corning ® 384 well storage plates, blocks & sealing mats |  | ,,,, | 384 Well Plates , Corning , Corning 384-Well Microplates , Corning 384-Well Multiwell Plates , Corning 384-Well Storage Plates , Corning Microplates , Labware , Manufacturer Browser , Multiwell Plates |  | pack of 25,Corning, 3657,non-treated surface treatment,clear,polypropylene (plates, blocks and sealing mats),lid: No,95 μL,case of 100,suitable for (general storage, liquid handling; automated applications),15-70 μL,non-sterile,384 wells | , |  |  | pack of 25,Corning, 3657,non-treated surface treatment,clear,polypropylene (plates, blocks and sealing mats),lid: No,95 μL,case of 100,suitable for (general storage, liquid handling; automated applications),15-70 μL,non-sterile,384 wells
,384 well plate, polypropylene, round bottom, non-treated, sterile, clear, 100/cs,,,,, | CLS3656 |  | Sigma | Corning ® 384 well storage plates, blocks & sealing mats |  | ,,,, | 384 Well Plates , Corning , Corning 384-Well Microplates , Corning 384-Well Multiwell Plates , Corning 384-Well Storage Plates , Corning Microplates , Labware , Manufacturer Browser , Multiwell Plates |  | pack of 25,Corning, 3656,non-treated surface treatment,clear,polypropylene (plates, blocks and sealing mats),lid: No,95 μL,case of 100,suitable for (general storage, liquid handling; automated applications),15-70 μL,sterile,384 wells | , |  |  | pack of 25,Corning, 3656,non-treated surface treatment,clear,polypropylene (plates, blocks and sealing mats),lid: No,95 μL,case of 100,suitable for (general storage, liquid handling; automated applications),15-70 μL,sterile,384 wells
,384 well storage block, polypropylene, round bottom, non-treated, non-sterile, clear, 100/cs,,,,, | CLS3965 |  | Sigma | Corning ® 384 well storage plates, blocks & sealing mats |  | ,,,, | 384 Well Plates , Corning , Corning 384-Well Microplates , Corning 384-Well Multiwell Plates , Corning 384-Well Storage Plates , Corning Microplates , Labware , Manufacturer Browser , Multiwell Plates |  | pack of 5,Corning, 3965,non-treated surface treatment,clear,polypropylene (plates, blocks and sealing mats),lid: No,180 μL,case of 100,suitable for (general storage, liquid handling; automated applications),non-sterile,384 wells | , |  |  | pack of 5,Corning, 3965,non-treated surface treatment,clear,polypropylene (plates, blocks and sealing mats),lid: No,180 μL,case of 100,suitable for (general storage, liquid handling; automated applications),non-sterile,384 wells
,384 well storage block, polypropylene, round bottom, non-treated, sterile, clear, 25/cs,,,,, | CLS3964 |  | Sigma | Corning ® 384 well storage plates, blocks & sealing mats |  | ,,,, | 384 Well Plates , Corning , Corning 384-Well Microplates , Corning 384-Well Multiwell Plates , Corning 384-Well Storage Plates , Corning Microplates , Labware , Manufacturer Browser , Multiwell Plates |  | pack of 5,Corning, 3964,non-treated surface treatment,clear,polypropylene (plates, blocks and sealing mats),lid: No,180 μL,case of 25,suitable for (general storage, liquid handling; automated applications),sterile,384 wells | , |  |  | pack of 5,Corning, 3964,non-treated surface treatment,clear,polypropylene (plates, blocks and sealing mats),lid: No,180 μL,case of 25,suitable for (general storage, liquid handling; automated applications),sterile,384 wells
,384 well deep well storage block, polypropylene, V-bottom, non-treated, non-sterile, clear, 50/cs,,,,, | CLS3347 |  | Sigma | Corning ® 384 well storage plates, blocks & sealing mats |  | ,,,, | 384 Well Plates , Corning , Corning 384-Well Microplates , Corning 384-Well Multiwell Plates , Corning 384-Well Storage Plates , Corning Microplates , Labware , Manufacturer Browser , Multiwell Plates |  | pack of 10,Corning, 3347,non-treated surface treatment,clear,polypropylene (plates, blocks and sealing mats),lid: No,240 μL,case of 50,suitable for (general storage, liquid handling; automated applications),non-sterile,384 wells | , |  |  | pack of 10,Corning, 3347,non-treated surface treatment,clear,polypropylene (plates, blocks and sealing mats),lid: No,240 μL,case of 50,suitable for (general storage, liquid handling; automated applications),non-sterile,384 wells
,384 well deep well storage block, polypropylene, V-bottom, non-treated, sterile, clear, 50/cs,,,,, | CLS3342 |  | Sigma | Corning ® 384 well storage plates, blocks & sealing mats |  | ,,,, | 384 Well Plates , Corning , Corning 384-Well Microplates , Corning 384-Well Multiwell Plates , Corning 384-Well Storage Plates , Corning Microplates , Labware , Manufacturer Browser , Multiwell Plates |  | pack of 5,Corning, 3342,non-treated surface treatment,clear,polypropylene (plates, blocks and sealing mats),lid: No,240 μL,case of 50,suitable for (general storage, liquid handling; automated applications),sterile,384 wells | , |  |  | pack of 5,Corning, 3342,non-treated surface treatment,clear,polypropylene (plates, blocks and sealing mats),lid: No,240 μL,case of 50,suitable for (general storage, liquid handling; automated applications),sterile,384 wells
,384 well deep well sealing mat, polypropylene, chemically resistant, non-treated, non-sterile, 50/cs,,,,, | CLS3341 |  | Sigma | Corning ® 384 well storage plates, blocks & sealing mats |  | ,,,, | 384 Well Plates , Corning , Corning 384-Well Multiwell Plates , Corning 384-Well Plate Accessories , Corning Microplates , Labware , Manufacturer Browser , Multiwell Plates |  | pack of 10,Corning, 3341,non-treated surface treatment,natural,polypropylene (plates, blocks and sealing mats),lid: No,240 μL,case of 50,suitable for (general storage, liquid handling; automated applications),non-sterile,384 wells | , |  |  | pack of 10,Corning, 3341,non-treated surface treatment,natural,polypropylene (plates, blocks and sealing mats),lid: No,240 μL,case of 50,suitable for (general storage, liquid handling; automated applications),non-sterile,384 wells
,384 well plate, polystyrene, CellBIND surface, sterile, clear flat bottom, black, w/lid, 50/cs,,,,, | CLS3683 |  | Sigma | Corning ® CellBIND ® 384 well plates |  | ,,,, | 384 Well Plates , Cell Culture Supplies , Cell Culture Surfaces , CellBind Surface , Corning , Corning 384-Well Culture Plates , Corning 384-Well Microplates , Corning 384-Well Multiwell Plates , Corning Microplates , Labware , Manufacturer Browser , Multiwell Plates |  | pack of 10,Corning, 3683,CellBIND ® surface surface treatment,black,black polystyrene plate,lid,112 μL,case of 50,0.06 cm 2 (cell growth area),20-80 μL,sterile,384 wells | , |  |  | pack of 10,Corning, 3683,CellBIND ® surface surface treatment,black,black polystyrene plate,lid,112 μL,case of 50,0.06 cm 2 (cell growth area),20-80 μL,sterile,384 wells
,384 well plate, CrystalEX, 1 protein well/reservoir well, non-treated, flat bottom, sterile, clear, 50/cs,,,,, | CLS3775 |  | Sigma | Corning ® CrystalEX ™ 384 well protein crystallization plates |  | ,,,, | 384 Well Plates , Corning , Corning 384-Well Microplates , Corning 384-Well Multiwell Plates , Corning 384-Well Protein Crystallization Plates , Corning Microplates , Labware , Manufacturer Browser , Multiwell Plates |  | pack of 10,Corning, 3775,non-treated surface treatment,cyclic olefin copolymer (COC),lid: No,4 μL , protein well volume,case of 50,105 μL,non-sterile | , |  |  | pack of 10,Corning, 3775,non-treated surface treatment,cyclic olefin copolymer (COC),lid: No,4 μL , protein well volume,case of 50,105 μL,non-sterile
,size 384 wells, black wells (with 0.2 mm glass bottom), lid, sterile,,,,, | CLS4581 |  | Sigma | Corning ® high content imaging plate |  | ,,,, | 384 Well Plates , Corning 384-Well Multiwell Plates , Labware , Multiwell Plates |  | Corning, 4581,black wells (with 0.2 mm glass bottom),lid,pkg of 10 ea,sterile,384 wells | , |  |  | Corning, 4581,black wells (with 0.2 mm glass bottom),lid,pkg of 10 ea,sterile,384 wells
,aluminum, non-sterile,,,,, | CLS6569 |  | Sigma | Corning ® microplate sealing tape |  | ,,,, | 384 Well Plates , Corning , Corning 384-Well Multiwell Plates , Corning Microplates , Corning Sealing Tape , Labware , Manufacturer Browser , Multiwell Plates |  | Corning, 6569,Non-treated surface treatment,none,aluminum,lid,case of 100 ea,suitable for (for short and long term storage and PCR, 384 well reactions),non-sterile,384 wells | , |  |  | Corning, 6569,Non-treated surface treatment,none,aluminum,lid,case of 100 ea,suitable for (for short and long term storage and PCR, 384 well reactions),non-sterile,384 wells
,384 well plate, NBS surface, polystyrene, clear flat bottom, non-sterile, clear, 100/cs,,,,, | CLS3653 |  | Sigma | Corning ® NBS ™ 384 well plates, without lids |  | ,,,, | 384 Well Plates , Corning , Corning 384-Well Assay Plates , Corning 384-Well Microplates , Corning 384-Well Multiwell Plates , Corning Microplates , Corning NBS 384 well plates without lids , Labware , Manufacturer Browser , Multiwell Plates |  | pack of 25,Corning, 3653,polystyrene,112 μL,clear,non-sterile,NBS ™ surface surface treatment,lid: No,case of 100,80 μL,384 wells | , |  |  | pack of 25,Corning, 3653,polystyrene,112 μL,clear,non-sterile,NBS ™ surface surface treatment,lid: No,case of 100,80 μL,384 wells
,384 well plate, NBS surface, polystyrene, black flat bottom, non-sterile, black, 100/cs,,,,, | CLS3654 |  | Sigma | Corning ® NBS ™ 384 well plates, without lids |  | ,,,, | 384 Well Plates , Corning , Corning 384-Well Assay Plates , Corning 384-Well Microplates , Corning 384-Well Multiwell Plates , Corning Microplates , Corning NBS 384 well plates without lids , Labware , Manufacturer Browser , Multiwell Plates |  | pack of 25,Corning 3654,polystyrene,112 μL,black,non-sterile,NBS ™ surface surface treatment,lid: No,case of 100,80 μL,384 wells | , |  |  | pack of 25,Corning 3654,polystyrene,112 μL,black,non-sterile,NBS ™ surface surface treatment,lid: No,case of 100,80 μL,384 wells
,384 well plate, NBS surface, polystyrene, clear flat bottom, non-sterile, black, 100/cs,,,,, | CLS3655 |  | Sigma | Corning ® NBS ™ 384 well plates, without lids |  | ,,,, | 384 Well Plates , Corning , Corning 384-Well Assay Plates , Corning 384-Well Microplates , Corning 384-Well Multiwell Plates , Corning Microplates , Corning NBS 384 well plates without lids , Labware , Manufacturer Browser , Multiwell Plates |  | pack of 25,Corning, 3655,polystyrene,112 μL,black,non-sterile,NBS ™ surface surface treatment,lid: No,case of 100,80 μL,384 wells | , |  |  | pack of 25,Corning, 3655,polystyrene,112 μL,black,non-sterile,NBS ™ surface surface treatment,lid: No,case of 100,80 μL,384 wells
,384 well plate, NBS surface, polystyrene, clear flat bottom, non-sterile, clear, 100/cs,,,,, | CLS3640 |  | Sigma | Corning ® NBS ™ 384 well plates, without lids |  | ,,,, | 384 Well Plates , Corning , Corning 384-Well Assay Plates , Corning 384-Well Microplates , Corning 384-Well Multiwell Plates , Corning Microplates , Corning NBS 384 well plates without lids , Labware , Manufacturer Browser , Multiwell Plates |  | pack of 25,Corning, 3640,polystyrene,112 μL,clear,non-sterile,NBS ™ surface surface treatment,lid: No,case of 100,80 μL,384 wells | , |  |  | pack of 25,Corning, 3640,polystyrene,112 μL,clear,non-sterile,NBS ™ surface surface treatment,lid: No,case of 100,80 μL,384 wells
,384 well plate, NBS surface, low volume, polystyrene, black flat bottom, non-sterile, black, 50/cs,,,,, | CLS3820 |  | Sigma | Corning ® NBS ™ 384 well plates, without lids |  | ,,,, | 384 Well Plates , Corning , Corning 384-Well Assay Plates , Corning 384-Well Microplates , Corning 384-Well Multiwell Plates , Corning Microplates , Corning NBS 384 well plates without lids , Labware , Manufacturer Browser , Multiwell Plates |  | pack of 10,Corning, 3820,polystyrene,112 μL,black,non-sterile,NBS ™ surface surface treatment,lid: No,50 μL , low volume plate,case of 50,5-40 μL , low volume plate,80 μL,384 wells | , |  |  | pack of 10,Corning, 3820,polystyrene,112 μL,black,non-sterile,NBS ™ surface surface treatment,lid: No,50 μL , low volume plate,case of 50,5-40 μL , low volume plate,80 μL,384 wells
,PDL coated asceptically manufactured, plate format: low flange, with lid, sterile,,,,, | CLS3768 |  | Sigma | Corning ® PDL 384 well plates |  | ,,,, | 384 Well Plates , Corning 384-Well Multiwell Plates , Labware , Multiwell Plates |  | pkg of 20 ea,Corning, 3768,Poly-D-Lysine coated surface treatment,black,black plate (clear bottom),lid,case of 100 ea,sterile,384 wells | , |  |  | pkg of 20 ea,Corning, 3768,Poly-D-Lysine coated surface treatment,black,black plate (clear bottom),lid,case of 100 ea,sterile,384 wells
,384 well,,,,, | CLS3089 |  | Sigma | Corning ® Robolids 384 well |  | ,,,, | 384 Well Plates , Corning , Corning 384-Well Multiwell Plates , Corning 384-Well Plate Accessories , Corning Microplates , Labware , Manufacturer Browser , Multiwell Plates |  | Corning, 3089 | , |  |  | Corning, 3089
,384 well plate, Thermowell GOLD PCR plate, polypropylene, conical bottom, clear, non-sterile, 50/cs,,,,, | CLS3757 |  | Sigma | Corning ® Thermowell GOLD PCR 384 well plates |  | ,,,, | 384 Well Plates , Corning , Corning 384-Well Microplates , Corning 384-Well Multiwell Plates , Corning 384-Well PCR Plates , Corning Microplates , Labware , Manufacturer Browser , Multiwell Plates |  | pack of 10,Corning, 3757,polypropylene,55 μL,clear,non-sterile,non-treated surface treatment,lid: No,case of 50,suitable for (high-throughput (HT) applications; PCR, DNA sequencing and RT-PCR),Agriculture,50 μL,384 wells | , |  |  | pack of 10,Corning, 3757,polypropylene,55 μL,clear,non-sterile,non-treated surface treatment,lid: No,case of 50,suitable for (high-throughput (HT) applications; PCR, DNA sequencing and RT-PCR),Agriculture,50 μL,384 wells
,384 well plate, Thermowell PCR GOLD plate, polypropylene, conical bottom, black, non-sterile, 50/cs,,,,, | CLS3756 |  | Sigma | Corning ® Thermowell GOLD PCR 384 well plates |  | ,,,, | 384 Well Plates , Corning , Corning 384-Well Microplates , Corning 384-Well Multiwell Plates , Corning 384-Well PCR Plates , Corning Microplates , Labware , Manufacturer Browser , Multiwell Plates |  | pack of 10,Corning, 3756,polypropylene,55 μL,black,non-sterile,non-treated surface treatment,lid: No,case of 50,suitable for (high-throughput (HT) applications; PCR, DNA sequencing and RT-PCR),Agriculture,50 μL,384 wells | , |  |  | pack of 10,Corning, 3756,polypropylene,55 μL,black,non-sterile,non-treated surface treatment,lid: No,case of 50,suitable for (high-throughput (HT) applications; PCR, DNA sequencing and RT-PCR),Agriculture,50 μL,384 wells
,384 well plate, Thermowell PCR GOLD plate, polypropylene, conical bottom, clear, non-sterile, w/ 2 generic barcode labels, 50/cs,,,,, | CLS3354 |  | Sigma | Corning ® Thermowell GOLD PCR 384 well plates |  | ,,,, | 384 Well Plates , Corning , Corning 384-Well Microplates , Corning 384-Well Multiwell Plates , Corning 384-Well PCR Plates , Corning Microplates , Labware , Manufacturer Browser , Multiwell Plates |  | pack of 10,Corning, 3354,polypropylene,55 μL,clear,non-sterile,non-treated surface treatment,lid: No,case of 50,suitable for (high-throughput (HT) applications; PCR, DNA sequencing and RT-PCR),50 μL,384 wells | , |  |  | pack of 10,Corning, 3354,polypropylene,55 μL,clear,non-sterile,non-treated surface treatment,lid: No,case of 50,suitable for (high-throughput (HT) applications; PCR, DNA sequencing and RT-PCR),50 μL,384 wells
,translucent polypropylene wells conical bottom,,,,, | Z642959 |  | Sigma | Greiner 384 PP well plates |  | ,,,, | 384 Well Plates , Greiner , Greiner 384-Well Multiwell Plates , Greiner Masterblock 384 Multiwell Plate, Polypropylene , Greiner Multiwell Plates , Labware , Manufacturer Browser , Multiwell Plates |  | alphanumerical well coding,Greiner, 781280,translucent polypropylene plate,130 μL,translucent,non-sterile,non-treated surface treatment,lid: No,case of 100,120 μL,available only in EU,384 wells | , |  |  | alphanumerical well coding,Greiner, 781280,translucent polypropylene plate,130 μL,translucent,non-sterile,non-treated surface treatment,lid: No,case of 100,120 μL,available only in EU,384 wells
,120 μL/well, natural polypropylene wells flat bottom,,,,, | M1686 |  | Sigma | Greiner 384 well plates, polypropylene |  | ,,,, | 384 Well Plates , Drug Discovery , Greiner , Greiner 384-Well Multiwell Plates , Greiner Multiwell Plates , Greiner Polypropylene 384-Well Plates , Labware , Manufacturer Browser , Multiwell Plates , Uncoated Multiwell Plates , 细胞培养 |  | natural polypropylene wells flat bottom,Greiner 781201,clear polypropylene plate,152 μL,natural,non-sterile,non-treated surface treatment,lid: No,case of 100,145 μL,384 wells | , |  |  | natural polypropylene wells flat bottom,Greiner 781201,clear polypropylene plate,152 μL,natural,non-sterile,non-treated surface treatment,lid: No,case of 100,145 μL,384 wells
,120 μL/well, black polypropylene wells flat bottom,,,,, | M1811 |  | Sigma | Greiner 384 well plates, polypropylene |  | ,,,, | 384 Well Plates , Drug Discovery , Greiner , Greiner 384-Well Multiwell Plates , Greiner Multiwell Plates , Greiner Polypropylene 384-Well Plates , Labware , Manufacturer Browser , Multiwell Plates , Uncoated Multiwell Plates , 细胞培养 |  | black polypropylene wells flat bottom,Greiner 781209,black polypropylene plate,152 μL,black,non-sterile,non-treated surface treatment,lid: No,case of 100,145 μL,384 wells | , |  |  | black polypropylene wells flat bottom,Greiner 781209,black polypropylene plate,152 μL,black,non-sterile,non-treated surface treatment,lid: No,case of 100,145 μL,384 wells
,clear polypropylene wells conical bottom,,,,, | M1936 |  | Sigma | Greiner 384 well plates, polypropylene |  | ,,,, | 384 Well Plates , Greiner , Greiner 384-Well Multiwell Plates , Greiner Multiwell Plates , Greiner Polypropylene 384-Well Plates , Labware , Manufacturer Browser , Multiwell Plates |  | clear polypropylene wells conical bottom,Greiner 781270,clear polypropylene plate,240 μL,clear,non-sterile,non-treated surface treatment,lid: No,case of 60,225 μL,384 wells | , |  |  | clear polypropylene wells conical bottom,Greiner 781270,clear polypropylene plate,240 μL,clear,non-sterile,non-treated surface treatment,lid: No,case of 60,225 μL,384 wells
,working volume 110 μL, clear polystyrene wells flat bottom,,,,, | M3311 |  | Sigma | Greiner 384 well plates, polystyrene |  | ,,,, | 384 Well Plates , Drug Discovery , Greiner , Greiner 384 Well Polystyrene Plates , Greiner 384-Well Multiwell Plates , Greiner Multiwell Plates , Labware , Manufacturer Browser , Multiwell Plates , Uncoated Multiwell Plates , 细胞培养 |  | clear polystyrene wells flat bottom,Greiner 781101,clear polystyrene plate,130 μL,clear,non-sterile,non-treated surface treatment,lid: No,case of 100,110 μL,384 wells | , |  |  | clear polystyrene wells flat bottom,Greiner 781101,clear polystyrene plate,130 μL,clear,non-sterile,non-treated surface treatment,lid: No,case of 100,110 μL,384 wells
,clear polystyrene wells flat bottom, working volume 25 μL,,,,, | M3811 |  | Sigma | Greiner 384 well plates, polystyrene |  | ,,,, | 384 Well Plates , Greiner , Greiner 384 Well Polystyrene Plates , Greiner 384-Well Multiwell Plates , Greiner Multiwell Plates , Labware , Manufacturer Browser , Multiwell Plates |  | clear polystyrene wells flat bottom,Greiner 784101,clear polystyrene plate,28 μL,clear,non-sterile,non-treated surface treatment,lid: No,case of 40,25 μL,384 wells | , |  |  | clear polystyrene wells flat bottom,Greiner 784101,clear polystyrene plate,28 μL,clear,non-sterile,non-treated surface treatment,lid: No,case of 40,25 μL,384 wells
,working volume 25 μL, white polypropylene copolymer wells flat bottom,,,,, | M3561 |  | Sigma | Greiner 384 well plates, polystyrene |  | ,,,, | 384 Well Plates , Greiner , Greiner 384 Well Polystyrene Plates , Greiner 384-Well Multiwell Plates , Greiner Multiwell Plates , Labware , Manufacturer Browser , Multiwell Plates |  | white polystyrene plate,Greiner 784075,white polypropylene copolymer wells flat bottom,28 μL,white,non-sterile,non-treated surface treatment,lid: No,case of 40,25 μL,384 wells | , |  |  | white polystyrene plate,Greiner 784075,white polypropylene copolymer wells flat bottom,28 μL,white,non-sterile,non-treated surface treatment,lid: No,case of 40,25 μL,384 wells
,working volume 25 μL, black polystyrene wells flat bottom,,,,, | M3686 |  | Sigma | Greiner 384 well plates, polystyrene |  | ,,,, | 384 Well Plates , Greiner , Greiner 384 Well Polystyrene Plates , Greiner 384-Well Multiwell Plates , Greiner Multiwell Plates , Labware , Manufacturer Browser , Multiwell Plates |  | black polystyrene wells flat bottom,Greiner, 784076,black polystyrene plate,28 μL,black plate,non-sterile,non-treated surface treatment,lid: No,case of 40,25 μL,384 wells | , |  |  | black polystyrene wells flat bottom,Greiner, 784076,black polystyrene plate,28 μL,black plate,non-sterile,non-treated surface treatment,lid: No,case of 40,25 μL,384 wells
,clear polystyrene wells flat bottom, high-binding, sterile,,,,, | M6561 |  | Sigma | Greiner 384 well plates, polystyrene |  | ,,,, | 384 Well Plates , Antibody Plates , Antibody/Immunology Supplies , Greiner , Greiner 384-Well Multiwell Plates , Greiner High & Medium Binding 384-Well Plates , Greiner Multiwell Plates , Labware , Manufacturer Browser , Multiwell Plates |  | lid: No,Greiner 781094,clear polystyrene wells flat bottom,131 μL,clear,non-sterile,μClear ® and tissue culture treated surface treatment,high-binding,case of 40,110 μL,384 wells | , |  |  | lid: No,Greiner 781094,clear polystyrene wells flat bottom,131 μL,clear,non-sterile,μClear ® and tissue culture treated surface treatment,high-binding,case of 40,110 μL,384 wells
,clear polystyrene wells flat bottom, medium-binding,,,,, | M6686 |  | Sigma | Greiner 384 well plates, polystyrene |  | ,,,, | 384 Well Plates , Greiner , Greiner 384-Well Multiwell Plates , Greiner High & Medium Binding 384-Well Plates , Greiner Multiwell Plates , Labware , Manufacturer Browser , Multiwell Plates |  | medium-binding,Greiner 781095,clear polystyrene wells flat bottom,131 μL,clear,non-sterile,μClear ® film surface treatment,lid: No,case of 40,110 μL,384 wells | , |  |  | medium-binding,Greiner 781095,clear polystyrene wells flat bottom,131 μL,clear,non-sterile,μClear ® film surface treatment,lid: No,case of 40,110 μL,384 wells
,clear polystyrene wells flat bottom, cycloolefine, case of 40, non-sterile,,,,, | M3937 |  | Sigma | Greiner CELLSTAR ® 384 well plates |  | ,,,, | 384 Well Plates , Drug Discovery , Greiner , Greiner 384-Well Multiwell Plates , Greiner Multiwell Plates , Greiner UV Transparent 384-Well Plate , Labware , Manufacturer Browser , Multiwell Plates , Uncoated Multiwell Plates , 细胞培养 |  | pack of 10 ×,Greiner 781801,cycloolefine,138 μL,clear,non-sterile,μClear ® film surface treatment,lid: No,case of 40,110 μL,384 wells | , |  |  | pack of 10 ×,Greiner 781801,cycloolefine,138 μL,clear,non-sterile,μClear ® film surface treatment,lid: No,case of 40,110 μL,384 wells
,clear polystyrene wells flat bottom, sterile, lid, case of 32 plates,,,,, | Z736732 |  | Sigma | Greiner CELLSTAR ® 384 well plates |  | ,,,, | 384 Well Plates , CELLSTAR multiwell plates , Greiner , Greiner 384-Well Multiwell Plates , Greiner Multiwell Plates , Labware , Manufacturer Browser , Multiwell Plates |  | white polystyrene plate,Greiner, 781098,clear polystyrene wells flat bottom,131 μL,clear,sterile,tissue-culture treated surface treatment,lid,case of 32 plates,110 μL,384 wells | , |  |  | white polystyrene plate,Greiner, 781098,clear polystyrene wells flat bottom,131 μL,clear,sterile,tissue-culture treated surface treatment,lid,case of 32 plates,110 μL,384 wells
,clear wells flat bottom (with micro-clear bottom), sterile,,,,, | M2062 |  | Sigma | Greiner CELLSTAR ® 384 well plates |  | ,,,, | 384 Well Plates , Greiner , Greiner 384-Well Multiwell Plates , Greiner Culture Plates , Greiner Culture Supplies , Greiner Tissue Culture Treated 384-Well Plates , Labware , Manufacturer Browser , Multiwell Plates |  | tissue culture treated surface treatment,Greiner 781092,black polystyrene plate,131 μL,clear,sterile,μClear ® surface treatment,lid: No,case of 40,110 μL,384 wells | , |  |  | tissue culture treated surface treatment,Greiner 781092,black polystyrene plate,131 μL,clear,sterile,μClear ® surface treatment,lid: No,case of 40,110 μL,384 wells
,clear polystyrene wells flat bottom (with lid and micro-clear bottom), sterile,,,,, | M1937 |  | Sigma | Greiner CELLSTAR ® 384 well plates |  | ,,,, | 384 Well Plates , Greiner , Greiner 384-Well Multiwell Plates , Greiner Culture Plates , Greiner Culture Supplies , Greiner Tissue Culture Treated 384-Well Plates , Labware , Manufacturer Browser , Multiwell Plates |  | tissue culture treatment surface treatment,Greiner 781091,black polystyrene plate,131 μL,black/clear bottom plate,sterile,μClear ® film surface treatment,lid,case of 32,110 μL,384 wells | , |  |  | tissue culture treatment surface treatment,Greiner 781091,black polystyrene plate,131 μL,black/clear bottom plate,sterile,μClear ® film surface treatment,lid,case of 32,110 μL,384 wells
,black polystyrene wells flat bottom, non-sterile,,,,, | M6311 |  | Sigma | Greiner FLUOTRAC ™ 200 384 well plates |  | ,,,, | 384 Well Plates , Drug Discovery , Greiner , Greiner 384-Well Multiwell Plates , Greiner High & Medium Binding 384-Well Plates , Greiner Multiwell Plates , Labware , Manufacturer Browser , Multiwell Plates , Uncoated Multiwell Plates , 细胞培养 |  | non-binding surface treatment,Greiner 781076,black polystyrene plate,131 μL,black,non-sterile,medium binding surface treatment,lid: No,case of 40,110 μL,384 wells | , |  |  | non-binding surface treatment,Greiner 781076,black polystyrene plate,131 μL,black,non-sterile,medium binding surface treatment,lid: No,case of 40,110 μL,384 wells
,black polystyrene wells flat bottom, surface treatment high binding, sterile,,,,, | M6436 |  | Sigma | Greiner FLUOTRAC ™ 600 384 well plates |  | ,,,, | 384 Well Plates , Antibody Plates , Antibody/Immunology Supplies , Greiner , Greiner 384-Well Multiwell Plates , Greiner High & Medium Binding 384-Well Plates , Greiner Multiwell Plates , Labware , Manufacturer Browser , Multiwell Plates |  | non-treated surface treatment,Greiner 781077,black polystyrene plate,131 μL,black plate,sterile,high binding surface treatment,lid,case of 40,110 μL,384 wells | , |  |  | non-treated surface treatment,Greiner 781077,black polystyrene plate,131 μL,black plate,sterile,high binding surface treatment,lid,case of 40,110 μL,384 wells
,black polystyrene wells flat bottom, maximum volume 28 μL, non-sterile,,,,, | M7186 |  | Sigma | Greiner FLUOTRAC ™ 600 384 well plates |  | ,,,, | 384 Well Plates , Greiner , Greiner 384-Well Multiwell Plates , Greiner High & Medium Binding 384-Well Plates , Greiner Multiwell Plates , Labware , Manufacturer Browser , Multiwell Plates |  | black polystyrene wells flat bottom,Greiner 784077,black polystyrene plate,28 μL,black,non-sterile,high binding surface treatment,lid: No,28 μL,case of 40,25 μL,384 wells | , |  |  | black polystyrene wells flat bottom,Greiner 784077,black polystyrene plate,28 μL,black,non-sterile,high binding surface treatment,lid: No,28 μL,case of 40,25 μL,384 wells
,clear polystyrene wells flat bottom (with micro-clear bottom), surface treatment high binding, non-sterile,,,,, | M6936 |  | Sigma | Greiner high and medium binding 384 well plates |  | ,,,, | 384 Well Plates , Antibody Plates , Antibody/Immunology Supplies , Greiner , Greiner 384-Well Multiwell Plates , Greiner High & Medium Binding 384-Well Plates , Greiner Multiwell Plates , Labware , Manufacturer Browser , Multiwell Plates |  | high binding surface treatment,Greiner 781097,black polystyrene plate,131 μL,clear,non-sterile,μClear ® film surface treatment,lid: No,case of 40,110 μL,384 wells | , |  |  | high binding surface treatment,Greiner 781097,black polystyrene plate,131 μL,clear,non-sterile,μClear ® film surface treatment,lid: No,case of 40,110 μL,384 wells
,white polystyrene wells flat bottom, non-sterile,,,,, | M6186 |  | Sigma | Greiner LUMITRAC ™ 200 384 well plates |  | ,,,, | 384 Well Plates , Greiner , Greiner 384-Well Multiwell Plates , Greiner High & Medium Binding 384-Well Plates , Greiner Multiwell Plates , Labware , Manufacturer Browser , Multiwell Plates |  | white polystyrene wells flat bottom,Greiner 781075,white polystyrene plate,131 μL,white,non-sterile,medium binding surface treatment,lid: No,case of 40,110 μL,384 wells | , |  |  | white polystyrene wells flat bottom,Greiner 781075,white polystyrene plate,131 μL,white,non-sterile,medium binding surface treatment,lid: No,case of 40,110 μL,384 wells
,white polystyrene wells flat bottom, non-sterile,,,,, | Z667242 |  | Sigma | Greiner LUMITRAC ™ Small Volume ™ LoBase 384 well plates |  | ,,,, | 384 Well Plates , Greiner , Greiner 384-Well Multiwell Plates , Greiner Multiwell Plates , Labware , Manufacturer Browser , Multiwell Plates , Small Volume LoBase 384 well plates |  | white polystyrene wells flat bottom,Greiner 788075,white polystyrene plate,28 μL,white,non-sterile,medium binding surface treatment,lid: No,case of 80,25 μL,384 wells | , |  |  | white polystyrene wells flat bottom,Greiner 788075,white polystyrene plate,28 μL,white,non-sterile,medium binding surface treatment,lid: No,case of 80,25 μL,384 wells
,white polystyrene flat bottom (with lid), sterile,,,,, | Z759279 |  | Sigma | Greiner tissue culture treated multiwell plates, 384-well |  | ,,,, | 384 Well Plates , Greiner 384-Well Multiwell Plates , Labware , Multiwell Plates |  | white polystyrene flat bottom (with lid),Greiner Bio-One, 781080,wells flat,131 μL,white,sterile,Tissue culture treated surface treatment,lid,pack of 32 ea,110 μL,384 wells | , |  |  | white polystyrene flat bottom (with lid),Greiner Bio-One, 781080,wells flat,131 μL,white,sterile,Tissue culture treated surface treatment,lid,pack of 32 ea,110 μL,384 wells
,non-treated (medium bind), 50/cs, black polystyrene wells round bottom, non-sterile, lid: No,,,,, | CLS3936 |  | Sigma | Corning ® 1536 well plates |  | ,,,, | 1536 Well Plates , Corning , Corning 1536-Well Microplates , Corning 1536-Well Multiwell Plates , Corning Microplates , Labware , Manufacturer Browser , Multiwell Plates |  | pack of 10,Corning, 3936,polystyrene plate,10 μL,black,non-sterile,non-treated surface treatment,lid: No,case of 50,suitable for (fluorescent; luminescent assays),8 μL,1536 wells | , |  |  | pack of 10,Corning, 3936,polystyrene plate,10 μL,black,non-sterile,non-treated surface treatment,lid: No,case of 50,suitable for (fluorescent; luminescent assays),8 μL,1536 wells
,white polystyrene wells round bottom, non-treated (medium bind), 50/cs, non-sterile, lid: No,,,,, | CLS3937 |  | Sigma | Corning ® 1536 well plates |  | ,,,, | 1536 Well Plates , Corning , Corning 1536-Well Microplates , Corning 1536-Well Multiwell Plates , Corning Microplates , Labware , Manufacturer Browser , Multiwell Plates |  | pack of 10,Corning, 3937,polystyrene plate,10 μL,white,non-sterile,non-treated surface treatment,lid: No,case of 50,suitable for (fluorescent; luminescent assays),8 μL,1536 wells | , |  |  | pack of 10,Corning, 3937,polystyrene plate,10 μL,white,non-sterile,non-treated surface treatment,lid: No,case of 50,suitable for (fluorescent; luminescent assays),8 μL,1536 wells
,black polystyrene wells flat bottom, non-treated, non-sterile, lid: No,,,,, | CLS3724 |  | Sigma | Corning ® 1536 well plates |  | ,,,, | 1536 Well Plates , Corning , Corning 1536-Well Microplates , Corning 1536-Well Multiwell Plates , Corning Microplates , Labware , Manufacturer Browser , Multiwell Plates |  | pack of 10,Corning, 3724,polystyrene plate,12.5 μL,black,non-sterile,non-treated surface treatment,lid: No,case of 50,suitable for (fluorescent; luminescent assays),8 μL,1536 wells | , |  |  | pack of 10,Corning, 3724,polystyrene plate,12.5 μL,black,non-sterile,non-treated surface treatment,lid: No,case of 50,suitable for (fluorescent; luminescent assays),8 μL,1536 wells
,white polystyrene wells flat bottom, non-treated (medium bind), 50/cs, non-sterile, lid: No,,,,, | CLS3725 |  | Sigma | Corning ® 1536 well plates |  | ,,,, | 1536 Well Plates , Corning , Corning 1536-Well Microplates , Corning 1536-Well Multiwell Plates , Corning Microplates , Labware , Manufacturer Browser , Multiwell Plates |  | pack of 10,Corning, 3725,polystyrene plate,12.5 μL,white,non-sterile,non-treated surface treatment,lid: No,case of 50,suitable for (fluorescent; luminescent assays),8 μL,1536 wells | , |  |  | pack of 10,Corning, 3725,polystyrene plate,12.5 μL,white,non-sterile,non-treated surface treatment,lid: No,case of 50,suitable for (fluorescent; luminescent assays),8 μL,1536 wells
,black polystyrene wells flat bottom, NBS ™ (TC-treated), 50/cs, sterile, lid,,,,, | CLS3726 |  | Sigma | Corning ® 1536 well plates |  | ,,,, | 1536 Well Plates , Corning , Corning 1536-Well Microplates , Corning 1536-Well Multiwell Plates , Corning Microplates , Labware , Manufacturer Browser , Multiwell Plates |  | pack of 10,Corning, 3726,polystyrene plate,12.5 μL,black,sterile,NBS ™ (TC-treated) surface treatment,lid,case of 50,0.03 cm 2,suitable for (fluorescent; luminescent assays),8 μL,1536 wells | , |  |  | pack of 10,Corning, 3726,polystyrene plate,12.5 μL,black,sterile,NBS ™ (TC-treated) surface treatment,lid,case of 50,0.03 cm 2,suitable for (fluorescent; luminescent assays),8 μL,1536 wells
,white polystyrene wells flat bottom, NBS ™ (TC-treated), 50/cs, sterile, lid,,,,, | CLS3727 |  | Sigma | Corning ® 1536 well plates |  | ,,,, | 1536 Well Plates , Corning , Corning 1536-Well Microplates , Corning 1536-Well Multiwell Plates , Corning Microplates , Labware , Manufacturer Browser , Multiwell Plates |  | pack of 10,Corning, 3727,polystyrene plate,12.5 μL,white,sterile,NBS ™ (TC-treated) surface treatment,lid,case of 50,0.03 cm 2,suitable for (fluorescent; luminescent assays),8 μL,1536 wells | , |  |  | pack of 10,Corning, 3727,polystyrene plate,12.5 μL,white,sterile,NBS ™ (TC-treated) surface treatment,lid,case of 50,0.03 cm 2,suitable for (fluorescent; luminescent assays),8 μL,1536 wells
,black polystyrene wells flat bottom, NBS ™ (TC-treated), 50/cs, non-sterile, lid: No,,,,, | CLS3728 |  | Sigma | Corning ® 1536 well plates |  | ,,,, | 1536 Well Plates , Corning , Corning 1536-Well Microplates , Corning 1536-Well Multiwell Plates , Corning Microplates , Labware , Manufacturer Browser , Multiwell Plates |  | pack of 10,Corning, 3728,polystyrene plate,12.8 μL,black,non-sterile,NBS ™ (TC-treated) surface treatment,lid: No,case of 50,suitable for (fluorescent; luminescent assays),8 μL,1536 wells | , |  |  | pack of 10,Corning, 3728,polystyrene plate,12.8 μL,black,non-sterile,NBS ™ (TC-treated) surface treatment,lid: No,case of 50,suitable for (fluorescent; luminescent assays),8 μL,1536 wells
,white polystyrene wells flat bottom, NBS ™ (TC-treated), 50/cs, non-sterile, lid: No,,,,, | CLS3729 |  | Sigma | Corning ® 1536 well plates |  | ,,,, | 1536 Well Plates , Corning , Corning 1536-Well Microplates , Corning 1536-Well Multiwell Plates , Corning Microplates , Labware , Manufacturer Browser , Multiwell Plates |  | pack of 10,Corning, 3729,polystyrene plate,12.5 μL,white,non-sterile,NBS ™ surface treatment,lid: No,case of 50,suitable for (fluorescent; luminescent assays),8 μL,1536 wells | , |  |  | pack of 10,Corning, 3729,polystyrene plate,12.5 μL,white,non-sterile,NBS ™ surface treatment,lid: No,case of 50,suitable for (fluorescent; luminescent assays),8 μL,1536 wells
,clear polystyrene wells flat bottom, non-treated, 50/cs, non-sterile, lid: No,,,,, | CLS3891 |  | Sigma | Corning ® 1536 well plates |  | ,,,, | 1536 Well Plates , Corning , Corning 1536-Well Microplates , Corning 1536-Well Multiwell Plates , Corning Microplates , Labware , Manufacturer Browser , Multiwell Plates |  | pack of 10,Corning, 3891,non-treated surface treatment,clear,polystyrene plate,lid: No,12.5 μL,case of 50,suitable for (fluorescent; luminescent assays),8 μL,non-sterile,1536 wells | , |  |  | pack of 10,Corning, 3891,non-treated surface treatment,clear,polystyrene plate,lid: No,12.5 μL,case of 50,suitable for (fluorescent; luminescent assays),8 μL,non-sterile,1536 wells
,clear polystyrene wells flat bottom, TC-treated, 50/cs, sterile, lid,,,,, | CLS3893 |  | Sigma | Corning ® 1536 well plates |  | ,,,, | 1536 Well Plates , Corning , Corning 1536-Well Microplates , Corning 1536-Well Multiwell Plates , Corning Microplates , Labware , Manufacturer Browser , Multiwell Plates |  | pack of 10,Corning, 3893,polystyrene plate,12.5 μL,clear,sterile,TC-treated surface treatment,lid,case of 50,0.03 cm 2,suitable for (fluorescent; luminescent assays),8 μL,1536 wells | , |  |  | pack of 10,Corning, 3893,polystyrene plate,12.5 μL,clear,sterile,TC-treated surface treatment,lid,case of 50,0.03 cm 2,suitable for (fluorescent; luminescent assays),8 μL,1536 wells
,low base, non-treated, non-sterile,,,,, | CLS3831 |  | Aldrich | Corning ® 1536 well plates |  | ,,,, | 1536 Well Plates , Corning , Corning 1536-Well Microplates , Corning 1536-Well Multiwell Plates , Corning Microplates , Labware , Manufacturer Browser , Multiwell Plates |  | pkg of 10 ea,Corning, 3831,polystyrene plate,12.5 μL,clear,non-sterile,non-treated surface treatment,lid: No,case of 50 ea,suitable for (fluorescent; luminescent assays),8 μL,1536 wells | , |  |  | pkg of 10 ea,Corning, 3831,polystyrene plate,12.5 μL,clear,non-sterile,non-treated surface treatment,lid: No,case of 50 ea,suitable for (fluorescent; luminescent assays),8 μL,1536 wells
,low base, surface treatment CellBIND, sterile,,,,, | CLS3832 |  | Aldrich | Corning ® 1536 well plates |  | ,,,, | 1536 Well Plates , Corning , Corning 1536-Well Microplates , Corning 1536-Well Multiwell Plates , Corning Microplates , Labware , Manufacturer Browser , Multiwell Plates |  | pkg of 10 ea,Corning, 3832,polystyrene plate,12.5 μL,clear,sterile,CellBIND surface treatment,lid,case of 50 ea,suitable for (fluorescent; luminescent assays),8 μL,1536 wells | , |  |  | pkg of 10 ea,Corning, 3832,polystyrene plate,12.5 μL,clear,sterile,CellBIND surface treatment,lid,case of 50 ea,suitable for (fluorescent; luminescent assays),8 μL,1536 wells
,clear polystyrene wells flat bottom, low base, TC-treated, sterile, lid,,,,, | CLS3838 |  | Aldrich | Corning ® 1536 well plates |  | ,,,, | 1536 Well Plates , Corning , Corning 1536-Well Microplates , Corning 1536-Well Multiwell Plates , Corning Microplates , Labware , Manufacturer Browser , Multiwell Plates |  | pkg of 10 ea,Corning, 3838,tissue culture treated surface treatment,clear,polystyrene plate,lid,case of 50 ea,suitable for (fluorescent; luminescent assays),sterile,1536 wells | , |  |  | pkg of 10 ea,Corning, 3838,tissue culture treated surface treatment,clear,polystyrene plate,lid,case of 50 ea,suitable for (fluorescent; luminescent assays),sterile,1536 wells
,size 1536 wells, white polystyrene wells (collagen coated), non-sterile,,,,, | CLS3549 |  | Sigma | Corning ® 1536 well plates |  | ,,,, | 1536 Well Plates , Corning 1536-Well Multiwell Plates , Labware , Multiwell Plates |  | pack of 10 ea,Corning, 3549,polystyrene plate,case of 50 ea,suitable for (fluorescent; luminescent assays),non-sterile,1536 wells | , |  |  | pack of 10 ea,Corning, 3549,polystyrene plate,case of 50 ea,suitable for (fluorescent; luminescent assays),non-sterile,1536 wells
,black/clear bottom, non-treated, w/o lid, non-sterile,,,,, | CLS4560 |  | Sigma | Corning ® 1536 well plates, cyclic olefin co-polymer |  | ,,,, | 1536 Well Plates , Corning 1536-Well Multiwell Plates , Labware , Multiwell Plates |  | pack of 20 ea,Corning, 4560,black/clear bottom,non-treated,case of 100 ea,non-sterile | , |  |  | pack of 20 ea,Corning, 4560,black/clear bottom,non-treated,case of 100 ea,non-sterile
,black/clear bottom, tissue-culture treated, w/o lid, sterile,,,,, | CLS4561 |  | Sigma | Corning ® 1536 well plates, cyclic olefin co-polymer |  | ,,,, | 1536 Well Plates , Corning 1536-Well Multiwell Plates , Labware , Multiwell Plates |  | pack of 20 ea,Corning, 4561,black/clear bottom,tissue-culture treated,case of 100 ea,sterile | , |  |  | pack of 20 ea,Corning, 4561,black/clear bottom,tissue-culture treated,case of 100 ea,sterile
,black/clear bottom, CellBIND ® , w/o lid, sterile,,,,, | CLS4563 |  | Sigma | Corning ® 1536 well plates, cyclic olefin co-polymer |  | ,,,, | 1536 Well Plates , Corning 1536-Well Multiwell Plates , Labware , Multiwell Plates |  | pack of 20 ea,Corning, 4563,black/clear bottom,CellBIND ®,case of 100 ea,sterile | , |  |  | pack of 20 ea,Corning, 4563,black/clear bottom,CellBIND ®,case of 100 ea,sterile
,black/clear bottom, PDL, w/o lid, non-sterile,,,,, | CLS4564 |  | Sigma | Corning ® 1536 well plates, cyclic olefin co-polymer |  | ,,,, | 1536 Well Plates , Corning 1536-Well Multiwell Plates , Labware , Multiwell Plates |  | pack of 20 ea,Corning, 4564,black/clear bottom,PDL,case of 100 ea,non-sterile | , |  |  | pack of 20 ea,Corning, 4564,black/clear bottom,PDL,case of 100 ea,non-sterile
,black, tissue-culture treated, non-sterile,,,,, | CLS4565 |  | Sigma | Corning ® 1536 well plates, cyclic olefin co-polymer |  | ,,,, | 1536 Well Plates , Corning 1536-Well Multiwell Plates , Labware , Multiwell Plates |  | pack of 10 ea,Corning, 4565,black,tissue-culture treated,case of 50 ea,non-sterile | , |  |  | pack of 10 ea,Corning, 4565,black,tissue-culture treated,case of 50 ea,non-sterile
,black, tissue-culture treated, w/o lid, sterile,,,,, | CLS4566 |  | Sigma | Corning ® 1536 well plates, cyclic olefin co-polymer |  | ,,,, | 1536 Well Plates , Corning 1536-Well Multiwell Plates , Labware , Multiwell Plates |  | pack of 10 ea,Corning, 4566,black,tissue-culture treated,case of 50 ea,sterile | , |  |  | pack of 10 ea,Corning, 4566,black,tissue-culture treated,case of 50 ea,sterile
,black, NBS, non-sterile,,,,, | CLS4567 |  | Sigma | Corning ® 1536 well plates, cyclic olefin co-polymer |  | ,,,, | 1536 Well Plates , Corning 1536-Well Multiwell Plates , Labware , Multiwell Plates |  | pack of 10 ea,Corning, 4567,black,NBS,case of 50 ea,non-sterile | , |  |  | pack of 10 ea,Corning, 4567,black,NBS,case of 50 ea,non-sterile
,black, CellBIND ® , w/o lid, sterile,,,,, | CLS4568 |  | Sigma | Corning ® 1536 well plates, cyclic olefin co-polymer |  | ,,,, | 1536 Well Plates , Corning 1536-Well Multiwell Plates , Labware , Multiwell Plates |  | pack of 10 ea,Corning, 4568,black,CellBIND ®,case of 50 ea,sterile | , |  |  | pack of 10 ea,Corning, 4568,black,CellBIND ®,case of 50 ea,sterile
,white, non-treated, non-sterile,,,,, | CLS4570 |  | Sigma | Corning ® 1536 well plates, cyclic olefin co-polymer |  | ,,,, | 1536 Well Plates , Corning 1536-Well Multiwell Plates , Labware , Multiwell Plates |  | pack of 10 ea,Corning, 4570,white,non-treated,case of 50 ea,non-sterile | , |  |  | pack of 10 ea,Corning, 4570,white,non-treated,case of 50 ea,non-sterile
,white, tissue-culture treated, w/o lid, sterile,,,,, | CLS4571 |  | Sigma | Corning ® 1536 well plates, cyclic olefin co-polymer |  | ,,,, | 1536 Well Plates , Corning 1536-Well Multiwell Plates , Labware , Multiwell Plates |  | pack of 10 ea,Corning, 4571,white,tissue-culture treated,case of 50 ea,sterile | , |  |  | pack of 10 ea,Corning, 4571,white,tissue-culture treated,case of 50 ea,sterile
,white, NBS, non-sterile,,,,, | CLS4572 |  | Sigma | Corning ® 1536 well plates, cyclic olefin co-polymer |  | ,,,, | 1536 Well Plates , Corning 1536-Well Multiwell Plates , Labware , Multiwell Plates |  | pack of 10 ea,Corning, 4572,white,NBS,case of 50 ea,non-sterile | , |  |  | pack of 10 ea,Corning, 4572,white,NBS,case of 50 ea,non-sterile
,white, CellBIND ® , sterile,,,,, | CLS4573 |  | Sigma | Corning ® 1536 well plates, cyclic olefin co-polymer |  | ,,,, | 1536 Well Plates , Corning 1536-Well Multiwell Plates , Labware , Multiwell Plates |  | pack of 10 ea,Corning, 4573,w/o lid,white,CellBIND ®,case of 50 ea,sterile | , |  |  | pack of 10 ea,Corning, 4573,w/o lid,white,CellBIND ®,case of 50 ea,sterile
,size 1536 wells, non-treated, 50/cs, clear polystyrene wells flat bottom, non-sterile, lid: No,,,,, | CLS3891BC |  | Sigma | Corning ® 1536 well plate, with generic barcode |  | ,,,, | 1536 Well Plates , Corning , Corning 1536-Well Multiwell Plates , Corning Barcoded Microplates , Corning Microplates , Labware , Manufacturer Browser , Multiwell Plates |  | pack of 10,Corning, 3891BC,polystyrene plate,12.5 μL,clear,non-sterile,non-treated surface treatment,lid: No,case of 50,8 μL,1536 wells | , |  |  | pack of 10,Corning, 3891BC,polystyrene plate,12.5 μL,clear,non-sterile,non-treated surface treatment,lid: No,case of 50,8 μL,1536 wells
,size 1536 wells, non-treated, 50/cs, black polystyrene wells flat bottom, non-sterile, lid: No,,,,, | CLS3724BC |  | Sigma | Corning ® 1536 well plate, with generic barcode |  | ,,,, | 1536 Well Plates , Corning , Corning 1536-Well Multiwell Plates , Corning Barcoded Microplates , Corning Microplates , Labware , Manufacturer Browser , Multiwell Plates |  | pack of 10,Corning, 3724BC,polystyrene plate,12.5 μL,black,non-sterile,non-treated surface treatment,lid: No,case of 50,8 μL,1536 wells | , |  |  | pack of 10,Corning, 3724BC,polystyrene plate,12.5 μL,black,non-sterile,non-treated surface treatment,lid: No,case of 50,8 μL,1536 wells
,size 1536 wells, non-treated, 50/cs, black polystyrene wells flat bottom, non-sterile, lid,,,,, | CLS3726BC |  | Sigma | Corning ® 1536 well plate, with generic barcode |  | ,,,, | 1536 Well Plates , Corning , Corning 1536-Well Microplates , Corning 1536-Well Multiwell Plates , Corning Microplates , Labware , Manufacturer Browser , Multiwell Plates |  | pack of 10,Corning, 3726BC,polystyrene plate,12.5 μL,black,non-sterile,non-treated surface treatment,lid,case of 50,8 μL,1536 wells | , |  |  | pack of 10,Corning, 3726BC,polystyrene plate,12.5 μL,black,non-sterile,non-treated surface treatment,lid,case of 50,8 μL,1536 wells
,size 1536 wells, cellBIND ® , white polystyrene wells flat bottom, sterile, lid,,,,, | CLS3731BC |  | Aldrich | Corning ® 1536 well plate, with generic barcode |  | ,,,, | 1536 Well Plates , Corning , Corning 1536-Well Microplates , Corning 1536-Well Multiwell Plates , Corning Microplates , Labware , Manufacturer Browser , Multiwell Plates |  | non-treated surface treatment,Corning, 3731BC,polystyrene plate,12.5 μL,white,sterile,CellBIND surface surface treatment,lid,case of 50 ea,8 μL,1536 wells | , |  |  | non-treated surface treatment,Corning, 3731BC,polystyrene plate,12.5 μL,white,sterile,CellBIND surface surface treatment,lid,case of 50 ea,8 μL,1536 wells
,size 1536 wells, clear polystyrene wells flat bottom, non-sterile, non-treated,,,,, | CLS3831BC |  | Aldrich | Corning ® 1536 well plate, with generic barcode |  | ,,,, | 1536 Well Plates , Corning , Corning 1536-Well Microplates , Corning 1536-Well Multiwell Plates , Corning Microplates , Labware , Manufacturer Browser , Multiwell Plates |  | non-treated surface treatment,Corning, 3831BC,polystyrene plate,12.5 μL,clear,non-sterile,non-treated surface treatment,lid: No,case of 50 ea,8 μL,1536 wells | , |  |  | non-treated surface treatment,Corning, 3831BC,polystyrene plate,12.5 μL,clear,non-sterile,non-treated surface treatment,lid: No,case of 50 ea,8 μL,1536 wells
,size 1536 wells, clear polystyrene wells flat bottom, CellBIND ® surface, sterile, lid,,,,, | CLS3832BC |  | Aldrich | Corning ® 1536 well plate, with generic barcode |  | ,,,, | 1536 Well Plates , Corning , Corning 1536-Well Microplates , Corning 1536-Well Multiwell Plates , Corning Microplates , Labware , Manufacturer Browser , Multiwell Plates |  | non-treated surface treatment,Corning, 3832BC,polystyrene plate,12.5 μL,clear,sterile,CellBIND surface surface treatment,lid,case of 50 ea,8 μL,1536 wells | , |  |  | non-treated surface treatment,Corning, 3832BC,polystyrene plate,12.5 μL,clear,sterile,CellBIND surface surface treatment,lid,case of 50 ea,8 μL,1536 wells
,size 1536 wells, clear polystyrene wells flat bottom, sterile, lid,,,,, | CLS3838BC |  | Aldrich | Corning ® 1536 well plate, with generic barcode |  | ,,,, | 1536 Well Plates , Corning , Corning 1536-Well Microplates , Corning 1536-Well Multiwell Plates , Corning Microplates , Labware , Manufacturer Browser , Multiwell Plates |  | tissue culture treated surface treatment,Corning,polystyrene plate,12.5 μL,clear,sterile,non-treated surface treatment,lid,case of 50 ea,8 μL,1536 wells | , |  |  | tissue culture treated surface treatment,Corning,polystyrene plate,12.5 μL,clear,sterile,non-treated surface treatment,lid,case of 50 ea,8 μL,1536 wells
,size 1536 wells, NBS ™ surface, clear polystyrene wells flat bottom, non-sterile,,,,, | CLS3895BC |  | Aldrich | Corning ® 1536 well plate, with generic barcode |  | ,,,, | 1536 Well Plates , Corning , Corning 1536-Well Microplates , Corning 1536-Well Multiwell Plates , Corning Microplates , Labware , Manufacturer Browser , Multiwell Plates |  | non-treated surface treatment,Corning, 3895BC,polystyrene plate,12.5 μL,clear,non-sterile,NBS surface surface treatment,lid: No,case of 50 ea,8 μL,1536 wells | , |  |  | non-treated surface treatment,Corning, 3895BC,polystyrene plate,12.5 μL,clear,non-sterile,NBS surface surface treatment,lid: No,case of 50 ea,8 μL,1536 wells
,size 1536 wells, black/clear bottom polystyrene wells, low base, PDL, lid, sterile,,,,, | CLS3839BC |  | Sigma | Corning ® 1536 well plate, with generic barcode |  | ,,,, | 1536 Well Plates , Corning 1536-Well Multiwell Plates , Labware , Multiwell Plates |  | pack of 10,Corning, 3839BC,non-treated surface treatment,12.5 μL,sterile,polystyrene plate,lid,case of 50 ea,8 μL,1536 wells | , |  |  | pack of 10,Corning, 3839BC,non-treated surface treatment,12.5 μL,sterile,polystyrene plate,lid,case of 50 ea,8 μL,1536 wells
,black, clear bottom, low base, smooth top, w/o lid, sterile,,,,, | CLS3833 |  | Sigma | Corning ® CellBIND ® 1536 well microplates |  | ,,,, | 1536 Well Plates , Corning 1536-Well Multiwell Plates , Labware , Multiwell Plates |  | black, clear bottom,Corning, 3833,CELLBIND surface treatment,black,polystyrene plate,lid: No,12.5 μL,case of 100 ea,1-8 μL,sterile,1536 wells | , |  |  | black, clear bottom,Corning, 3833,CELLBIND surface treatment,black,polystyrene plate,lid: No,12.5 μL,case of 100 ea,1-8 μL,sterile,1536 wells
,1536 well plate, polystyrene, NBS surface, non-sterile, 50/cs,,,,, | CLS3895 |  | Sigma | Corning ® NBS ™ 1536 well plates, without lids |  | ,,,, | 1536 Well Plates , Corning , Corning 1536-Well Microplates , Corning 1536-Well Multiwell Plates , Corning Microplates , Labware , Manufacturer Browser , Multiwell Plates |  | pack of 10,Corning, 3895,NBS ™ surface surface treatment,clear,polystyrene,lid: No,12.5 μL,case of 50 ×,suitable for (fluorescent homogeneous assays),8 μL,non-sterile,1536 wells | , |  |  | pack of 10,Corning, 3895,NBS ™ surface surface treatment,clear,polystyrene,lid: No,12.5 μL,case of 50 ×,suitable for (fluorescent homogeneous assays),8 μL,non-sterile,1536 wells
,black, clear bottom, low base, w/o lid, non-sterile,,,,, | CLS3835 |  | Sigma | Corning ® non-treated 1536 well microplates |  | ,,,, | 1536 Well Plates , Corning 1536-Well Multiwell Plates , Labware , Multiwell Plates |  | case of 100 ea,Corning, 3835,non-sterile,black, clear bottom | , |  |  | case of 100 ea,Corning, 3835,non-sterile,black, clear bottom
,black, high base, w/o lid, non-sterile,,,,, | CLS7246 |  | Sigma | Corning ® non-treated 1536 well microplates |  | ,,,, | 1536 Well Plates , Corning 1536-Well Multiwell Plates , Labware , Multiwell Plates |  | black,Corning, 7246,Non-treated surface treatment,black,polystyrene plate,lid: No,12.5 μL,case of 50 ea,1-8 μL,non-sterile,1536 wells | , |  |  | black,Corning, 7246,Non-treated surface treatment,black,polystyrene plate,lid: No,12.5 μL,case of 50 ea,1-8 μL,non-sterile,1536 wells
,white, high base, w/o lid, non-sterile,,,,, | CLS7247 |  | Sigma | Corning ® non-treated 1536 well microplates |  | ,,,, | 1536 Well Plates , Corning 1536-Well Multiwell Plates , Labware , Multiwell Plates |  | white,Corning, 7247,Non-treated surface treatment,white,polystyrene plate,lid: No,12.5 μL,case of 50 ea,1-8 μL,non-sterile,1536 wells | , |  |  | white,Corning, 7247,Non-treated surface treatment,white,polystyrene plate,lid: No,12.5 μL,case of 50 ea,1-8 μL,non-sterile,1536 wells
,black, clear bottom, low base, w/o lid, sterile,,,,, | CLS3836 |  | Sigma | Corning ® TC treated 1536 well microplates |  | ,,,, | 1536 Well Plates , Corning 1536-Well Multiwell Plates , Labware , Multiwell Plates |  | black, clear bottom,Corning, 3836,Tissue culture treated surface treatment,black,polystyrene plate,lid: No,12.5 μL,case of 100 ea,5-8 μL,sterile,1536 wells | , |  |  | black, clear bottom,Corning, 3836,Tissue culture treated surface treatment,black,polystyrene plate,lid: No,12.5 μL,case of 100 ea,5-8 μL,sterile,1536 wells
,black, with lid, sterile,,,,, | CLS7248 |  | Sigma | Corning ® TC treated 1536 well microplates |  | ,,,, | 1536 Well Plates , Corning 1536-Well Multiwell Plates , Labware , Multiwell Plates |  | black,Corning, 7248,Tissue culture treated surface treatment,black,polystyrene plate,lid,12.5 μL,case of 50 ea,1-8 μL,sterile,1536 wells | , |  |  | black,Corning, 7248,Tissue culture treated surface treatment,black,polystyrene plate,lid,12.5 μL,case of 50 ea,1-8 μL,sterile,1536 wells
,white, high base, w/o lid, sterile,,,,, | CLS7249 |  | Sigma | Corning ® TC treated 1536 well microplates |  | ,,,, | 1536 Well Plates , Corning 1536-Well Multiwell Plates , Labware , Multiwell Plates |  | white,Corning, 7249,Tissue culture treated surface treatment,white,polystyrene plate,lid: No,12.5 μL,case of 50 ea,1-8 μL,sterile,1536 wells | , |  |  | white,Corning, 7249,Tissue culture treated surface treatment,white,polystyrene plate,lid: No,12.5 μL,case of 50 ea,1-8 μL,sterile,1536 wells
,black polystyrene wells flat bottom, non-sterile,,,,, | M7686 |  | Sigma | Greiner FLUOTRAC ™ 200 1536 well plates | (PDF) | ,,,, | 1536 Well Plates , Greiner , Greiner 1536-Well Multiwell Plates , Greiner High & Medium Binding 1536-Well Plates , Greiner Multiwell Plates , Labware , Manufacturer Browser , Multiwell Plates |  | black polystyrene wells flat bottom,Greiner 782076,black polystyrene plate,12.6 μL,black plate,non-sterile,medium binding surface treatment,lid: No,case of 60,10 μL,1536 wells | , |  |  | black polystyrene wells flat bottom,Greiner 782076,black polystyrene plate,12.6 μL,black plate,non-sterile,medium binding surface treatment,lid: No,case of 60,10 μL,1536 wells
,white polystyrene wells flat bottom, medium-binding, sterile,,,,, | M7561 |  | Sigma | Greiner LUMITRAC ™ 200 1536 well plates |  | ,,,, | 1536 Well Plates , Drug Discovery , Greiner , Greiner 1536-Well Multiwell Plates , Greiner High & Medium Binding 1536-Well Plates , Greiner Multiwell Plates , Labware , Manufacturer Browser , Multiwell Plates , Uncoated Multiwell Plates , 细胞培养 |  | medium-binding,Greiner 782075,white polystyrene plate,12.6 μL,white,sterile,non-treated surface treatment,lid: No,case of 60,10 μL,1536 wells | , |  |  | medium-binding,Greiner 782075,white polystyrene plate,12.6 μL,white,sterile,non-treated surface treatment,lid: No,case of 60,10 μL,1536 wells
,96 well, sterile,,,,, | M4187 |  | Sigma | Greiner Sensoplate ™ glass bottom multiwell plates |  | ,,,, | 1536 Well Plates , Greiner , Greiner 1536-Well Multiwell Plates , Greiner Multiwell Plates , Greiner Sensoplate Glass -Bottom Multiwell Plates , Labware , Manufacturer Browser , Multiwell Plates |  | clear wells,Greiner, 655892,Non-treated surface treatment,glass bottom microplates,black plate,black polystyrene plate,lid,392 μL,case of 16 plates,127.76 mm × 85.84 mm,25 - 340 μL,sterile,96 wells | , |  |  | clear wells,Greiner, 655892,Non-treated surface treatment,glass bottom microplates,black plate,black polystyrene plate,lid,392 μL,case of 16 plates,127.76 mm × 85.84 mm,25 - 340 μL,sterile,96 wells
,384 well,,,,, | M4437 |  | Sigma | Greiner Sensoplate ™ glass bottom multiwell plates |  | ,,,, | 1536 Well Plates , Greiner , Greiner 1536-Well Multiwell Plates , Greiner Multiwell Plates , Greiner Sensoplate Glass -Bottom Multiwell Plates , Labware , Manufacturer Browser , Multiwell Plates |  | clear wells,Greiner 781892,glass bottom surface treatment,glass bottom microplates,black plate,polystyrene,lid,138 μL,case of 16,127.76 mm × 85.84 mm,10-130 μL,sterile,384 wells | , |  |  | clear wells,Greiner 781892,glass bottom surface treatment,glass bottom microplates,black plate,polystyrene,lid,138 μL,case of 16,127.76 mm × 85.84 mm,10-130 μL,sterile,384 wells
,1536-well (LO-Base),,,,, | M4562 |  | Sigma | Greiner Sensoplate ™ glass bottom multiwell plates |  | ,,,, | 1536 Well Plates , Greiner , Greiner 1536-Well Multiwell Plates , Greiner Multiwell Plates , Greiner Sensoplate Glass -Bottom Multiwell Plates , Labware , Manufacturer Browser , Multiwell Plates |  | clear wells,Greiner 783892P,non-treated surface treatment,glass bottom microplates,black plate,black polystyrene plate,lid,12.6 μL,case of 16,127.76 mm × 85.84 mm,3-10 μL,sterile,1536 wells | , |  |  | clear wells,Greiner 783892P,non-treated surface treatment,glass bottom microplates,black plate,black polystyrene plate,lid,12.6 μL,case of 16,127.76 mm × 85.84 mm,3-10 μL,sterile,1536 wells
,non-sterile,,,,, | Z707430 |  | Sigma | AeraSeal ™ film |  | ,,,, | Cell Culture & Microbiology , Excel Scientific , Excel Scientific Sealing Films and Foils , Excel Scientific Sealing Films for Multiwell Plates , Labware , Manufacturer Browser , Multiwell Plates |  | pack of 100 ea,Excel Scientific, B-100,non-sterile | , |  |  | pack of 100 ea,Excel Scientific, B-100,non-sterile
,sterile,,,,, | A9224 |  | Sigma | AeraSeal ™ film |  | ,,,, | Cell Culture & Microbiology , Excel Scientific , Excel Scientific Sealing Films and Foils , Excel Scientific Sealing Films for Multiwell Plates , Labware , Manufacturer Browser , Multiwell Plates |  | pack of 50 ea (one tamper evident zippered bag of 50),Excel Scientific, BS-25,sterile | , |  |  | pack of 50 ea (one tamper evident zippered bag of 50),Excel Scientific, BS-25,sterile
,green,,,,, | Z721417 |  | Sigma | SealPlate ® ColorTab ™ films |  | ,,,, | ELISA & General Incubation , Excel Scientific , Excel Scientific Sealing Films and Foils , Excel Scientific Sealing Films for Multiwell Plates , Labware , Manufacturer Browser , Multiwell Plates |  | Excel Scientific, SP-IDG-100,Non-treated surface treatment,green,polyester plate,non-sterile,Up to 1536 wells | , |  |  | Excel Scientific, SP-IDG-100,Non-treated surface treatment,green,polyester plate,non-sterile,Up to 1536 wells
,lavender,,,,, | Z721425 |  | Sigma | SealPlate ® ColorTab ™ films |  | ,,,, | ELISA & General Incubation , Excel Scientific , Excel Scientific Sealing Films and Foils , Excel Scientific Sealing Films for Multiwell Plates , Labware , Manufacturer Browser , Multiwell Plates |  | lavender,Excel Scientific, SP-IDL-100,non-sterile | , |  |  | lavender,Excel Scientific, SP-IDL-100,non-sterile
,orange,,,,, | Z721433 |  | Sigma | SealPlate ® ColorTab ™ films |  | ,,,, | ELISA & General Incubation , Excel Scientific , Excel Scientific Sealing Films and Foils , Excel Scientific Sealing Films for Multiwell Plates , Labware , Manufacturer Browser , Multiwell Plates |  | orange,Excel Scientific, SP-IDO-100,non-sterile | , |  |  | orange,Excel Scientific, SP-IDO-100,non-sterile
,red,,,,, | Z721441 |  | Sigma | SealPlate ® ColorTab ™ films |  | ,,,, | ELISA & General Incubation , Excel Scientific , Excel Scientific Sealing Films and Foils , Excel Scientific Sealing Films for Multiwell Plates , Labware , Manufacturer Browser , Multiwell Plates |  | Excel Scientific, SP-IDR-100,Non-treated surface treatment,red,polyester plate,non-sterile,Up to 1536 wells | , |  |  | Excel Scientific, SP-IDR-100,Non-treated surface treatment,red,polyester plate,non-sterile,Up to 1536 wells
,blue,,,,, | Z721468 |  | Sigma | SealPlate ® ColorTab ™ films |  | ,,,, | ELISA & General Incubation , Excel Scientific , Excel Scientific Sealing Films and Foils , Excel Scientific Sealing Films for Multiwell Plates , Labware , Manufacturer Browser , Multiwell Plates |  | Excel Scientific, SP-IDB-100,Non-treated surface treatment,blue,polyester plate,non-sterile,Up to 1536 wells | , |  |  | Excel Scientific, SP-IDB-100,Non-treated surface treatment,blue,polyester plate,non-sterile,Up to 1536 wells
,assorted colors,,,,, | Z721476 |  | Sigma | SealPlate ® ColorTab ™ films |  | ,,,, | ELISA & General Incubation , Excel Scientific , Excel Scientific Sealing Films and Foils , Excel Scientific Sealing Films for Multiwell Plates , Labware , Manufacturer Browser , Multiwell Plates |  | assorted colors,Excel Scientific, SP-IDA-10,non-sterile | , |  |  | assorted colors,Excel Scientific, SP-IDA-10,non-sterile
,non-sterile,,,,, | Z369659 |  | Sigma | SealPlate ® film |  | ,,,, | Core Bioreagents , Drug Discovery , ELISA & General Incubation , Excel Scientific , Excel Scientific Sealing Films and Foils , Excel Scientific Sealing Films for Multiwell Plates , Labware , Life Science Reagents for PCR , Manufacturer Browser , Molecular Biology Supplies , Multiwell Plates , PCR (Polymerase Chain Reaction) Supplies , PCR Films, Foils and Sealing Mats , Research Essentials , Uncoated Multiwell Plates , 细胞培养 |  | Excel Scientific 100-SEAL-PLT,Non-treated surface treatment,clear,polyester plate,non-sterile,Up to 1536 wells | , |  |  | Excel Scientific 100-SEAL-PLT,Non-treated surface treatment,clear,polyester plate,non-sterile,Up to 1536 wells
,sterile,,,,, | Z369667 |  | Sigma | SealPlate ® film |  | ,,,, | Core Bioreagents , Drug Discovery , ELISA & General Incubation , Excel Scientific , Excel Scientific Sealing Films and Foils , Excel Scientific Sealing Films for Multiwell Plates , Labware , Life Science Reagents for PCR , Manufacturer Browser , Molecular Biology Supplies , Multiwell Plates , PCR (Polymerase Chain Reaction) Supplies , PCR Films, Foils and Sealing Mats , Research Essentials , Uncoated Multiwell Plates , 细胞培养 |  | Excel Scientific STR-SEAL-PLT,Non-treated surface treatment,clear,polyester plate,sterile,Up to 1536 wells | , |  |  | Excel Scientific STR-SEAL-PLT,Non-treated surface treatment,clear,polyester plate,sterile,Up to 1536 wells
,non-sterile,,,,, | Z707384 |  | Sigma | SealPlate ® MiniStrips ™ film |  | ,,,, | ELISA & General Incubation , Excel Scientific , Excel Scientific Sealing Films and Foils , Excel Scientific Sealing Films for Multiwell Plates , Labware , Manufacturer Browser , Multiwell Plates |  | clear,Excel Scientific, SP-2X8-50,Non-treated surface treatment,non-sterile,Up to 1536 wells | , |  |  | clear,Excel Scientific, SP-2X8-50,Non-treated surface treatment,non-sterile,Up to 1536 wells
,sterile,,,,, | Z707392 |  | Sigma | SealPlate ® MiniStrips ™ film |  | ,,,, | ELISA & General Incubation , Excel Scientific , Excel Scientific Sealing Films and Foils , Excel Scientific Sealing Films for Multiwell Plates , Labware , Manufacturer Browser , Multiwell Plates |  | Excel Scientific, SPS-2X8-50,sterile | , |  |  | Excel Scientific, SPS-2X8-50,sterile
,non-sterile,,,,, | Z722537 |  | Sigma | AbsorbMax ™ film |  | ,,,, | Excel Scientific , Excel Scientific Sealing Films and Foils , Excel Scientific Sealing Films for Multiwell Plates , Fluorescence , Labware , Manufacturer Browser , Multiwell Plates |  | Excel Scientific BK-50,non-sterile,76.2 mm × 114.3 mm | , |  |  | Excel Scientific BK-50,non-sterile,76.2 mm × 114.3 mm
,for luminescence and microscopy, non-sterile,,,,, | Z732117 |  | Sigma | Brightmax ™ Sealing Films |  | ,,,, | Excel Scientific Sealing Films and Foils , Fluorescence , Labware , Multiwell Plates |  | Excel Scientific, WT-50,white,vinyl (vinyl/adhesive),pack of 50 ea,76 mm × 116 mm,non-sterile | , |  |  | Excel Scientific, WT-50,white,vinyl (vinyl/adhesive),pack of 50 ea,76 mm × 116 mm,non-sterile
,size 38 μm, thick aluminum foil sealing film for use with 384 well plates, non-sterile,,,,, | Z721557 |  | Sigma | AlumaSeal ® 384 film |  | ,,,, | Excel Scientific , Excel Scientific Sealing Films and Foils , Excel Scientific Sealing Films for Multiwell Plates , Labware , Manufacturer Browser , Molecular Biology Supplies , Multiwell Plates , PCR & High Throughput , PCR (Polymerase Chain Reaction) Supplies , PCR Films, Foils and Sealing Mats |  | Excel Scientific, F-384-100,non-sterile,38 μm | , |  |  | Excel Scientific, F-384-100,non-sterile,38 μm
,size 50 μm, formulated aluminum foil sealing films, non-sterile,,,,, | Z722634 |  | Sigma | AlumaSeal ® CS Films for cold storage |  | ,,,, | Excel Scientific , Excel Scientific Sealing Films and Foils , Excel Scientific Sealing Films for Multiwell Plates , Labware , Manufacturer Browser , Molecular Biology Supplies , Multiwell Plates , PCR & High Throughput , PCR (Polymerase Chain Reaction) Supplies , PCR Films, Foils and Sealing Mats |  | pkg of one tamper evident zippered bag of 50,Excel Scientific, FC-100,non-sterile,50 μm | , |  |  | pkg of one tamper evident zippered bag of 50,Excel Scientific, FC-100,non-sterile,50 μm
,size 50 μm, formulated aluminum foil sealing films, sterile,,,,, | Z722642 |  | Sigma | AlumaSeal ® CS Films for cold storage |  | ,,,, | Excel Scientific , Excel Scientific Sealing Films and Foils , Excel Scientific Sealing Films for Multiwell Plates , Labware , Manufacturer Browser , Molecular Biology Supplies , Multiwell Plates , PCR & High Throughput , PCR (Polymerase Chain Reaction) Supplies , PCR Films, Foils and Sealing Mats |  | Excel Scientific, FCS-25,sterile,50 μm | , |  |  | Excel Scientific, FCS-25,sterile,50 μm
,size 38 μm, thick aluminum foil sealing film for use with 96 well plates, non-sterile,,,,, | Z721549 |  | Sigma | AlumaSeal ® 96 film |  | ,,,, | Excel Scientific , Excel Scientific Sealing Films and Foils , Excel Scientific Sealing Films for Multiwell Plates , Labware , Manufacturer Browser , Multiwell Plates , PCR & High Throughput |  | Excel Scientific, F-96-100,Agriculture,non-sterile,38 μm | , |  |  | Excel Scientific, F-96-100,Agriculture,non-sterile,38 μm
,non-sterile,,,,, | A2350 |  | Sigma | AlumaSeal ® II film |  | ,,,, | Core Bioreagents , Excel Scientific , Excel Scientific Sealing Films and Foils , Excel Scientific Sealing Films for Multiwell Plates , Labware , Life Science Reagents for PCR , Manufacturer Browser , Molecular Biology Supplies , Multiwell Plates , PCR & High Throughput , PCR (Polymerase Chain Reaction) Supplies , PCR Films, Foils and Sealing Mats , Research Essentials |  | pkg of one tamper evident zippered bag of 50,Excel Scientific AF-100,RNase/ DNase, certified free,non-sterile | , |  |  | pkg of one tamper evident zippered bag of 50,Excel Scientific AF-100,RNase/ DNase, certified free,non-sterile
AlumaSeal ® II film,for PCR and cold storage, sterile,,,,, | Z721530 |  | Sigma | AlumaSeal ® II film sterile |  | ,,,, | Excel Scientific Sealing Films and Foils , Labware , Molecular Biology Supplies , Multiwell Plates , PCR & High Throughput , PCR (Polymerase Chain Reaction) Supplies , PCR Films, Foils and Sealing Mats |  | Excel Scientific, AFS-25,silver metallic,aluminum (medical grade adhesive),pack of 50 ea (pkg of 50ea in two zip bags of 25ea),142.9 mm × 82.6 mm,Agriculture,sterile | , |  |  | Excel Scientific, AFS-25,silver metallic,aluminum (medical grade adhesive),pack of 50 ea (pkg of 50ea in two zip bags of 25ea),142.9 mm × 82.6 mm,Agriculture,sterile
ThermalSeal ® films, classic,non-sterile, ThermalSeal ® film, non-sterile, polypropylene, 100 pack,,,,, | Z369675 |  | Sigma | ThermalSeal ® Film |  | ,,,, | Drug Discovery , Excel Scientific , Excel Scientific Sealing Films and Foils , Excel Scientific Sealing Films for Multiwell Plates , Labware , Manufacturer Browser , Molecular Biology Supplies , Multiwell Plates , PCR & High Throughput , PCR (Polymerase Chain Reaction) Supplies , PCR Films, Foils and Sealing Mats , Uncoated Multiwell Plates , 细胞培养 |  | Excel Scientific, 100-THER-PLT,Agriculture,non-sterile | , |  |  | Excel Scientific, 100-THER-PLT,Agriculture,non-sterile
ThermalSeal ® films, classic,sterile, ThermalSeal ® Film, Sterile, polypropylene, 100 pack,,,,, | Z369683 |  | Sigma | ThermalSeal ® Film |  | ,,,, | Drug Discovery , Excel Scientific , Excel Scientific Sealing Films and Foils , Excel Scientific Sealing Films for Multiwell Plates , Labware , Manufacturer Browser , Molecular Biology Supplies , Multiwell Plates , PCR & High Throughput , PCR (Polymerase Chain Reaction) Supplies , PCR Films, Foils and Sealing Mats , Uncoated Multiwell Plates , 细胞培养 |  | Excel Scientific, STR-THER-PLT,sterile | , |  |  | Excel Scientific, STR-THER-PLT,sterile
,non-sterile, sealing films for real-time qPCR,,,,, | Z722553 |  | Sigma | ThermalSeal RT2RR ™ film |  | ,,,, | Excel Scientific , Excel Scientific Sealing Films and Foils , Excel Scientific Sealing Films for Multiwell Plates , Labware , Manufacturer Browser , Multiwell Plates , PCR & High Throughput |  | Excel Scientific, TS-RT2RR-100,clear,polyester,pack of 100 ea,130.8 mm × 77.8 mm,non-sterile | , |  |  | Excel Scientific, TS-RT2RR-100,clear,polyester,pack of 100 ea,130.8 mm × 77.8 mm,non-sterile
,thickness 2 mil,,,,, | Z707465 |  | Sigma | ThermalSeal RT ™ film |  | ,,,, | Excel Scientific , Excel Scientific Sealing Films and Foils , Excel Scientific Sealing Films for Multiwell Plates , Labware , Manufacturer Browser , Multiwell Plates , PCR & High Throughput |  | Excel Scientific, TS-RT2-100,2 mil | , |  |  | Excel Scientific, TS-RT2-100,2 mil
,for qPCR, storage & crystallization, non-sterile,,,,, | Z734438 |  | Sigma | ThermalSeal RTS ™ Sealing Films |  | ,,,, | Excel Scientific Sealing Films and Foils , Labware , Multiwell Plates , PCR & High Throughput |  | Excel Scientific, TSS-RTQ-100,clear,silicone/adhesive,pack of 100 ea,76.2 mm × 133.4 mm,non-sterile | , |  |  | Excel Scientific, TSS-RTQ-100,clear,silicone/adhesive,pack of 100 ea,76.2 mm × 133.4 mm,non-sterile
,sterile,,,,, | Z721603 |  | Sigma | EZ-Pierce ™ films |  | ,,,, | Excel Scientific , Excel Scientific Sealing Films and Foils , Excel Scientific Sealing Films for Multiwell Plates , Labware , Manufacturer Browser , Multiwell Plates , Robotics |  | Excel Scientific, EZPS-25,sterile | , |  |  | Excel Scientific, EZPS-25,sterile
,sterile,,,,, | Z707414 |  | Sigma | ThinSeal ™ film |  | ,,,, | Excel Scientific , Excel Scientific Sealing Films and Foils , Excel Scientific Sealing Films for Multiwell Plates , Labware , Manufacturer Browser , Multiwell Plates , Robotics |  | Excel Scientific STR-THIN-PLT,sterile | , |  |  | Excel Scientific STR-THIN-PLT,sterile
,non-sterile,,,,, | Z722502 |  | Sigma | X-Pierce ™ film |  | ,,,, | Excel Scientific , Excel Scientific Sealing Films and Foils , Excel Scientific Sealing Films for Multiwell Plates , Labware , Manufacturer Browser , Multiwell Plates , Robotics |  | Excel Scientific, XP-100,non-sterile,79.4 mm × 145.5 mm | , |  |  | Excel Scientific, XP-100,non-sterile,79.4 mm × 145.5 mm
,sterile,,,,, | Z722529 |  | Sigma | X-Pierce ™ film |  | ,,,, | Excel Scientific , Excel Scientific Sealing Films and Foils , Excel Scientific Sealing Films for Multiwell Plates , Labware , Manufacturer Browser , Multiwell Plates , Robotics |  | pkg of one tamper evident zippered bag of 50,Excel Scientific, XP-25,sterile,79.4 mm × 145.5 mm | , |  |  | pkg of one tamper evident zippered bag of 50,Excel Scientific, XP-25,sterile,79.4 mm × 145.5 mm
,non-sterile,,,,, | Z721646 |  | Sigma | Zone-Free ™ Films |  | ,,,, | Excel Scientific , Excel Scientific Sealing Films and Foils , Excel Scientific Sealing Films for Multiwell Plates , Labware , Manufacturer Browser , Multiwell Plates , Robotics |  | Excel Scientific, ZAF-PE-50,non-sterile,79.4 mm × 142.9 mm | , |  |  | Excel Scientific, ZAF-PE-50,non-sterile,79.4 mm × 142.9 mm
,ThermalSeal RTS ™ film, suitable for (for qPCR, sitting-drop protein crystallization, HTS, storage and general incubation applications),,,,, | Z726842 |  | Sigma | Roll-Seal ™ sealing films |  | ,,,, | Excel Scientific Roll-Seal sealing films , Excel Scientific Sealing Films and Foils , Labware , Multiwell Plates |  | Excel Scientific, RRTS-79x65,adhesive sealing film on rolls for high-throughput applications on automated microplate sealers,roll of 1,suitable for (for qPCR, sitting-drop protein crystallization, HTS, storage and general incubation applications),79 mm × 65 m,non-sterile | , |  |  | Excel Scientific, RRTS-79x65,adhesive sealing film on rolls for high-throughput applications on automated microplate sealers,roll of 1,suitable for (for qPCR, sitting-drop protein crystallization, HTS, storage and general incubation applications),79 mm × 65 m,non-sterile
,AlumaSeal ® film, suitable for (for PCR, HTS and cold storage),,,,, | Z726958 |  | Sigma | Roll-Seal ™ sealing films |  | ,,,, | Excel Scientific Roll-Seal sealing films , Excel Scientific Sealing Films and Foils , Labware , Multiwell Plates |  | Excel Scientific, RF-80x100,adhesive sealing film on rolls for high-throughput applications on automated microplate sealers,roll of 1,suitable for (for PCR, HTS and cold storage),80 mm × 100 m,non-sterile | , |  |  | Excel Scientific, RF-80x100,adhesive sealing film on rolls for high-throughput applications on automated microplate sealers,roll of 1,suitable for (for PCR, HTS and cold storage),80 mm × 100 m,non-sterile
,AeraSeal ™ film, suitable for (for cell and tissue culture),,,,, | Z727059 |  | Sigma | Roll-Seal ™ sealing films |  | ,,,, | Excel Scientific Roll-Seal sealing films , Excel Scientific Sealing Films and Foils , Labware , Multiwell Plates |  | Excel Scientific, RB-81x100,adhesive sealing film on rolls for high-throughput applications on automated microplate sealers,roll of 1,suitable for (for cell and tissue culture),81 mm × 100 m,non-sterile | , |  |  | Excel Scientific, RB-81x100,adhesive sealing film on rolls for high-throughput applications on automated microplate sealers,roll of 1,suitable for (for cell and tissue culture),81 mm × 100 m,non-sterile
,SealPlate ® starter kit, includes SealMate ™ dispenser + 2 rolls of SealPlate ® film, non-sterile,,,,, | Z724742 |  | Sigma | SealMate ™ system for adhesive microplate-sealing films |  | ,,,, | Excel Scientific SealMate system , Excel Scientific Sealing Films and Foils , Labware , Multiwell Plates |  | Excel Scientific, SM-KIT-SP,Non-treated surface treatment,clear,polypropylene plate,non-sterile,Up to 1536 wells | , |  |  | Excel Scientific, SM-KIT-SP,Non-treated surface treatment,clear,polypropylene plate,non-sterile,Up to 1536 wells
,SealPlate ® starter kit, includes SealMate ™ dispenser + 2 rolls of SealPlate ® film, sterile,,,,, | Z724858 |  | Sigma | SealMate ™ system for adhesive microplate-sealing films |  | ,,,, | Excel Scientific SealMate system , Excel Scientific Sealing Films and Foils , Labware , Multiwell Plates |  | Excel Scientific, SM-KIT-SPS,Non-treated surface treatment,clear,polypropylene plate,sterile,Up to 1536 wells | , |  |  | Excel Scientific, SM-KIT-SPS,Non-treated surface treatment,clear,polypropylene plate,sterile,Up to 1536 wells
,AeraSeal ™ starter kit, includes SealMate ™ dispenser + 2 rolls of AeraSeal ™ film, non-sterile,,,,, | Z724955 |  | Sigma | SealMate ™ system for adhesive microplate-sealing films |  | ,,,, | Excel Scientific SealMate system , Excel Scientific Sealing Films and Foils , Labware , Multiwell Plates |  | Excel Scientific, SM-KIT-B,Non-treated surface treatment,clear,polypropylene plate,non-sterile,Up to 1536 wells | , |  |  | Excel Scientific, SM-KIT-B,Non-treated surface treatment,clear,polypropylene plate,non-sterile,Up to 1536 wells
,AeraSeal ™ starter kit, includes SealMate ™ dispenser + 2 rolls of AeraSeal ™ film, sterile,,,,, | Z725072 |  | Sigma | SealMate ™ system for adhesive microplate-sealing films |  | ,,,, | Excel Scientific SealMate system , Excel Scientific Sealing Films and Foils , Labware , Multiwell Plates |  | Excel Scientific, SM-KIT-BS,Non-treated surface treatment,clear,polypropylene plate,sterile,Up to 1536 wells | , |  |  | Excel Scientific, SM-KIT-BS,Non-treated surface treatment,clear,polypropylene plate,sterile,Up to 1536 wells
,SealMate ™ dispenser only, non-sterile,,,,, | Z725188 |  | Sigma | SealMate ™ system for adhesive microplate-sealing films |  | ,,,, | Excel Scientific SealMate system , Excel Scientific Sealing Films and Foils , Labware , Multiwell Plates |  | Excel Scientific, SM,Non-treated surface treatment,clear,polypropylene plate,non-sterile,Up to 1536 wells | , |  |  | Excel Scientific, SM,Non-treated surface treatment,clear,polypropylene plate,non-sterile,Up to 1536 wells
,SealMate ™ dispenser only, sterile,,,,, | Z725404 |  | Sigma | SealMate ™ system for adhesive microplate-sealing films |  | ,,,, | Excel Scientific SealMate system , Excel Scientific Sealing Films and Foils , Labware , Multiwell Plates |  | Excel Scientific, SM-S,Non-treated surface treatment,clear,polypropylene plate,sterile,Up to 1536 wells | , |  |  | Excel Scientific, SM-S,Non-treated surface treatment,clear,polypropylene plate,sterile,Up to 1536 wells
,SealPlate ® Rolls, non-sterile,,,,, | Z725625 |  | Sigma | SealMate ™ system for adhesive microplate-sealing films |  | ,,,, | Excel Scientific SealMate system , Excel Scientific Sealing Films and Foils , Labware , Multiwell Plates |  | Excel Scientific, RSMSP-2,Non-treated surface treatment,clear,polypropylene plate,non-sterile,Up to 1536 wells | , |  |  | Excel Scientific, RSMSP-2,Non-treated surface treatment,clear,polypropylene plate,non-sterile,Up to 1536 wells
,SealPlate ® rolls, sterile,,,,, | Z725854 |  | Sigma | SealMate ™ system for adhesive microplate-sealing films |  | ,,,, | Excel Scientific SealMate system , Excel Scientific Sealing Films and Foils , Labware , Multiwell Plates |  | Excel Scientific, RSMSP-2-S,Non-treated surface treatment,clear,polypropylene plate,sterile,Up to 1536 wells | , |  |  | Excel Scientific, RSMSP-2-S,Non-treated surface treatment,clear,polypropylene plate,sterile,Up to 1536 wells
,AeraSeal ™ rolls, non-sterile,,,,, | Z726079 |  | Sigma | SealMate ™ system for adhesive microplate-sealing films |  | ,,,, | Excel Scientific SealMate system , Excel Scientific Sealing Films and Foils , Labware , Multiwell Plates |  | Excel Scientific, RSMB-2,Non-treated surface treatment,clear,polypropylene plate,non-sterile,Up to 1536 wells | , |  |  | Excel Scientific, RSMB-2,Non-treated surface treatment,clear,polypropylene plate,non-sterile,Up to 1536 wells
,AeraSeal ™ rolls, sterile,,,,, | Z726281 |  | Sigma | SealMate ™ system for adhesive microplate-sealing films |  | ,,,, | Excel Scientific SealMate system , Excel Scientific Sealing Films and Foils , Labware , Multiwell Plates |  | Excel Scientific, RSMB-2-S,Non-treated surface treatment,clear,polypropylene plate,sterile,Up to 1536 wells | , |  |  | Excel Scientific, RSMB-2-S,Non-treated surface treatment,clear,polypropylene plate,sterile,Up to 1536 wells
Vials, screw top with phenolic open-top cap, pre-assembled,size 2 mL, clear glass (standard opening - 4.6 mm), PTFE/red rubber septum,,,,, | 27123-U |  | Supelco | 预组装螺纹口样品瓶，带酚醛树脂顶部开口瓶盖 |  | ,,,, | Phenolic cap, PTFE/rubber septa , Pre-Assembled Sampling Vials , Sampling, Storage, and Serum Bottles , Vials , 分析/色谱 |  | clear glass (standard opening - 4.6 mm),PTFE/red rubber septum,pkg of 100 ea,thread 8-425,32 mm × 12 mm × 4.6 mm,2 mL | , |  |  | clear glass (standard opening - 4.6 mm),PTFE/red rubber septum,pkg of 100 ea,thread 8-425,32 mm × 12 mm × 4.6 mm,2 mL
Vials, screw top with phenolic open-top cap, pre-assembled,size 4 mL, clear glass, O.D. × H 15 mm × 45 mm, PTFE/red rubber septum,,,,, | 27135 |  | Supelco | 预组装螺纹口样品瓶，带酚醛树脂顶部开口瓶盖 |  | ,,,, | Phenolic cap, PTFE/rubber septa , Pre-Assembled Sampling Vials , Sampling, Storage, and Serum Bottles , Vials , 分析/色谱 |  | clear glass,15 mm × 45 mm,PTFE/red rubber septum,pkg of 100 ea,thread 13-425,4 mL | , |  |  | clear glass,15 mm × 45 mm,PTFE/red rubber septum,pkg of 100 ea,thread 13-425,4 mL
Vials, screw top with phenolic open-top cap, pre-assembled,size 7 mL, clear glass, O.D. × H 17 mm × 60 mm, PTFE/red rubber septum,,,,, | 27147 |  | Supelco | 预组装螺纹口样品瓶，带酚醛树脂顶部开口瓶盖 |  | ,,,, | Phenolic cap, PTFE/rubber septa , Pre-Assembled Sampling Vials , Sampling, Storage, and Serum Bottles , Vials , 分析/色谱 |  | clear glass,17 mm × 60 mm,PTFE/red rubber septum,pkg of 100 ea,thread 15-425,7 mL | , |  |  | clear glass,17 mm × 60 mm,PTFE/red rubber septum,pkg of 100 ea,thread 15-425,7 mL
Vials, screw top with phenolic open-top cap, pre-assembled,size 15 mL, clear glass, O.D. × H 21 mm × 70 mm, PTFE/red rubber septum,,,,, | 27158 |  | Supelco | 预组装螺纹口样品瓶，带酚醛树脂顶部开口瓶盖 |  | ,,,, | Phenolic cap, PTFE/rubber septa , Pre-Assembled Sampling Vials , Sampling, Storage, and Serum Bottles , Vials , 分析/色谱 |  | clear glass,21 mm × 70 mm,PTFE/red rubber septum,pkg of 100 ea,thread 18-400,15 mL | , |  |  | clear glass,21 mm × 70 mm,PTFE/red rubber septum,pkg of 100 ea,thread 18-400,15 mL
Vials, screw top with phenolic open-top cap, pre-assembled,size 2 mL, amber glass (standard opening - 4.6 mm), PTFE/red rubber septum,,,,, | 27011 |  | Supelco | 预组装螺纹口样品瓶，带酚醛树脂顶部开口瓶盖 |  | ,,,, | Phenolic cap, PTFE/rubber septa , Pre-Assembled Sampling Vials , Sampling, Storage, and Serum Bottles , Vials , 分析/色谱 |  | black phenolic cap (open-top),12 mm × 32 mm × 4.6 mm,PTFE/red rubber septum,pkg of 100 ea,thread 8-425,2 mL | , |  |  | black phenolic cap (open-top),12 mm × 32 mm × 4.6 mm,PTFE/red rubber septum,pkg of 100 ea,thread 8-425,2 mL
Vials, screw top with phenolic open-top cap, pre-assembled,size 4 mL, amber glass, O.D. × H 15 mm × 45 mm, PTFE/red rubber septum,,,,, | 27012 |  | Supelco | 预组装螺纹口样品瓶，带酚醛树脂顶部开口瓶盖 |  | ,,,, | Phenolic cap, PTFE/rubber septa , Pre-Assembled Sampling Vials , Sampling, Storage, and Serum Bottles , Vials , 分析/色谱 |  | black phenolic cap (open-top),15 mm × 45 mm,PTFE/red rubber septum,pkg of 100 ea,thread 13-425,4 mL | , |  |  | black phenolic cap (open-top),15 mm × 45 mm,PTFE/red rubber septum,pkg of 100 ea,thread 13-425,4 mL
Vials, screw top with phenolic open-top cap, pre-assembled,size 7 mL, amber glass, O.D. × H 17 mm × 60 mm, PTFE/red rubber septum,,,,, | 27013 |  | Supelco | 预组装螺纹口样品瓶，带酚醛树脂顶部开口瓶盖 |  | ,,,, | Phenolic cap, PTFE/rubber septa , Pre-Assembled Sampling Vials , Sampling, Storage, and Serum Bottles , Vials , 分析/色谱 |  | black phenolic cap (open-top),17 mm × 60 mm,PTFE/red rubber septum,pkg of 100 ea,thread 15-425,7 mL | , |  |  | black phenolic cap (open-top),17 mm × 60 mm,PTFE/red rubber septum,pkg of 100 ea,thread 15-425,7 mL
Vials, screw top with phenolic open-top cap, pre-assembled,size 15 mL, amber glass, O.D. × H 21 mm × 70 mm, PTFE/red rubber septum,,,,, | 27014-U |  | Supelco | 预组装螺纹口样品瓶，带酚醛树脂顶部开口瓶盖 |  | ,,,, | Phenolic cap, PTFE/rubber septa , Pre-Assembled Sampling Vials , Sampling, Storage, and Serum Bottles , Vials , 分析/色谱 |  | black phenolic cap (open-top),21 mm × 70 mm,PTFE/red rubber septum,pkg of 100 ea,thread 18-400,15 mL | , |  |  | black phenolic cap (open-top),21 mm × 70 mm,PTFE/red rubber septum,pkg of 100 ea,thread 18-400,15 mL
Vials, screw top with phenolic open-top cap, pre-assembled,size 22 mL, amber glass, O.D. × H 23 mm × 85 mm, PTFE/red rubber septum,,,,, | 27015 |  | Supelco | 预组装螺纹口样品瓶，带酚醛树脂顶部开口瓶盖 |  | ,,,, | Phenolic cap, PTFE/rubber septa , Pre-Assembled Sampling Vials , Sampling, Storage, and Serum Bottles , Vials , 分析/色谱 |  | black phenolic cap (open-top),23 mm × 85 mm,PTFE/red rubber septum,pkg of 100 ea,thread 20-400,22 mL | , |  |  | black phenolic cap (open-top),23 mm × 85 mm,PTFE/red rubber septum,pkg of 100 ea,thread 20-400,22 mL
Vials, screw top with phenolic open-top cap, pre-assembled,size 2 mL, clear glass (standard opening - 4.6 mm), red PTFE/white silicone septum,,,,, | 27124-U |  | Supelco | 预组装螺纹口样品瓶，带酚醛树脂顶部开口瓶盖 |  | ,,,, | Ckear glass , Phenolic cap, PTFE/silicone septa , Pre-Assembled Sampling Vials , Sampling, Storage, and Serum Bottles , Vials , 分析/色谱 |  | clear glass (standard opening - 4.6 mm),12 mm × 32 mm × 4.6 mm,red PTFE/white silicone septum,pkg of 100 ea,thread 8-425,2 mL | , |  |  | clear glass (standard opening - 4.6 mm),12 mm × 32 mm × 4.6 mm,red PTFE/white silicone septum,pkg of 100 ea,thread 8-425,2 mL
Vials, screw top with phenolic open-top cap, pre-assembled,size 7 mL, clear glass, O.D. × H 17 mm × 60 mm, tan PTFE/silicone septum,,,,, | 27148 |  | Supelco | 预组装螺纹口样品瓶，带酚醛树脂顶部开口瓶盖 |  | ,,,, | Ckear glass , Phenolic cap, PTFE/silicone septa , Pre-Assembled Sampling Vials , Sampling, Storage, and Serum Bottles , Vials , 分析/色谱 |  | clear glass,17 mm × 60 mm,tan PTFE/silicone septum,pkg of 100 ea,thread 15-425,7 mL | , |  |  | clear glass,17 mm × 60 mm,tan PTFE/silicone septum,pkg of 100 ea,thread 15-425,7 mL
Vials, screw top with phenolic open-top cap, pre-assembled,size 22 mL, clear glass, O.D. × H 23 mm × 85 mm, tan PTFE/silicone septum,,,,, | 27170 |  | Supelco | 预组装螺纹口样品瓶，带酚醛树脂顶部开口瓶盖 |  | ,,,, | Ckear glass , Phenolic cap, PTFE/silicone septa , Pre-Assembled Sampling Vials , Sampling, Storage, and Serum Bottles , Vials , 分析/色谱 |  | clear glass,23 mm × 85 mm,tan PTFE/silicone septum,pkg of 100 ea,thread 20-400,22 mL | , |  |  | clear glass,23 mm × 85 mm,tan PTFE/silicone septum,pkg of 100 ea,thread 20-400,22 mL
Vials, screw top with phenolic open-top cap, pre-assembled,size 40 mL, clear glass, O.D. × H 27.5 mm × 95 mm, tan PTFE/silicone septum,,,,, | 27089-U |  | Supelco | 预组装螺纹口样品瓶，带酚醛树脂顶部开口瓶盖 |  | ,,,, | Ckear glass , Phenolic cap, PTFE/silicone septa , Pre-Assembled Sampling Vials , Sampling, Storage, and Serum Bottles , Vials , 分析/色谱 |  | clear glass,27.5 mm × 95 mm,tan PTFE/silicone septum,pkg of 100 ea,thread 24-400,40 mL | , |  |  | clear glass,27.5 mm × 95 mm,tan PTFE/silicone septum,pkg of 100 ea,thread 24-400,40 mL
Vials, screw top with phenolic open-top cap, pre-assembled,size 2 mL, amber glass (standard opening - 4.6 mm), red PTFE/silicone septum,,,,, | 27005 |  | Supelco | 预组装螺纹口样品瓶，带酚醛树脂顶部开口瓶盖 |  | ,,,for use with Varian 8100/8200 Autosampler, | Amber glass , Phenolic cap, PTFE/silicone septa , Pre-Assembled Sampling Vials , Sampling, Storage, and Serum Bottles , Vials , 分析/色谱 |  | black phenolic cap (open-top),12 mm × 32 mm × 4.6 mm,red PTFE/silicone septum,pkg of 100 ea,thread 8-425,2 mL | , |  |  | black phenolic cap (open-top),12 mm × 32 mm × 4.6 mm,red PTFE/silicone septum,pkg of 100 ea,thread 8-425,for use with Varian 8100/8200 Autosampler,2 mL
Vials, screw top with phenolic open-top cap, pre-assembled,size 7 mL, amber glass, O.D. × H 17 mm × 60 mm, tan PTFE/silicone septum,,,,, | 27007 |  | Supelco | 预组装螺纹口样品瓶，带酚醛树脂顶部开口瓶盖 |  | ,,,, | Amber glass , Phenolic cap, PTFE/silicone septa , Pre-Assembled Sampling Vials , Sampling, Storage, and Serum Bottles , Vials , 分析/色谱 |  | black phenolic cap (open-top),17 mm × 60 mm,tan PTFE/silicone septum,pkg of 100 ea,thread 15-425,7 mL | , |  |  | black phenolic cap (open-top),17 mm × 60 mm,tan PTFE/silicone septum,pkg of 100 ea,thread 15-425,7 mL
Vials, screw top with phenolic open-top cap, pre-assembled,size 40 mL, amber glass, O.D. × H 27.5 mm × 95 mm, tan PTFE/silicone septum,,,,, | 27121-U |  | Supelco | 预组装螺纹口样品瓶，带酚醛树脂顶部开口瓶盖 |  | ,,,, | Amber glass , Phenolic cap, PTFE/silicone septa , Pre-Assembled Sampling Vials , Sampling, Storage, and Serum Bottles , Vials , 分析/色谱 |  | black phenolic cap (open-top),27.5 mm × 95 mm,tan PTFE/silicone septum,pkg of 100 ea,thread 24-400,40 mL | , |  |  | black phenolic cap (open-top),27.5 mm × 95 mm,tan PTFE/silicone septum,pkg of 100 ea,thread 24-400,40 mL
Vials, screw top with polypropylene open-top cap, pre-assembled,size 2 mL, clear glass (standard opening - 4.6 mm), PTFE/red rubber septum,,,,, | 27202-U |  | Supelco | 预组装螺纹口样品瓶，带聚丙烯顶部开口瓶盖 |  | ,,,, | Polypropylene cap, PTFE/rubber septa , Pre-Assembled Sampling Vials , Sampling, Storage, and Serum Bottles , Vials , 分析/色谱 |  | clear glass (standard opening - 4.6 mm),12 mm × 32 mm × 4.6 mm,PTFE/red rubber septum,pkg of 100 ea,thread 8-425,2 mL | , |  |  | clear glass (standard opening - 4.6 mm),12 mm × 32 mm × 4.6 mm,PTFE/red rubber septum,pkg of 100 ea,thread 8-425,2 mL
Vials, screw top with polypropylene open-top cap, pre-assembled,size 4 mL, clear glass, O.D. × H 15 mm × 45 mm, PTFE/red rubber septum,,,,, | 27203-U |  | Supelco | 预组装螺纹口样品瓶，带聚丙烯顶部开口瓶盖 |  | ,,,, | Polypropylene cap, PTFE/rubber septa , Pre-Assembled Sampling Vials , Sampling, Storage, and Serum Bottles , Vials , 分析/色谱 |  | clear glass,15 mm × 45 mm,PTFE/red rubber septum,pkg of 100 ea,thread 13-425,4 mL | , |  |  | clear glass,15 mm × 45 mm,PTFE/red rubber septum,pkg of 100 ea,thread 13-425,4 mL
Vials, screw top with polypropylene open-top cap, pre-assembled,size 7 mL, clear glass, O.D. × H 17 mm × 60 mm, PTFE/red rubber septum,,,,, | 27204 |  | Supelco | 预组装螺纹口样品瓶，带聚丙烯顶部开口瓶盖 |  | ,,,, | Polypropylene cap, PTFE/rubber septa , Pre-Assembled Sampling Vials , Sampling, Storage, and Serum Bottles , Vials , 分析/色谱 |  | clear glass,17 mm × 60 mm,PTFE/red rubber septum,pkg of 100 ea,thread 15-425,7 mL | , |  |  | clear glass,17 mm × 60 mm,PTFE/red rubber septum,pkg of 100 ea,thread 15-425,7 mL
Vials, screw top with polypropylene open-top cap, pre-assembled,size 15 mL, clear glass, O.D. × H 21 mm × 70 mm, PTFE/red rubber septum,,,,, | 27205 |  | Supelco | 预组装螺纹口样品瓶，带聚丙烯顶部开口瓶盖 |  | ,,,, | Polypropylene cap, PTFE/rubber septa , Pre-Assembled Sampling Vials , Sampling, Storage, and Serum Bottles , Vials , 分析/色谱 |  | clear glass,21 mm × 70 mm,PTFE/red rubber septum,pkg of 100 ea,thread 18-400,15 mL | , |  |  | clear glass,21 mm × 70 mm,PTFE/red rubber septum,pkg of 100 ea,thread 18-400,15 mL
Vials, screw top with polypropylene open-top cap, pre-assembled,size 2 mL, amber glass (standard opening - 4.6 mm), PTFE/red rubber septum,,,,, | 27040-U |  | Supelco | 预组装螺纹口样品瓶，带聚丙烯顶部开口瓶盖 |  | ,,,, | Polypropylene cap, PTFE/rubber septa , Pre-Assembled Sampling Vials , Sampling, Storage, and Serum Bottles , Vials , 分析/色谱 |  | black polypropylene cap (open-top),12 mm × 32 mm × 4.6 mm,PTFE/red rubber septum,pkg of 100 ea,thread 8-425,2 mL | , |  |  | black polypropylene cap (open-top),12 mm × 32 mm × 4.6 mm,PTFE/red rubber septum,pkg of 100 ea,thread 8-425,2 mL
Vials, screw top with polypropylene open-top cap, pre-assembled,size 4 mL, amber glass, O.D. × H 15 mm × 45 mm, PTFE/red rubber septum,,,,, | 27041 |  | Supelco | 预组装螺纹口样品瓶，带聚丙烯顶部开口瓶盖 |  | ,,,, | Polypropylene cap, PTFE/rubber septa , Pre-Assembled Sampling Vials , Sampling, Storage, and Serum Bottles , Vials , 分析/色谱 |  | black polypropylene cap (open-top),15 mm × 45 mm,PTFE/red rubber septum,pkg of 100 ea,thread 13-425,4 mL | , |  |  | black polypropylene cap (open-top),15 mm × 45 mm,PTFE/red rubber septum,pkg of 100 ea,thread 13-425,4 mL
Vials, screw top with polypropylene open-top cap, pre-assembled,size 7 mL, amber glass, O.D. × H 17 mm × 60 mm, PTFE/red rubber septum,,,,, | 27042-U |  | Supelco | 预组装螺纹口样品瓶，带聚丙烯顶部开口瓶盖 |  | ,,,, | Polypropylene cap, PTFE/rubber septa , Pre-Assembled Sampling Vials , Sampling, Storage, and Serum Bottles , Vials , 分析/色谱 |  | black polypropylene cap (open-top),17 mm × 60 mm,PTFE/red rubber septum,pkg of 100 ea,thread 15-425,7 mL | , |  |  | black polypropylene cap (open-top),17 mm × 60 mm,PTFE/red rubber septum,pkg of 100 ea,thread 15-425,7 mL
Vials, screw top with polypropylene open-top cap, pre-assembled,size 22 mL, amber glass, O.D. × H 23 mm × 85 mm, PTFE/red rubber septum,,,,, | 27044-U |  | Supelco | 预组装螺纹口样品瓶，带聚丙烯顶部开口瓶盖 |  | ,,,, | Polypropylene cap, PTFE/rubber septa , Pre-Assembled Sampling Vials , Sampling, Storage, and Serum Bottles , Vials , 分析/色谱 |  | black polypropylene cap (open-top),23 mm × 85 mm,PTFE/red rubber septum,pkg of 100 ea,thread 20-400,22 mL | , |  |  | black polypropylene cap (open-top),23 mm × 85 mm,PTFE/red rubber septum,pkg of 100 ea,thread 20-400,22 mL
Vials, screw top with polypropylene open-top cap, pre-assembled,size 2 mL, clear glass (standard opening - 4.6 mm), red PTFE/silicone septum,,,,, | 27208-U |  | Supelco | 预组装螺纹口样品瓶，带聚丙烯顶部开口瓶盖 |  | ,,,, | Polypropylene cap, PTFE/silicone septa , Pre-Assembled Sampling Vials , Preassembled vials, clear glass , Sampling, Storage, and Serum Bottles , Vials , 分析/色谱 |  | clear glass (standard opening - 4.6 mm),12 mm × 32 mm × 4.6 mm,red PTFE/silicone septum,pkg of 100 ea,thread 8-425,2 mL | , |  |  | clear glass (standard opening - 4.6 mm),12 mm × 32 mm × 4.6 mm,red PTFE/silicone septum,pkg of 100 ea,thread 8-425,2 mL
Vials, screw top with polypropylene open-top cap, pre-assembled,size 4 mL, clear glass, O.D. × H 15 mm × 45 mm, tan PTFE/silicone septum,,,,, | 27209-U |  | Supelco | 预组装螺纹口样品瓶，带聚丙烯顶部开口瓶盖 |  | ,,,, | Polypropylene cap, PTFE/silicone septa , Pre-Assembled Sampling Vials , Preassembled vials, clear glass , Sampling, Storage, and Serum Bottles , Vials , 分析/色谱 |  | clear glass,15 mm × 45 mm,0.060 in. × 0.458 in.,tan PTFE/silicone septum,pkg of 100 ea,thread 13-425,4 mL | , |  |  | clear glass,15 mm × 45 mm,0.060 in. × 0.458 in.,tan PTFE/silicone septum,pkg of 100 ea,thread 13-425,4 mL
Vials, screw top with polypropylene open-top cap, pre-assembled,size 7 mL, clear glass, O.D. × H 17 mm × 60 mm, tan PTFE/silicone septum,,,,, | 27210 |  | Supelco | 预组装螺纹口样品瓶，带聚丙烯顶部开口瓶盖 |  | ,,,, | Polypropylene cap, PTFE/silicone septa , Pre-Assembled Sampling Vials , Preassembled vials, clear glass , Sampling, Storage, and Serum Bottles , Vials , 分析/色谱 |  | clear glass,17 mm × 60 mm,tan PTFE/silicone septum,pkg of 100 ea,thread 15-425,7 mL | , |  |  | clear glass,17 mm × 60 mm,tan PTFE/silicone septum,pkg of 100 ea,thread 15-425,7 mL
Vials, screw top with polypropylene open-top cap, pre-assembled,size 15 mL, clear glass, O.D. × H 21 mm × 70 mm, tan PTFE/silicone septum,,,,, | 27211 |  | Supelco | 预组装螺纹口样品瓶，带聚丙烯顶部开口瓶盖 |  | ,,,, | Polypropylene cap, PTFE/silicone septa , Pre-Assembled Sampling Vials , Preassembled vials, clear glass , Sampling, Storage, and Serum Bottles , Vials , 分析/色谱 |  | clear glass,21 mm × 70 mm,tan PTFE/silicone septum,pkg of 100 ea,thread 18-400,15 mL | , |  |  | clear glass,21 mm × 70 mm,tan PTFE/silicone septum,pkg of 100 ea,thread 18-400,15 mL
Vials, screw top with polypropylene open-top cap, pre-assembled,size 22 mL, clear glass, H × W 85 mm × 23 mm, tan PTFE/silicone septum,,,,, | 27212 |  | Supelco | 预组装螺纹口样品瓶，带聚丙烯顶部开口瓶盖 |  | ,,,, | Polypropylene cap, PTFE/silicone septa , Pre-Assembled Sampling Vials , Preassembled vials, clear glass , Sampling, Storage, and Serum Bottles , Vials , 分析/色谱 |  | clear glass,tan PTFE/silicone septum,closure type screw thread,pkg of 100 ea,thread 20-400,85 mm × 23 mm,22 mL | , |  |  | clear glass,tan PTFE/silicone septum,closure type screw thread,pkg of 100 ea,thread 20-400,85 mm × 23 mm,22 mL
Vials, screw top with polypropylene open-top cap, pre-assembled,size 40 mL, clear glass, O.D. × H 29 mm × 82 mm, tan PTFE/silicone septum,,,,, | 27213 |  | Supelco | 预组装螺纹口样品瓶，带聚丙烯顶部开口瓶盖 |  | ,,,, | Polypropylene cap, PTFE/silicone septa , Pre-Assembled Sampling Vials , Preassembled vials, clear glass , Sampling, Storage, and Serum Bottles , Vials , 分析/色谱 |  | clear glass,29 mm × 82 mm,tan PTFE/silicone septum,pkg of 100 ea,thread 24-400,40 mL | , |  |  | clear glass,29 mm × 82 mm,tan PTFE/silicone septum,pkg of 100 ea,thread 24-400,40 mL
Vials, screw top with polypropylene open-top cap, pre-assembled,size 2 mL, amber glass (standard opening - 4.6 mm), PTFE/silicone septum,,,,, | 27046-U |  | Supelco | 预组装螺纹口样品瓶，带聚丙烯顶部开口瓶盖 |  | ,,,, | Polypropylene cap, PTFE/silicone septa , Pre-Assembled Sampling Vials , Preassembled vials, amber glass , Sampling, Storage, and Serum Bottles , Vials , 分析/色谱 |  | black polypropylene cap (open-top),12 mm × 32 mm × 4.6 mm,PTFE/silicone septum,pkg of 100 ea,thread 8-425,2 mL | , |  |  | black polypropylene cap (open-top),12 mm × 32 mm × 4.6 mm,PTFE/silicone septum,pkg of 100 ea,thread 8-425,2 mL
Vials, screw top with polypropylene open-top cap, pre-assembled,size 4 mL, amber glass, O.D. × H 15 mm × 45 mm, tan PTFE/silicone septum,,,,, | 27047 |  | Supelco | 预组装螺纹口样品瓶，带聚丙烯顶部开口瓶盖 |  | ,,,, | Polypropylene cap, PTFE/silicone septa , Pre-Assembled Sampling Vials , Preassembled vials, amber glass , Sampling, Storage, and Serum Bottles , Vials , 分析/色谱 |  | black polypropylene cap (open-top),15 mm × 45 mm,tan PTFE/silicone septum,pkg of 100 ea,thread 13-425,4 mL | , |  |  | black polypropylene cap (open-top),15 mm × 45 mm,tan PTFE/silicone septum,pkg of 100 ea,thread 13-425,4 mL
Vials, screw top with polypropylene open-top cap, pre-assembled,size 7 mL, amber glass, O.D. × H 17 mm × 60 mm, PTFE/silicone septum,,,,, | 27048-U |  | Supelco | 预组装螺纹口样品瓶，带聚丙烯顶部开口瓶盖 |  | ,,,, | Polypropylene cap, PTFE/silicone septa , Pre-Assembled Sampling Vials , Preassembled vials, amber glass , Sampling, Storage, and Serum Bottles , Vials , 分析/色谱 |  | black polypropylene cap (open-top),17 mm × 60 mm,PTFE/silicone septum,pkg of 100 ea,thread 15-425,7 mL | , |  |  | black polypropylene cap (open-top),17 mm × 60 mm,PTFE/silicone septum,pkg of 100 ea,thread 15-425,7 mL
Vials, screw top with polypropylene open-top cap, pre-assembled,size 15 mL, amber glass, O.D. × H 21 mm × 70 mm, PTFE/silicone septum,,,,, | 27049 |  | Supelco | 预组装螺纹口样品瓶，带聚丙烯顶部开口瓶盖 |  | ,,,, | Polypropylene cap, PTFE/silicone septa , Pre-Assembled Sampling Vials , Preassembled vials, amber glass , Sampling, Storage, and Serum Bottles , Vials , 分析/色谱 |  | black polypropylene cap (open-top),21 mm × 70 mm,PTFE/silicone septum,pkg of 100 ea,thread 18-400,15 mL | , |  |  | black polypropylene cap (open-top),21 mm × 70 mm,PTFE/silicone septum,pkg of 100 ea,thread 18-400,15 mL
Vials, screw top with polypropylene open-top cap, pre-assembled,size 22 mL, amber glass, H × W 85 mm × 23 mm, PTFE/silicone septum,,,,, | 27050-U |  | Supelco | 预组装螺纹口样品瓶，带聚丙烯顶部开口瓶盖 |  | ,,,, | Polypropylene cap, PTFE/silicone septa , Pre-Assembled Sampling Vials , Preassembled vials, amber glass , Sampling, Storage, and Serum Bottles , Vials , 分析/色谱 |  | black polypropylene cap (open-top),PTFE/silicone septum,pkg of 100 ea,thread 10-425,85 mm × 23 mm,22 mL | , |  |  | black polypropylene cap (open-top),PTFE/silicone septum,pkg of 100 ea,thread 10-425,85 mm × 23 mm,22 mL
Vials, screw top with polypropylene open-top cap, pre-assembled,size 40 mL, amber glass, O.D. × H 29 mm × 82 mm, tan PTFE/silicone septum,,,,, | 27051 |  | Supelco | 预组装螺纹口样品瓶，带聚丙烯顶部开口瓶盖 |  | ,,,, | Polypropylene cap, PTFE/silicone septa , Pre-Assembled Sampling Vials , Preassembled vials, amber glass , Sampling, Storage, and Serum Bottles , Vials , 分析/色谱 |  | black polypropylene cap (open-top),29 mm × 82 mm,tan PTFE/silicone septum,pkg of 100 ea,thread 10-425,40 mL | , |  |  | black polypropylene cap (open-top),29 mm × 82 mm,tan PTFE/silicone septum,pkg of 100 ea,thread 10-425,40 mL
Vials, screw top with solid green Melamine cap with PTFE liner, preassembled,size 2 mL, amber glass (standard opening - 4.6 mm), PTFE liner,,,,, | 27000 |  | Supelco | 预组装螺纹口样品瓶，带 PTFE 衬垫实心瓶盖 |  | ,,,, | Pre-Assembled Sampling Vials , Preassembled vials, Solid top Melamine cap , Sampling, Storage, and Serum Bottles , Solid cap, PTFE liner , Vials , 分析/色谱 |  | green melamine resin cap (solid-top),12 mm × 32 mm × 4.6 mm,F217/PTFE cap liner,pkg of 100 ea,thread 8-425,2 mL | , |  |  | green melamine resin cap (solid-top),12 mm × 32 mm × 4.6 mm,F217/PTFE cap liner,pkg of 100 ea,thread 8-425,2 mL
Vials, screw top with solid green Melamine cap with PTFE liner, preassembled,size 4 mL, amber glass, O.D. × H 15 mm × 45 mm, PTFE liner,,,,, | 27001-U |  | Supelco | 预组装螺纹口样品瓶，带 PTFE 衬垫实心瓶盖 |  | ,,,, | Pre-Assembled Sampling Vials , Preassembled vials, Solid top Melamine cap , Sampling, Storage, and Serum Bottles , Solid cap, PTFE liner , Vials , 分析/色谱 |  | green melamine resin cap (solid-top),15 mm × 45 mm,F217/PTFE cap liner,pkg of 100 ea,thread 13-425,4 mL | , |  |  | green melamine resin cap (solid-top),15 mm × 45 mm,F217/PTFE cap liner,pkg of 100 ea,thread 13-425,4 mL
Vials, screw top with solid green Melamine cap with PTFE liner, preassembled,size 7 mL, amber glass, O.D. × H 17 mm × 60 mm, PTFE liner,,,,, | 27002-U |  | Supelco | 预组装螺纹口样品瓶，带 PTFE 衬垫实心瓶盖 |  | ,,,, | Pre-Assembled Sampling Vials , Preassembled vials, Solid top Melamine cap , Sampling, Storage, and Serum Bottles , Solid cap, PTFE liner , Vials , 分析/色谱 |  | green melamine resin cap (solid-top),17 mm × 60 mm,F217/PTFE cap liner,pkg of 100 ea,thread 15-425,7 mL | , |  |  | green melamine resin cap (solid-top),17 mm × 60 mm,F217/PTFE cap liner,pkg of 100 ea,thread 15-425,7 mL
Vials, screw top with solid green Melamine cap with PTFE liner, preassembled,size 15 mL, amber glass, O.D. × H 21 mm × 70 mm, PTFE liner,,,,, | 27003 |  | Supelco | 预组装螺纹口样品瓶，带 PTFE 衬垫实心瓶盖 |  | ,,,, | Pre-Assembled Sampling Vials , Preassembled vials, Solid top Melamine cap , Sampling, Storage, and Serum Bottles , Solid cap, PTFE liner , Vials , 分析/色谱 |  | green melamine resin cap (solid-top),21 mm × 70 mm,F217/PTFE cap liner,pkg of 100 ea,thread 18-400,15 mL | , |  |  | green melamine resin cap (solid-top),21 mm × 70 mm,F217/PTFE cap liner,pkg of 100 ea,thread 18-400,15 mL
Vials, screw top with solid green Melamine cap with PTFE liner, preassembled,size 22 mL, amber glass, O.D. × H 23 mm × 85 mm, PTFE liner,,,,, | 27004 |  | Supelco | 预组装螺纹口样品瓶，带 PTFE 衬垫实心瓶盖 |  | ,,,, | Pre-Assembled Sampling Vials , Preassembled vials, Solid top Melamine cap , Sampling, Storage, and Serum Bottles , Solid cap, PTFE liner , Vials , 分析/色谱 |  | green melamine resin cap (solid-top),23 mm × 85 mm,F217/PTFE cap liner,pkg of 100 ea,thread 20-400,22 mL | , |  |  | green melamine resin cap (solid-top),23 mm × 85 mm,F217/PTFE cap liner,pkg of 100 ea,thread 20-400,22 mL
Vials, screw top with solid green Melamine cap with PTFE liner, preassembled,size 40 mL, amber glass, O.D. × H 29 mm × 82 mm, PTFE liner,,,,, | 27182 |  | Supelco | 预组装螺纹口样品瓶，带 PTFE 衬垫实心瓶盖 |  | ,,,, | Pre-Assembled Sampling Vials , Preassembled vials, Solid top Melamine cap , Sampling, Storage, and Serum Bottles , Solid cap, PTFE liner , Vials , 分析/色谱 |  | green melamine resin cap (solid-top),29 mm × 82 mm,F217/PTFE cap liner,pkg of 100 ea,thread 24-400,40 mL | , |  |  | green melamine resin cap (solid-top),29 mm × 82 mm,F217/PTFE cap liner,pkg of 100 ea,thread 24-400,40 mL
Vials, screw top with solid cap with aluminum liner, preassembled,size 2 mL, clear glass (standard opening - 4.6 mm), aluminum liner,,,,, | 27125-U |  | Supelco | 预组装螺纹口样品瓶，带铝衬垫实心瓶盖 |  | ,,,, | Pre-Assembled Sampling Vials , Sampling, Storage, and Serum Bottles , Solid cap, aluminum liner , Vials , 分析/色谱 |  | clear glass (standard opening - 4.6 mm),12 mm × 32 mm,aluminum liner,pkg of 100 ea,thread 8-425,2 mL | , |  |  | clear glass (standard opening - 4.6 mm),12 mm × 32 mm,aluminum liner,pkg of 100 ea,thread 8-425,2 mL
Vials, screw top with solid cap with aluminum liner, preassembled,size 4 mL, clear glass, O.D. × H 15 mm × 45 mm, aluminum liner,,,,, | 27137 |  | Supelco | 预组装螺纹口样品瓶，带铝衬垫实心瓶盖 |  | ,,,, | Pre-Assembled Sampling Vials , Sampling, Storage, and Serum Bottles , Solid cap, aluminum liner , Vials , 分析/色谱 |  | clear glass,15 mm × 45 mm,aluminum liner,pkg of 100 ea,thread 13-425,4 mL | , |  |  | clear glass,15 mm × 45 mm,aluminum liner,pkg of 100 ea,thread 13-425,4 mL
Vials, screw top with solid cap with aluminum liner, preassembled,size 7 mL, clear glass, O.D. × H 17 mm × 60 mm, aluminum liner,,,,, | 27149 |  | Supelco | 预组装螺纹口样品瓶，带铝衬垫实心瓶盖 |  | ,,,, | Pre-Assembled Sampling Vials , Sampling, Storage, and Serum Bottles , Solid cap, aluminum liner , Vials , 分析/色谱 |  | clear glass,17 mm × 60 mm,aluminum liner,pkg of 100 ea,thread 15-425,7 mL | , |  |  | clear glass,17 mm × 60 mm,aluminum liner,pkg of 100 ea,thread 15-425,7 mL
Vials, screw top with solid cap with aluminum liner, preassembled,size 15 mL, clear glass, O.D. × H 21 mm × 70 mm, aluminum liner,,,,, | 27160-U |  | Supelco | 预组装螺纹口样品瓶，带铝衬垫实心瓶盖 |  | ,,,, | Pre-Assembled Sampling Vials , Sampling, Storage, and Serum Bottles , Solid cap, aluminum liner , Vials , 分析/色谱 |  | clear glass,21 mm × 70 mm,aluminum liner,pkg of 100 ea,thread 18-400,15 mL | , |  |  | clear glass,21 mm × 70 mm,aluminum liner,pkg of 100 ea,thread 18-400,15 mL
Vials, screw top with solid cap with aluminum liner, preassembled,size 22 mL, clear glass, O.D. × H 23 mm × 85 mm, aluminum liner,,,,, | 27171 |  | Supelco | 预组装螺纹口样品瓶，带铝衬垫实心瓶盖 |  | ,,,, | Pre-Assembled Sampling Vials , Sampling, Storage, and Serum Bottles , Solid cap, aluminum liner , Vials , 分析/色谱 |  | clear glass,23 mm × 85 mm,aluminum liner,pkg of 100 ea,thread 20-400,22 mL | , |  |  | clear glass,23 mm × 85 mm,aluminum liner,pkg of 100 ea,thread 20-400,22 mL
Vials, screw top with solid cap with aluminum liner, preassembled,size 2 mL, amber glass (standard opening - 4.6 mm), aluminum liner,,,,, | 27468-U |  | Supelco | 预组装螺纹口样品瓶，带铝衬垫实心瓶盖 |  | ,,,, | Pre-Assembled Sampling Vials , Sampling, Storage, and Serum Bottles , Solid cap, aluminum liner , Vials , 分析/色谱 |  | black phenolic cap (solid-top),12 mm × 32 mm × 4.6 mm,aluminum liner,pkg of 100 ea,thread 8-425,2 mL | , |  |  | black phenolic cap (solid-top),12 mm × 32 mm × 4.6 mm,aluminum liner,pkg of 100 ea,thread 8-425,2 mL
Vials, screw top with solid cap with aluminum liner, preassembled,size 7 mL, amber glass, O.D. × H 17 mm × 60 mm, aluminum liner,,,,, | 27470-U |  | Supelco | 预组装螺纹口样品瓶，带铝衬垫实心瓶盖 |  | ,,,, | Pre-Assembled Sampling Vials , Sampling, Storage, and Serum Bottles , Solid cap, aluminum liner , Vials , 分析/色谱 |  | black phenolic cap (solid-top),17 mm × 60 mm,aluminum liner,pkg of 100 ea,thread 15-425,7 mL | , |  |  | black phenolic cap (solid-top),17 mm × 60 mm,aluminum liner,pkg of 100 ea,thread 15-425,7 mL
Vials, screw top with solid cap with aluminum liner, preassembled,size 22 mL, amber glass, O.D. × H 23 mm × 85 mm, aluminum liner,,,,, | 27472 |  | Supelco | 预组装螺纹口样品瓶，带铝衬垫实心瓶盖 |  | ,,,, | Pre-Assembled Sampling Vials , Sampling, Storage, and Serum Bottles , Solid cap, aluminum liner , Vials , 分析/色谱 |  | black phenolic cap (solid-top),23 mm × 85 mm,aluminum liner,pkg of 100 ea,thread 20-400,22 mL | , |  |  | black phenolic cap (solid-top),23 mm × 85 mm,aluminum liner,pkg of 100 ea,thread 20-400,22 mL
Vials, clear glass, screw top, graduated (vial only),size 7 mL, clear glass, graduated, O.D. × H 17 mm × 60 mm, thread 15-425,,,,, | 27025 |  | Supelco | 透明玻璃螺纹口样品瓶，带刻度（仅样品瓶） |  | ,,,, | Clear glass with graduations , Sampling Vials, Caps, and Septa , Sampling, Storage, and Serum Bottles , Vials , Vials Only, Clear Glass , 分析/色谱 |  | 17 mm × 60 mm,cap not included,clear glass,graduated,pkg of 100 ea,thread 15-425,7 mL | , |  |  | 17 mm × 60 mm,cap not included,clear glass,graduated,pkg of 100 ea,thread 15-425,7 mL
Vials, clear glass, screw top, graduated (vial only),size 22 mL, clear glass, graduated, O.D. × H 23 mm × 85 mm, thread 20-400,,,,, | 27027-U |  | Supelco | 透明玻璃螺纹口样品瓶，带刻度（仅样品瓶） |  | ,,,, | Clear glass with graduations , Sampling Vials, Caps, and Septa , Sampling, Storage, and Serum Bottles , Vials , Vials Only, Clear Glass , 分析/色谱 |  | 23 mm × 85 mm,cap not included,clear glass,graduated,pkg of 100 ea,thread 20-400,22 mL | , |  |  | 23 mm × 85 mm,cap not included,clear glass,graduated,pkg of 100 ea,thread 20-400,22 mL
Septa, Barrier,aluminum/silicone, diam. × thickness 8 mm × 0.060 in., for use with 2 mL vial, standard opening,,,,, | 24882-U |  | Supelco | 隔垫型隔膜 |  | ,,,for use with 2 mL vial, standard opening, | 8 mm , 8 mm diameter, fits 1.5-2mL Standard Opening Vials , Aluminum/silicone , Material , PTFE/aluminum , Sampling Vials, Caps, and Septa , Sampling, Storage, and Serum Bottles , Septa , Septa for Screw Cap Vials , Size , Vials , 分析/色谱 |  | for use with screw cap, 8-425,8 mm × 0.060 in.,aluminum/silicone,barrier (silicone bonded to aluminum),septum type Barrier,pkg of 100 ea | , |  |  | for use with screw cap, 8-425,8 mm × 0.060 in.,aluminum/silicone,barrier (silicone bonded to aluminum),septum type Barrier,pkg of 100 ea,for use with 2 mL vial, standard opening
Septa, Barrier,aluminum/silicone, diam. × thickness 11 mm × 0.060 in., for use with 4 mL vial,,,,, | 24883 |  | Supelco | 隔垫型隔膜 |  | ,,,for use with 4 mL vial, | 11 mm , 11 mm diameter, fits 4 mL Vials , Aluminum/silicone , Material , PTFE/aluminum , Sampling Vials, Caps, and Septa , Sampling, Storage, and Serum Bottles , Septa , Septa for Screw Cap Vials , Size , Vials , 分析/色谱 |  | for use with screw cap, 13-425,11 mm × 0.060 in.,aluminum/silicone,barrier (silicone bonded to aluminum),septum type Barrier,pkg of 100 ea | , |  |  | for use with screw cap, 13-425,11 mm × 0.060 in.,aluminum/silicone,barrier (silicone bonded to aluminum),septum type Barrier,pkg of 100 ea,for use with 4 mL vial
Septa, Barrier,aluminum/silicone, diam. × thickness 13 mm × 0.060 in., for use with 7 mL vial,,,,, | 24884 |  | Supelco | 隔垫型隔膜 |  | ,,,for use with 7 mL vial, | 13 mm , 13 mm diameter, fits 7 mL Vials , Aluminum/silicone , Material , PTFE/aluminum , Sampling Vials, Caps, and Septa , Sampling, Storage, and Serum Bottles , Septa , Septa for Screw Cap Vials , Size , Vials , 分析/色谱 |  | for use with screw cap, 15-425,13 mm × 0.060 in.,aluminum/silicone,barrier (silicone bonded to aluminum),septum type Barrier,pkg of 100 ea | , |  |  | for use with screw cap, 15-425,13 mm × 0.060 in.,aluminum/silicone,barrier (silicone bonded to aluminum),septum type Barrier,pkg of 100 ea,for use with 7 mL vial
Septa, Barrier,aluminum/silicone, diam. × thickness 16 mm × 0.060 in., for use with 15 mL vial,,,,, | 24885-U |  | Supelco | 隔垫型隔膜 |  | ,,,for use with 15 mL vial, | 16 mm , 16 mm diameter, fits 15 mL Vial , Aluminum/silicone , Material , PTFE/aluminum , Sampling Vials, Caps, and Septa , Sampling, Storage, and Serum Bottles , Septa , Septa for Screw Cap Vials , Size , Vials , 分析/色谱 |  | for use with screw cap, 18-400,16 mm × 0.060 in.,aluminum/silicone,barrier (silicone bonded to aluminum),septum type Barrier,pkg of 100 ea | , |  |  | for use with screw cap, 18-400,16 mm × 0.060 in.,aluminum/silicone,barrier (silicone bonded to aluminum),septum type Barrier,pkg of 100 ea,for use with 15 mL vial
Septa, Barrier,aluminum/silicone, diam. × thickness 18 mm × 0.060 in., for use with 22 mL vial,,,,, | 24886-U |  | Supelco | 隔垫型隔膜 |  | ,,,for use with 22 mL vial, | 18 mm , 18 mm diameter, fits 22 mL Vial , Aluminum/silicone , Material , PTFE/aluminum , Sampling Vials, Caps, and Septa , Sampling, Storage, and Serum Bottles , Septa , Septa for Screw Cap Vials , Size , Vials , 分析/色谱 |  | for use with screw cap, 20-400,18 mm × 0.060 in.,aluminum/silicone,barrier (silicone bonded to aluminum),septum type Barrier,pkg of 100 ea | , |  |  | for use with screw cap, 20-400,18 mm × 0.060 in.,aluminum/silicone,barrier (silicone bonded to aluminum),septum type Barrier,pkg of 100 ea,for use with 22 mL vial
Septa, Barrier,barrier (aluminum faced silicone), diam. × thickness 20 mm × 0.100 in., pkg of 100 ea,,,,, | 27189 |  | Supelco | 隔垫型隔膜 |  | ,,,for use with 20 mm crimp seal, 22 mm hole cap, 22 mm solid cap, | 20 mm , Aluminum/silicone , Material , Septa , Size , Vials , 分析/色谱 |  | temperature limit 250 °C,20 mm × 0.100 in.,aluminum/silicone,barrier (aluminum faced silicone),septum type Barrier,pkg of 100 ea | , |  |  | temperature limit 250 °C,20 mm × 0.100 in.,aluminum/silicone,barrier (aluminum faced silicone),septum type Barrier,pkg of 100 ea,for use with 20 mm crimp seal, 22 mm hole cap, 22 mm solid cap
Septa, Barrier,aluminum/silicone, diam. × thickness 22 mm × 0.100 in., for use with 20, 40, or 60 mL vial,,,,, | 27190-U |  | Supelco | 隔垫型隔膜 |  | ,,,for use with 20, 40, or 60 mL vial, | 22 mm , 22 mm diameter, fits 20, 40, 60 mL Screw Thread Vials , Aluminum/silicone , Material , PTFE/aluminum , Sampling Vials, Caps, and Septa , Sampling, Storage, and Serum Bottles , Septa , Septa for Screw Cap Vials , Size , Vials , 分析/色谱 |  | for use with screw cap, 24-400,22 mm × 0.100 in.,aluminum/silicone,barrier (silicone bonded to aluminum),septum type Barrier,pkg of 100 ea | , |  |  | for use with screw cap, 24-400,22 mm × 0.100 in.,aluminum/silicone,barrier (silicone bonded to aluminum),septum type Barrier,pkg of 100 ea,for use with 20, 40, or 60 mL vial
Septa for 12 x 32 mm standard screw-thread autosampler vials,red PTFE/white silicone, diam. 8 mm, thickness 0.065 in.,,,,, | Z291676 |  | Aldrich | 用于 12×32mm 标准螺纹自动进样器样品瓶的隔垫 |  | ,,,, | 8 mm , Material , Red PTFE/silicone , Septa , Size , Vials , 分析/色谱 |  | pkg of 100 ea,red PTFE/white silicone,8 mm,0.065 in. | , |  |  | pkg of 100 ea,red PTFE/white silicone,8 mm,0.065 in.
Septa for open top caps,for cap size, 8 mm, red PTFE/silicone,,,,, | Z162558 |  | Aldrich | 隔垫 |  | ,,,, | 8 mm , Alcan Packaging , Alcan Packaging Septa , Alcan Packaging Vials & Caps , Labware , Manufacturer Browser , Material , Red PTFE/silicone , Septa , Size , Tan PTFE/silicone , Vials , Wheaton , Wheaton Septa , Wheaton Vials & Caps , 分析/色谱 |  | pkg of 100,red PTFE/silicone,for cap size 8 mm | , |  |  | pkg of 100,red PTFE/silicone,for cap size 8 mm
Septa for open top caps,for cap size, 8 mm, tan PTFE/silicone,,,,, | Z162566 |  | Aldrich | 隔垫 |  | ,,,, | 8 mm , Alcan Packaging , Alcan Packaging Septa , Alcan Packaging Vials & Caps , Labware , Manufacturer Browser , Material , Red PTFE/silicone , Septa , Size , Vials , Wheaton , Wheaton Septa , Wheaton Vials & Caps , 分析/色谱 |  | pkg of 100,tan PTFE/silicone,for cap size 8 mm | , |  |  | pkg of 100,tan PTFE/silicone,for cap size 8 mm
Septa, red PTFE/Silicone,for use with Screw Top vial, 2mL, 4.6mm I.D., 8-425 thread, red PTFE/white silicone, diam. × thickness 8 mm × 0.060 in.,,,,, | 23243 |  | Supelco | 红色 PTFE/硅胶隔垫 |  | ,,,for use with Screw Top vial, 2mL, 4.6mm I.D., 8-425 thread, | 8 mm , 8 mm diameter, fits 1.5-2mL Standard Opening Vials , Autosampler Vials , Material , PTFE/Silicone , Red PTFE/silicone , Sampling Vials, Caps, and Septa , Sampling, Storage, and Serum Bottles , Screw Top Autosampler Vials, 1.5 to 4 mL , Screw Top and Shell Vials, 12 x 32 mm, 4.6 mm Opening Taking 8 mm Septa , Septa , Septa for 2 mL vial, 8 mm diameter , Septa for Screw Cap Vials , Size , Vials , 分析/色谱 |  | temp. limit 250 °C,pkg of 1 × 1000 ea (23243),red PTFE/white silicone,8 mm × 0.060 in.,temp. limit 250 °C | , |  |  | temp. limit 250 °C,8 mm × 0.060 in.,red PTFE/white silicone,temp. limit 250 °C,pkg of 1 × 1000 ea (23243),for use with Screw Top vial, 2mL, 4.6mm I.D., 8-425 thread
Septa, red PTFE/Silicone,red PTFE/white silicone, septum diam. × thickness 10 mm × 0.060 in., for use with 2 mL, 10/425 thread, large opening,,,,, | 27277 |  | Supelco | 红色 PTFE/硅胶隔垫 |  | ,,,for use with 2 mL, 10/425 thread, large opening, | 10 mm , 10 mm diameter, fits 2 mL Large Opening Vials , 2 mL Screw Top Vials (12 x 32 mm), Large Opening (6 mm) Taking 10 mm Septa , Autosampler Vials , Material , PTFE/Silicone , Red PTFE/silicone , Sampling Vials, Caps, and Septa , Sampling, Storage, and Serum Bottles , Screw Top Autosampler Vials, 1.5 to 4 mL , Septa , Septa for Screw Cap Vials , Septa, 10 mm, for 2 mL Large Opening Vials , Size , Vials , 分析/色谱 |  | pkg of 1 × 100 ea (27277),red PTFE/white silicone,temp. limit 250 °C,10 mm × 0.060 in. | , |  |  | pkg of 1 × 100 ea (27277),red PTFE/white silicone,temp. limit 250 °C,10 mm × 0.060 in.,for use with 2 mL, 10/425 thread, large opening
Septa, red PTFE/Silicone,red PTFE/white silicone, diam. × thickness 10 mm × 0.060 in., for use with 2 mL, 10/425 thread, large opening vial,,,,, | 27278 |  | Supelco | 红色 PTFE/硅胶隔垫 |  | ,,,for use with 2 mL, 10/425 thread, large opening vial, | 10 mm , 10 mm diameter, fits 2 mL Large Opening Vials , 2 mL Screw Top Vials (12 x 32 mm), Large Opening (6 mm) Taking 10 mm Septa , Autosampler Vials , Material , PTFE/Silicone , Red PTFE/silicone , Sampling Vials, Caps, and Septa , Sampling, Storage, and Serum Bottles , Screw Top Autosampler Vials, 1.5 to 4 mL , Septa , Septa for Screw Cap Vials , Septa, 10 mm, for 2 mL Large Opening Vials , Size , Vials , 分析/色谱 |  | pkg of 1 × 1000 ea (27278),10 mm × 0.060 in.,red PTFE/white silicone,temp. limit 250 °C | , |  |  | pkg of 1 × 1000 ea (27278),10 mm × 0.060 in.,red PTFE/white silicone,temp. limit 250 °C,for use with 2 mL, 10/425 thread, large opening vial
Septa, red PTFE/Silicone,red PTFE/white silicone, diam. × thickness 8 mm × 1.5 mm,,,,, | 27097-U |  | Supelco | 红色 PTFE/硅胶隔垫 |  | ,,,for use with screw top vial, 4.6 mm I.D., 8-425 thread, | 8 mm , 8 mm diameter, fits 1.5-2mL Standard Opening Vials , Autosampler Vials , Material , PTFE/Silicone , Red PTFE/silicone , Sampling Vials, Caps, and Septa , Sampling, Storage, and Serum Bottles , Screw Top Autosampler Vials, 1.5 to 4 mL , Screw Top and Shell Vials, 12 x 32 mm, 4.6 mm Opening Taking 8 mm Septa , Septa , Septa for 2 mL vial, 8 mm diameter , Septa for Screw Cap Vials , Size , Vials , 分析/色谱 |  | temp. limit 250 °C,pkg of 1 × 100 ea (27097-U),red PTFE/white silicone,8 mm × 1.5 mm,temp. limit 250 °C | , |  |  | temp. limit 250 °C,8 mm × 1.5 mm,red PTFE/white silicone,temp. limit 250 °C,pkg of 1 × 100 ea (27097-U),for use with screw top vial, 4.6 mm I.D., 8-425 thread
Septa for open top caps,for cap size, 13 mm, PTFE/silicone,,,,, | Z106496 |  | Aldrich | 隔垫 |  | ,,,, | 13 mm , Alcan Packaging , Alcan Packaging Septa , Alcan Packaging Vials & Caps , Labware , Manufacturer Browser , Material , Septa , Size , Tan PTFE/silicone , Vials , Wheaton , Wheaton Septa , Wheaton Vials & Caps , 分析/色谱 |  | pkg of 100,PTFE/silicone,for cap size 13 mm | , |  |  | pkg of 100,PTFE/silicone,for cap size 13 mm
Septa for open top caps,for cap size, 15 mm, PTFE/silicone,,,,, | Z106518 |  | Aldrich | 隔垫 |  | ,,,, | 13 mm , Accessories for NMR tubes , Alcan Packaging , Alcan Packaging Septa , Alcan Packaging Vials & Caps , Labware , Manufacturer Browser , Material , NMR Tubes , NMR Tubes and Accessories , Septa , Size , Tan PTFE/silicone , Vials , Wheaton , Wheaton Septa , Wheaton Vials & Caps , 分析/色谱 |  | pkg of 100,PTFE/silicone,for cap size 15 mm | , |  |  | pkg of 100,PTFE/silicone,for cap size 15 mm
Septa for open top caps,for cap size, 18 mm, PTFE/silicone,,,,, | Z188859 |  | Aldrich | 隔垫 |  | ,,,, | 18 mm , Alcan Packaging , Alcan Packaging Septa , Alcan Packaging Vials & Caps , Labware , Manufacturer Browser , Material , Septa , Size , Tan PTFE/silicone , Vials , Wheaton , Wheaton Septa , Wheaton Vials & Caps , 分析/色谱 |  | pkg of 100,pkg of 100 ea,PTFE/silicone,for cap size 18 mm | , |  |  | pkg of 100,pkg of 100 ea,PTFE/silicone,for cap size 18 mm
Septa for open top caps,for cap size, 20 mm, PTFE/silicone,,,,, | Z127302 |  | Aldrich | 隔垫 |  | ,,,, | 20 mm , Alcan Packaging , Alcan Packaging Septa , Alcan Packaging Vials & Caps , Labware , Manufacturer Browser , Material , PTFE/Silicone , Septa , Size , Tan PTFE/silicone , Vials , Wheaton , Wheaton Septa , Wheaton Vials & Caps , 分析/色谱 |  | pkg of 100,PTFE/silicone,for cap size 20 mm | , |  |  | pkg of 100,PTFE/silicone,for cap size 20 mm
Septa for open top caps,for cap size, 22 mm, PTFE/silicone, for Wheaton vial,,,,, | Z253111 |  | Aldrich | 隔垫 |  | ,,,, | 22 mm , Alcan Packaging , Alcan Packaging Septa , Alcan Packaging Vials & Caps , Labware , Manufacturer Browser , Material , PTFE/Silicone , Septa , Size , Tan PTFE/silicone , Vials , Wheaton , Wheaton Septa , Wheaton Vials & Caps , 分析/色谱 |  | pkg of 100 ea,0.004 in.,PTFE/silicone,for cap size 22 mm,pkg of 100,0.060 in. | , |  |  | pkg of 100 ea,0.004 in.,PTFE/silicone,for cap size 22 mm,pkg of 100,0.060 in.
Septa, tan PTFE/silicone,white tan PTFE/silicone, diam. × thickness 13 mm × 0.060 in., for use with 7 mL vial,,,,, | 27155 |  | Supelco | 棕褐色 PTFE/硅胶隔垫 |  | ,,,for use with 7 mL vial, | 13 mm , 13 mm diameter, fits 7 mL Vials , Material , PTFE/Silicone , Sampling Vials, Caps, and Septa , Sampling, Storage, and Serum Bottles , Septa , Septa for Screw Cap Vials , Size , Tan PTFE/silicone , Vials , 分析/色谱 |  | for use with screw cap, 15-425,pkg of 100 ea,white tan PTFE/silicone,13 mm × 0.060 in.,temp. limit 250 °C | , |  |  | for use with screw cap, 15-425,13 mm × 0.060 in.,white tan PTFE/silicone,temp. limit 250 °C,pkg of 100 ea,for use with 7 mL vial
Septa, tan PTFE/silicone,white tan PTFE/silicone, diam. × thickness 16 mm × 0.090 in., for use with 15 mL vial,,,,, | 27166 |  | Supelco | 棕褐色 PTFE/硅胶隔垫 |  | ,,,for use with 15 mL vial, | 16 mm , 16 mm diameter, fits 15 mL Vial , Material , PTFE/Silicone , Sampling Vials, Caps, and Septa , Sampling, Storage, and Serum Bottles , Septa , Septa for Screw Cap Vials , Size , Tan PTFE/silicone , Vials , 分析/色谱 |  | for use with screw cap, 18-400,pkg of 100 ea,white tan PTFE/silicone,16 mm × 0.090 in.,temp. limit 250 °C | , |  |  | for use with screw cap, 18-400,16 mm × 0.090 in.,white tan PTFE/silicone,temp. limit 250 °C,pkg of 100 ea,for use with 15 mL vial
Septa, tan PTFE/silicone,white tan PTFE/silicone, diam. × thickness 8 mm × 0.060 in.,,,,, | 33213 |  | Supelco | 棕褐色 PTFE/硅胶隔垫 |  | ,,,for use with Screw Top vial, 2 mL, 4.6 mm I.D., | 8 mm , 8 mm diameter, fits 1.5-2mL Standard Opening Vials , Autosampler Vials , Material , PTFE/Silicone , Sampling Vials, Caps, and Septa , Sampling, Storage, and Serum Bottles , Screw Top Autosampler Vials, 1.5 to 4 mL , Screw Top and Shell Vials, 12 x 32 mm, 4.6 mm Opening Taking 8 mm Septa , Septa , Septa for 2 mL vial, 8 mm diameter , Septa for Screw Cap Vials , Size , Tan PTFE/silicone , Vials , 分析/色谱 |  | for use with Screw Top vial, 8/425 thread,pkg of 1000 ea,white tan PTFE/silicone,8 mm × 0.060 in.,temp. limit 250 °C | , |  |  | for use with Screw Top vial, 8/425 thread,8 mm × 0.060 in.,white tan PTFE/silicone,temp. limit 250 °C,pkg of 1000 ea,for use with Screw Top vial, 2 mL, 4.6 mm I.D.
Septa, tan PTFE/silicone,white tan PTFE/silicone, diam. × thickness 8 mm × 0.060 in.,,,,, | 27095-U |  | Supelco | 棕褐色 PTFE/硅胶隔垫 |  | ,,,for use with 2 mL vial, standard opening, | 8 mm , 8 mm diameter, fits 1.5-2mL Standard Opening Vials , Autosampler Vials , Material , PTFE/Silicone , Sampling Vials, Caps, and Septa , Sampling, Storage, and Serum Bottles , Screw Top Autosampler Vials, 1.5 to 4 mL , Screw Top and Shell Vials, 12 x 32 mm, 4.6 mm Opening Taking 8 mm Septa , Septa , Septa for 2 mL vial, 8 mm diameter , Septa for Screw Cap Vials , Size , Tan PTFE/silicone , Vials , 分析/色谱 |  | pkg of 1 × 100 ea (27095-U),8 mm × 0.060 in.,white tan PTFE/silicone,temp. limit 250 °C | , |  |  | pkg of 1 × 100 ea (27095-U),8 mm × 0.060 in.,white tan PTFE/silicone,temp. limit 250 °C,for use with 2 mL vial, standard opening
Septa, Blue PTFE/white silicone,diam. × thickness 8 mm × 0.060 in., for use with 2 mL vial - standard opening,,,,, | 27510-U |  | Supelco | 蓝色 PTFE/白色硅胶隔垫 |  | ,,,for use with 2 mL vial - standard opening, | 8 mm , 8 mm diameter, fits 1.5-2mL Standard Opening Vials , Blue PTFE/silicone , Material , PTFE/Silicone , Sampling Vials, Caps, and Septa , Sampling, Storage, and Serum Bottles , Septa , Septa for Screw Cap Vials , Size , Vials , 分析/色谱 |  | white silicone body,pkg of 100 ea,blue PTFE/white silicone,8 mm × 0.060 in.,temp. limit 250 °C | , |  |  | white silicone body,8 mm × 0.060 in.,blue PTFE/white silicone,temp. limit 250 °C,pkg of 100 ea,for use with 2 mL vial - standard opening
Septa, Blue PTFE/white silicone,diam. × thickness 11 mm × 0.060 in., for use with 4 mL vial,,,,, | 27511 |  | Supelco | 蓝色 PTFE/白色硅胶隔垫 |  | ,,,for use with 4 mL vial, | 11 mm , 11 mm diameter, fits 4 mL Vials , Blue PTFE/silicone , Material , PTFE/Silicone , Sampling Vials, Caps, and Septa , Sampling, Storage, and Serum Bottles , Septa , Septa for Screw Cap Vials , Size , Vials , 分析/色谱 |  | white silicone body,pkg of 100 ea,blue PTFE/white silicone,11 mm × 0.060 in.,temp. limit 250 °C | , |  |  | white silicone body,11 mm × 0.060 in.,blue PTFE/white silicone,temp. limit 250 °C,pkg of 100 ea,for use with 4 mL vial
Septa, Blue PTFE/white silicone,blue PTFE/white silicone, diam. × thickness 13 mm × 0.060 in., for use with 7 mL vial,,,,, | 27512 |  | Supelco | 蓝色 PTFE/白色硅胶隔垫 |  | ,,,for use with 7 mL vial, | 13 mm , 13 mm diameter, fits 7 mL Vials , Blue PTFE/silicone , Material , PTFE/Silicone , Sampling Vials, Caps, and Septa , Sampling, Storage, and Serum Bottles , Septa , Septa for Screw Cap Vials , Size , Vials , 分析/色谱 |  | white silicone body,pkg of 100 ea,blue PTFE/white silicone,13 mm × 0.060 in.,temp. limit 250 °C | , |  |  | white silicone body,13 mm × 0.060 in.,blue PTFE/white silicone,temp. limit 250 °C,pkg of 100 ea,for use with 7 mL vial
Septa, Blue PTFE/white silicone,blue PTFE/white silicone, diam. × thickness 16 mm × 0.060 in., for use with 15 mL vial,,,,, | 27513 |  | Supelco | 蓝色 PTFE/白色硅胶隔垫 |  | ,,,for use with 15 mL vial, | 16 mm , 16 mm diameter, fits 15 mL Vial , Blue PTFE/silicone , Material , PTFE/Silicone , Sampling Vials, Caps, and Septa , Sampling, Storage, and Serum Bottles , Septa , Septa for Screw Cap Vials , Size , Vials , 分析/色谱 |  | white silicone body,pkg of 100 ea,blue PTFE/white silicone,16 mm × 0.060 in.,temp. limit 250 °C | , |  |  | white silicone body,16 mm × 0.060 in.,blue PTFE/white silicone,temp. limit 250 °C,pkg of 100 ea,for use with 15 mL vial
Septa, Blue PTFE/white silicone,blue PTFE/white silicone, diam. × thickness 18 mm × 0.060 in., for use with 22 mL vial,,,,, | 27514 |  | Supelco | 蓝色 PTFE/白色硅胶隔垫 |  | ,,,for use with 22 mL vial, | 18 mm , 18 mm diameter, fits 22 mL Vial , Blue PTFE/silicone , Material , PTFE/Silicone , Sampling Vials, Caps, and Septa , Sampling, Storage, and Serum Bottles , Septa , Septa for Screw Cap Vials , Size , Vials , 分析/色谱 |  | white silicone body,pkg of 100 ea,blue PTFE/white silicone,18 mm × 0.060 in.,temp. limit 250 °C | , |  |  | white silicone body,18 mm × 0.060 in.,blue PTFE/white silicone,temp. limit 250 °C,pkg of 100 ea,for use with 22 mL vial
Septa, Blue PTFE/white silicone,blue PTFE/white silicone, diam. × thickness 22 mm × 0.060 in., for use with 20, 40, 60 mL vial,,,,, | 27515 |  | Supelco | 蓝色 PTFE/白色硅胶隔垫 |  | ,,,for use with 20, 40, 60 mL vial, | 22 mm , 22 mm diameter, fits 20, 40, 60 mL Screw Thread Vials , Blue PTFE/silicone , Material , PTFE/Silicone , Sampling Vials, Caps, and Septa , Sampling, Storage, and Serum Bottles , Septa , Septa for Screw Cap Vials , Size , Vials , 分析/色谱 |  | white silicone body,pkg of 100 ea,blue PTFE/white silicone,22 mm × 0.060 in.,temp. limit 250 °C | , |  |  | white silicone body,22 mm × 0.060 in.,blue PTFE/white silicone,temp. limit 250 °C,pkg of 100 ea,for use with 20, 40, 60 mL vial
PTFE/Silicone with slit,red PTFE/white silicone (with slit), diam. × thickness 10 mm × 0.040 in.,,,,, | 27279 |  | Supelco | 带切口的 PTFE/硅胶 |  | ,,,for use with 2 mL vial - large opening, | 10 mm , 10 mm diameter, fits 2 mL Large Opening Vials , 2 mL Screw Top Vials (12 x 32 mm), Large Opening (6 mm) Taking 10 mm Septa , Autosampler Vials , Material , PTFE/silicone with slit , Red PTFE/silicone with slit , Sampling Vials, Caps, and Septa , Sampling, Storage, and Serum Bottles , Screw Top Autosampler Vials, 1.5 to 4 mL , Septa , Septa for Screw Cap Vials , Septa, 10 mm, for 2 mL Large Opening Vials , Size , Vials , 分析/色谱 |  | for use with hole cap, 10/425 thread,pkg of 1 × 100 ea (27279),red PTFE/white silicone (with slit),10 mm × 0.040 in.,septum type PTFE/silicone with slit | , |  |  | for use with hole cap, 10/425 thread,10 mm × 0.040 in.,red PTFE/white silicone (with slit),septum type PTFE/silicone with slit,pkg of 1 × 100 ea (27279),for use with 2 mL vial - large opening
PTFE/Silicone with slit,for use with Screw Top vial, 2 mL, 4.6 mm I.D., 8/425 thread, red PTFE/white silicone (with slit), diam. × thickness 8 mm × 1.5 mm,,,,, | 24881 |  | Supelco | 带切口的 PTFE/硅胶 |  | ,,,for use with Screw Top vial, 2 mL, 4.6 mm I.D., 8/425 thread, | 8 mm , 8 mm diameter, fits 1.5-2mL Standard Opening Vials , Autosampler Vials , Material , PTFE/silicone with slit , Red PTFE/silicone with slit , Sampling Vials, Caps, and Septa , Sampling, Storage, and Serum Bottles , Screw Top Autosampler Vials, 1.5 to 4 mL , Screw Top and Shell Vials, 12 x 32 mm, 4.6 mm Opening Taking 8 mm Septa , Septa , Septa for 2 mL vial, 8 mm diameter , Septa for Screw Cap Vials , Size , Vials , 分析/色谱 |  | temp. limit 250 °C,pkg of 1000 ea,red PTFE/white silicone (with slit),8 mm × 1.5 mm,temp. limit 250 °C with slit | , |  |  | temp. limit 250 °C,8 mm × 1.5 mm,red PTFE/white silicone (with slit),temp. limit 250 °C with slit,pkg of 1000 ea,for use with Screw Top vial, 2 mL, 4.6 mm I.D., 8/425 thread
PTFE/Silicone with slit,red PTFE/white silicone (with slit), diam. × thickness 8 mm × 1.5 mm, for use with screw top vial, 4.6 mm I.D., 8/425 thread,,,,, | 27098-U |  | Supelco | 带切口的 PTFE/硅胶 |  | ,,,for use with screw top vial, 4.6 mm I.D., 8/425 thread, | 8 mm , 8 mm diameter, fits 1.5-2mL Standard Opening Vials , Autosampler Vials , Material , PTFE/silicone with slit , Red PTFE/silicone with slit , Sampling Vials, Caps, and Septa , Sampling, Storage, and Serum Bottles , Screw Top Autosampler Vials, 1.5 to 4 mL , Screw Top and Shell Vials, 12 x 32 mm, 4.6 mm Opening Taking 8 mm Septa , Septa , Septa for 2 mL vial, 8 mm diameter , Septa for Screw Cap Vials , Size , Vials , 分析/色谱 |  | temp. limit 250 °C,pkg of 1 × 100 ea (27098-U),red PTFE/white silicone (with slit),8 mm × 1.5 mm,temp. limit 250 °C | , |  |  | temp. limit 250 °C,8 mm × 1.5 mm,red PTFE/white silicone (with slit),temp. limit 250 °C,pkg of 1 × 100 ea (27098-U),for use with screw top vial, 4.6 mm I.D., 8/425 thread
Septa for open top caps,for cap size, 15 mm, PTFE/red rubber,,,,, | Z106534 |  | Aldrich | 隔垫 |  | ,,,, | Alcan Packaging , Alcan Packaging Septa , Alcan Packaging Vials & Caps , Labware , Manufacturer Browser , Material , Septa , TFE/red rubber , Vials , Wheaton , Wheaton Septa , Wheaton Vials & Caps , 分析/色谱 |  | pkg of 100,PTFE/red rubber,for cap size 15 mm | , |  |  | pkg of 100,PTFE/red rubber,for cap size 15 mm
Septa for open top caps,for cap size, 20 mm, PTFE/red rubber,,,,, | Z127310 |  | Aldrich | 隔垫 |  | ,,,, | 20 mm , Alcan Packaging , Alcan Packaging Septa , Alcan Packaging Vials & Caps , Labware , Manufacturer Browser , Material , Septa , Size , TFE/red rubber , Vials , Wheaton , Wheaton Septa , Wheaton Vials & Caps , 分析/色谱 |  | pkg of 100,PTFE/red rubber,for cap size 20 mm | , |  |  | pkg of 100,PTFE/red rubber,for cap size 20 mm
Septa, PTFE/red rubber,PTFE/red rubber, diam. × thickness 16 mm × 0.060 in., for use with 15 mL vial,,,,, | 27167 |  | Supelco | PTFE/红色橡胶隔垫 |  | ,,,for use with 15 mL vial, | 16 mm , 16 mm diameter, fits 15 mL Vial , Material , PTFE/red rubber , Sampling Vials, Caps, and Septa , Sampling, Storage, and Serum Bottles , Septa , Septa for Screw Cap Vials , Size , TFE/red rubber , Vials , 分析/色谱 |  | for use with screw cap, 18-400,pkg of 100 ea,PTFE septum face,16 mm × 0.060 in.,temperature limit 120 °C | , |  |  | for use with screw cap, 18-400,16 mm × 0.060 in.,PTFE septum face,temperature limit 120 °C,pkg of 100 ea,for use with 15 mL vial
Septa, PTFE/red rubber,PTFE/red rubber, diam. × thickness 20 mm × 0.125 in., for use with 20 mm crimp seal, 22 mm screw cap,,,,, | 27233 |  | Supelco | PTFE/红色橡胶隔垫 |  | ,,,for use with 20 mm crimp seal, 22 mm screw cap, | 20 mm , 22 mm diameter, fits 20, 40, 60 mL Screw Thread Vials , Material , PTFE/red rubber , Sampling Vials, Caps, and Septa , Sampling, Storage, and Serum Bottles , Septa , Septa for Screw Cap Vials , Size , TFE/red rubber , Vials , 分析/色谱 |  | PTFE/red rubber,pkg of 100 ea,PTFE septum face,20 mm × 0.125 in.,temperature limit 120 °C | , |  |  | PTFE/red rubber,20 mm × 0.125 in.,PTFE septum face,temperature limit 120 °C,pkg of 100 ea,for use with 20 mm crimp seal, 22 mm screw cap
Septa, Viton ®,black Viton ® , diam. × thickness 13 mm × 0.060 in., for use with 7 mL vial,,,,, | 27352 |  | Supelco | Viton ® 隔垫 |  | ,,,for use with 7 mL vial, | 13 mm , 13 mm diameter, fits 7 mL Vials , Material , Sampling Vials, Caps, and Septa , Sampling, Storage, and Serum Bottles , Septa , Septa for Screw Cap Vials , Size , Vials , Viton , 分析/色谱 |  | for use with screw cap, 15-425,pkg of 100 ea,black Viton ®,13 mm × 0.060 in.,temperature limit 260 °C | , |  |  | for use with screw cap, 15-425,13 mm × 0.060 in.,black Viton ®,temperature limit 260 °C,pkg of 100 ea,for use with 7 mL vial
Septa, Viton ®,black Viton ® , diam. × thickness 18 mm × 0.060 in., for use with 22 mL vial,,,,, | 27354 |  | Supelco | Viton ® 隔垫 |  | ,,,for use with 22 mL vial, | 18 mm , 18 mm diameter, fits 22 mL Vial , Material , Sampling Vials, Caps, and Septa , Sampling, Storage, and Serum Bottles , Septa , Septa for Screw Cap Vials , Size , Vials , Viton , 分析/色谱 |  | for use with screw cap, 20-400,pkg of 100 ea,black Viton ®,18 mm × 0.060 in.,temperature limit 260 °C | , |  |  | for use with screw cap, 20-400,18 mm × 0.060 in.,black Viton ®,temperature limit 260 °C,pkg of 100 ea,for use with 22 mL vial
Septa, PTFE/silicone/PTFE,for use with hole cap, 10 × 425mm, diam. × thickness 10 mm × 0.040 in.,,,,, | 27276 |  | Supelco | PTFE/硅胶/PTFE 隔垫 |  | ,,,for use with hole cap, 10 × 425mm, | 10 mm , 10 mm diameter, fits 2 mL Large Opening Vials , 2 mL Screw Top Vials (12 x 32 mm), Large Opening (6 mm) Taking 10 mm Septa , Autosampler Vials , Material , PTFE/Silicone/PTFE , Sampling Vials, Caps, and Septa , Sampling, Storage, and Serum Bottles , Screw Top Autosampler Vials, 1.5 to 4 mL , Septa , Septa for Screw Cap Vials , Septa, 10 mm, for 2 mL Large Opening Vials , Size , Vials , 分析/色谱 |  | pkg of 100 pkg,pkg of 1 × 1000 ea (27276),red PTFE/silicone/red PTFE,10 mm × 0.040 in.,septum type Double-faced PTFE/silicone | , |  |  | pkg of 100 pkg,10 mm × 0.040 in.,red PTFE/silicone/red PTFE,septum type Double-faced PTFE/silicone,pkg of 1 × 1000 ea (27276),for use with hole cap, 10 × 425mm
Septa, PTFE/silicone/PTFE,diam. × thickness 10 mm × 0.040 in., for use with 2 mL vials - large opening,,,,, | 27275 |  | Supelco | PTFE/硅胶/PTFE 隔垫 |  | ,,,for use with 2 mL vials - large opening, | 10 mm , 10 mm diameter, fits 2 mL Large Opening Vials , 2 mL Screw Top Vials (12 x 32 mm), Large Opening (6 mm) Taking 10 mm Septa , Autosampler Vials , Material , PTFE/Silicone/PTFE , Sampling Vials, Caps, and Septa , Sampling, Storage, and Serum Bottles , Screw Top Autosampler Vials, 1.5 to 4 mL , Septa , Septa for Screw Cap Vials , Septa, 10 mm, for 2 mL Large Opening Vials , Size , Vials , 分析/色谱 |  | for use with hole cap, 10 × 425,pkg of 1 × 100 ea (27275),red PTFE/silicone/red PTFE,10 mm × 0.040 in.,septum type Double-faced PTFE/silicone | , |  |  | for use with hole cap, 10 × 425,10 mm × 0.040 in.,red PTFE/silicone/red PTFE,septum type Double-faced PTFE/silicone,pkg of 1 × 100 ea (27275),for use with 2 mL vials - large opening
Septa, PTFE/silicone/PTFE,red PTFE/silicone/red PTFE, diam. × thickness 8 mm × 1.0 mm,,,,, | 27096-U |  | Supelco | PTFE/硅胶/PTFE 隔垫 |  | ,,,for use with screw cap, 8-425 thead, | 8 mm , 8 mm diameter, fits 1.5-2mL Standard Opening Vials , Autosampler Vials , Material , PTFE/Silicone/PTFE , Sampling Vials, Caps, and Septa , Sampling, Storage, and Serum Bottles , Screw Top Autosampler Vials, 1.5 to 4 mL , Screw Top and Shell Vials, 12 x 32 mm, 4.6 mm Opening Taking 8 mm Septa , Septa , Septa for 2 mL vial, 8 mm diameter , Septa for Screw Cap Vials , Size , Vials , 分析/色谱 |  | pkg of 100 pkg,pkg of 1 × 100 ea (27096-U),red PTFE/silicone/red PTFE,8 mm × 1.0 mm,septum type Double-faced PTFE/silicone | , |  |  | pkg of 100 pkg,8 mm × 1.0 mm,red PTFE/silicone/red PTFE,septum type Double-faced PTFE/silicone,pkg of 1 × 100 ea (27096-U),for use with screw cap, 8-425 thead
Septa, PTFE/silicone/PTFE,red PTFE/silicone/red PTFE,,,,, | 23182-U |  | Supelco | PTFE/硅胶/PTFE 隔垫 |  | ,,,for use with screw cap, 8-425 thead, | 8 mm , 8 mm diameter, fits 1.5-2mL Standard Opening Vials , Autosampler Vials , Material , PTFE/Silicone/PTFE , Sampling Vials, Caps, and Septa , Sampling, Storage, and Serum Bottles , Screw Top Autosampler Vials, 1.5 to 4 mL , Screw Top and Shell Vials, 12 x 32 mm, 4.6 mm Opening Taking 8 mm Septa , Septa , Septa for 2 mL vial, 8 mm diameter , Septa for Screw Cap Vials , Size , Vials , 分析/色谱 |  | pkg of 100 pkg,pkg of 1 × 1000 ea (23182-U),red PTFE/silicone/red PTFE,8 mm × 1.0 mm,septum type Double-faced PTFE/silicone | , |  |  | pkg of 100 pkg,8 mm × 1.0 mm,red PTFE/silicone/red PTFE,septum type Double-faced PTFE/silicone,pkg of 1 × 1000 ea (23182-U),for use with screw cap, 8-425 thead
Septa, Thermoseal ®,High temperature PTFE/silicone, diam. × thickness 8 mm × 0.060 in., for use with 2mL standard opening vial,,,,, | 27191 |  | Supelco | Thermoseal ® 隔垫 |  | ,,,for use with 2mL standard opening vial, | 8 mm , 8 mm diameter, fits 1.5-2mL Standard Opening Vials , High temperature , Material , Sampling Vials, Caps, and Septa , Sampling, Storage, and Serum Bottles , Septa , Septa for Screw Cap Vials , Size , Thermoseal , Vials , 分析/色谱 |  | pkg of 100 ea,8 mm × 0.060 in.,burnt orange PTFE/silicone,temperature limit 260 °C,for use with screw cap, 8-425 | , |  |  | 8 mm × 0.060 in.,for use with screw cap, 8-425,burnt orange PTFE/silicone,temperature limit 260 °C,pkg of 100 ea,for use with 2mL standard opening vial
Septa, Thermoseal ®,High temperature PTFE/silicone, diam. × thickness 11 mm × 0.060 in., for use with 4mL vial,,,,, | 27192 |  | Supelco | Thermoseal ® 隔垫 |  | ,,,for use with 4mL vial, | 11 mm , 11 mm diameter, fits 4 mL Vials , High temperature , Material , Sampling Vials, Caps, and Septa , Sampling, Storage, and Serum Bottles , Septa , Septa for Screw Cap Vials , Size , Thermoseal , Vials , 分析/色谱 |  | pkg of 100 ea,11 mm × 0.060 in.,burnt orange PTFE/silicone,temperature limit 260 °C,for use with screw cap, 13-425 | , |  |  | 11 mm × 0.060 in.,for use with screw cap, 13-425,burnt orange PTFE/silicone,temperature limit 260 °C,pkg of 100 ea,for use with 4mL vial
Septa, Thermoseal ®,High temperature PTFE/silicone, diam. × thickness 13 mm × 0.060 in., for use with 7mL vial,,,,, | 27193 |  | Supelco | Thermoseal ® 隔垫 |  | ,,,for use with 7mL vial, | 13 mm , 13 mm diameter, fits 7 mL Vials , High temperature , Material , Sampling Vials, Caps, and Septa , Sampling, Storage, and Serum Bottles , Septa , Septa for Screw Cap Vials , Size , Thermoseal , Vials , 分析/色谱 |  | pkg of 100 ea,13 mm × 0.060 in.,burnt orange PTFE/silicone,temperature limit 260 °C,for use with screw cap, 15-425 | , |  |  | 13 mm × 0.060 in.,for use with screw cap, 15-425,burnt orange PTFE/silicone,temperature limit 260 °C,pkg of 100 ea,for use with 7mL vial
Septa, Thermoseal ®,High temperature PTFE/silicone, diam. × thickness 16 mm × 0.100 in., for use with 15mL vial,,,,, | 27194 |  | Supelco | Thermoseal ® 隔垫 |  | ,,,for use with 15mL vial, | 16 mm , 16 mm diameter, fits 15 mL Vial , High temperature , Material , Sampling Vials, Caps, and Septa , Sampling, Storage, and Serum Bottles , Septa , Septa for Screw Cap Vials , Size , Thermoseal , Vials , 分析/色谱 |  | pkg of 100 ea,16 mm × 0.100 in.,temperature limit 260 °C,for use with screw cap, 18-400 | , |  |  | pkg of 100 ea,16 mm × 0.100 in.,temperature limit 260 °C,for use with screw cap, 18-400,for use with 15mL vial
Septa, Thermoseal ®,High temperature PTFE/silicone, diam. × thickness 18 mm × 0.060 in., for use with 22mL vial,,,,, | 27195 |  | Supelco | Thermoseal ® 隔垫 |  | ,,,for use with 22mL vial, | 18 mm , 18 mm diameter, fits 22 mL Vial , High temperature , Material , Sampling Vials, Caps, and Septa , Sampling, Storage, and Serum Bottles , Septa , Septa for Screw Cap Vials , Size , Thermoseal , Vials , 分析/色谱 |  | pkg of 100 ea,18 mm × 0.060 in.,temperature limit 260 °C,for use with screw cap, 20-400 | , |  |  | pkg of 100 ea,18 mm × 0.060 in.,temperature limit 260 °C,for use with screw cap, 20-400,for use with 22mL vial
Septa, Thermoseal ®,High temperature PTFE/silicone, diam. × thickness 20 mm × 0.060 in.,,,,, | 27540-U |  | Supelco | Thermoseal ® 隔垫 |  | ,,,for use with 20mm crimp seal, 22mm hole cap, 22mm solid cap, | 20 mm , Material , Septa , Size , Thermoseal , Vials , 分析/色谱 |  | pkg of 100 ea,20 mm × 0.060 in.,THERMOSEAL ® (PTFE/silicone),temperature limit 260 °C | , |  |  | pkg of 100 ea,20 mm × 0.060 in.,THERMOSEAL ® (PTFE/silicone),temperature limit 260 °C,for use with 20mm crimp seal, 22mm hole cap, 22mm solid cap
Septa, Thermoseal ®,High temperature PTFE/silicone, diam. × thickness 22 mm × 0.100 in., for use with 20, 40, or 60 mL vial,,,,, | 27196 |  | Supelco | Thermoseal ® 隔垫 |  | ,,,for use with 20, 40, or 60 mL vial, | 22 mm , 22 mm diameter, fits 20, 40, 60 mL Screw Thread Vials , High temperature , Material , Sampling Vials, Caps, and Septa , Sampling, Storage, and Serum Bottles , Septa , Septa for Screw Cap Vials , Size , Thermoseal , Vials , 分析/色谱 |  | pkg of 100 ea,22 mm × 0.100 in.,PTFE/silicone (high temperature),temperature limit 260 °C,for use with screw cap, 24-400 | , |  |  | 22 mm × 0.100 in.,for use with screw cap, 24-400,PTFE/silicone (high temperature),temperature limit 260 °C,pkg of 100 ea,for use with 20, 40, or 60 mL vial
Cap liner, PTFE,white PTFE, diam. 8 mm, for use with 2 mL vial - standard opening,,,,, | 507806 |  | Supelco | PTFE 瓶盖衬垫 |  | ,,,for use with 2 mL vial - standard opening, | Autosampler Vials , Chromacol Septa for 2 mL vial, 8 mm diameter , Material , PTFE liner (0.010" thick) , Screw Top Autosampler Vials, 1.5 to 4 mL , Screw Top and Shell Vials, 12 x 32 mm, 4.6 mm Opening Taking 8 mm Septa , Septa , Vials , 分析/色谱 |  | white PTFE,Oversized for better sealing ability.,PTFE liner,temp. limit 225 °C,pkg of 100 ea,8 mm | , |  |  | white PTFE,Oversized for better sealing ability.,PTFE liner,temp. limit 225 °C,8 mm,pkg of 100 ea,for use with 2 mL vial - standard opening
Cap liner, PTFE,white PTFE, diam. × thickness 13 mm × 0.010 in., for use with 4 mL vial,,,,, | 27146 |  | Supelco | PTFE 瓶盖衬垫 |  | ,,,for use with 4 mL vial, | 11 mm , 11 mm diameter, fits 4 mL Vials , 4 mL Vials (15 x 45 mm), Taking 11 mm Septa , Autosampler Vials , Material , PTFE liner , PTFE liner (0.010" thick) , Sampling Vials, Caps, and Septa , Sampling, Storage, and Serum Bottles , Screw Top Autosampler Vials, 1.5 to 4 mL , Septa , Septa for 4 mL Vials, 11 mm Diameter , Septa for Screw Cap Vials , Size , Vials , 分析/色谱 |  | for use with screw cap, 13-425,13 mm × 0.010 in.,Oversized for better sealing ability.,PTFE liner,temp. limit 225 °C,pkg of 100 ea | , |  |  | for use with screw cap, 13-425,13 mm × 0.010 in.,Oversized for better sealing ability.,PTFE liner,temp. limit 225 °C,pkg of 100 ea,for use with 4 mL vial
Cap liner, PTFE,white PTFE, diam. × thickness 15 mm × 0.010 in., for use with 7 mL vial, pkg of 100 ea,,,,, | 27157 |  | Supelco | PTFE 瓶盖衬垫 |  | ,,,for use with 7 mL vial, | 13 mm diameter, fits 7 mL Vials , 16 mm , Material , PTFE liner , PTFE liner (0.010" thick) , Sampling Vials, Caps, and Septa , Sampling, Storage, and Serum Bottles , Septa , Septa for Screw Cap Vials , Size , Vials , 分析/色谱 |  | for use with screw cap, 15-425,15 mm × 0.010 in.,Oversized for better sealing ability.,PTFE liner,temp. limit 225 °C,pkg of 100 ea | , |  |  | for use with screw cap, 15-425,15 mm × 0.010 in.,Oversized for better sealing ability.,PTFE liner,temp. limit 225 °C,pkg of 100 ea,for use with 7 mL vial
Cap liner, PTFE,white PTFE liner, diam. × thickness 18 mm × 0.010 in., for use with 15 mL vial, pkg of 100 ea,,,,, | 27168 |  | Supelco | PTFE 瓶盖衬垫 |  | ,,,for use with 15 mL vial, | 16 mm , 16 mm diameter, fits 15 mL Vial , Material , PTFE liner , PTFE liner (0.010" thick) , Sampling Vials, Caps, and Septa , Sampling, Storage, and Serum Bottles , Septa , Septa for Screw Cap Vials , Size , Vials , 分析/色谱 |  | for use with screw cap, 18-400,18 mm × 0.010 in.,Oversized for better sealing ability.,PTFE liner,temp. limit 225 °C,pkg of 100 ea | , |  |  | for use with screw cap, 18-400,18 mm × 0.010 in.,Oversized for better sealing ability.,PTFE liner,temp. limit 225 °C,pkg of 100 ea,for use with 15 mL vial
Cap liner, PTFE,white PTFE, diam. × thickness 21 mm × 0.010 in., for use with 22 mL vial, pkg of 100 ea,,,,, | 27179 |  | Supelco | PTFE 瓶盖衬垫 |  | ,,,for use with 22 mL vial, | 18 mm , 18 mm diameter, fits 22 mL Vial , Material , PTFE liner , PTFE liner (0.010" thick) , Sampling Vials, Caps, and Septa , Sampling, Storage, and Serum Bottles , Septa , Septa for Screw Cap Vials , Size , Vials , 分析/色谱 |  | for use with screw cap, 20-400,21 mm × 0.010 in.,Oversized for better sealing ability.,PTFE liner,temp. limit 225 °C,pkg of 100 ea | , |  |  | for use with screw cap, 20-400,21 mm × 0.010 in.,Oversized for better sealing ability.,PTFE liner,temp. limit 225 °C,pkg of 100 ea,for use with 22 mL vial
Septa for 12 x 32 mm standard screw-thread autosampler vials,white PTFE, diam. 8 mm, thickness 0.01 in.,,,,, | Z291684 |  | Aldrich | 用于 12×32mm 标准螺纹自动进样器样品瓶的隔垫 |  | ,,,, | 8 mm , Material , PTFE liner (0.010" thick) , Septa , Size , Vials , 分析/色谱 |  | pkg of 1000 ea,white PTFE,8 mm,0.01 in. | , |  |  | pkg of 1000 ea,white PTFE,8 mm,0.01 in.
Septa for open top caps,for cap size, 13 mm, PTFE-faced styrene-butadiene rubber,,,,, | Z106526 |  | Aldrich | 隔垫 |  | ,,,, | 13 mm , Alcan Packaging , Alcan Packaging Septa , Alcan Packaging Vials & Caps , Labware , Manufacturer Browser , Material , PTFE/styrene butadiene rubber , Septa , Size , Vials , Wheaton , Wheaton Septa , Wheaton Vials & Caps , 分析/色谱 |  | pkg of 100,PTFE-faced styrene-butadiene rubber,for cap size 13 mm | , |  |  | pkg of 100,PTFE-faced styrene-butadiene rubber,for cap size 13 mm
,silicone septa, for use with 13 mm crimp seals,,,,, | Z184934 |  | Aldrich | Septa for 13 mm Aluminum Seals |  | ,,,for use with 13 mm crimp seals, | 13 mm , Material , Septa , Silicone , Size , Vials , 分析/色谱 |  | pkg of 100 ea,silicone septa | , |  |  | pkg of 100 ea,silicone septa,for use with 13 mm crimp seals
,silicone, diam. 20 mm,,,,, | Z184942 |  | Aldrich | Septa for 20 mm crimp seals |  | ,,,for use with 20 mm crimp seals, | 20 mm , Material , Septa , Silicone , Size , Vials , 分析/色谱 |  | pkg of 100 ea,silicone,20 mm | , |  |  | pkg of 100 ea,silicone,20 mm,for use with 20 mm crimp seals
Septa for aluminum caps,PTFE/butyl rubber septa,,,,, | Z292052 |  | Aldrich | 铝盖隔垫 |  | ,,,, | 20 mm , Material , PTFE/butyl , Septa , Size , Vials , 分析/色谱 |  | pkg of 100 ea,For autosampler headspace analysis | , |  |  | pkg of 100 ea,For autosampler headspace analysis
Septum, PTFE/Butyl,PTFE/rubber (butyl (Pharma-Fix)), diam. × thickness 20 mm × 0.135 in., pkg of 100 ea,,,,, | 27201 |  | Supelco | PTFE/丁基橡胶隔垫 |  | ,,,for use with 20mm crimp seal, 22mm hole cap, 22mm solid cap, | 20 mm , Material , Pharmafix (PTFE/butyl) , Septa , Size , Vials , 分析/色谱 |  | pkg of 100 ea,20 mm × 0.135 in.,PTFE/rubber (butyl (Pharma-Fix)),Pharma-Fix septum | , |  |  | pkg of 100 ea,20 mm × 0.135 in.,PTFE/rubber (butyl (Pharma-Fix)),Pharma-Fix septum,for use with 20mm crimp seal, 22mm hole cap, 22mm solid cap
Septa, PTFE/Silicone,gray PTFE/silicone, diam. × total thickness × PTFE thickness 20 mm × 0.060 in. × 0.010 in., pkg of 100 ea,,,,, | 27541 |  | Supelco | PTFE/硅胶隔垫 |  | ,,,, | 20 mm , Material , PTFE/Silicone , Septa , Size , Vials , 分析/色谱 |  | gray PTFE/silicone,pkg of 100 ea,PTFE face,temperature limit 250 °C,20 mm × 0.060 in. × 0.010 in. | , |  |  | gray PTFE/silicone,pkg of 100 ea,PTFE face,temperature limit 250 °C,20 mm × 0.060 in. × 0.010 in.
Septa, PTFE/Silicone,blue PTFE/silicone, diam. × thickness 20 mm × 0.105 in., hardness 45 (Durometer: shore A),,,,, | 508608 |  | Supelco | PTFE/硅胶隔垫 |  | ,,,, | Material , PTFE/Silicone , Septa , Vials , 分析/色谱 |  | blue PTFE/silicone,Chromacol, 20-ST3,20 mm × 0.105 in.,PTFE face,temperature limit 250 °C,pkg of 100 ea,45 (Durometer: shore A) | , |  |  | blue PTFE/silicone,Chromacol, 20-ST3,20 mm × 0.105 in.,PTFE face,temperature limit 250 °C,pkg of 100 ea,45 (Durometer: shore A)
Septa, PTFE/Silicone,blue PTFE/silicone, diam. × thickness 20 mm × 0.045 in., hardness 30 (Durometer: shore A),,,,, | 508616 |  | Supelco | PTFE/硅胶隔垫 |  | ,,,, | Material , PTFE/Silicone , Septa , Vials , 分析/色谱 |  | blue PTFE/silicone,Chromacol, 20-ST101,20 mm × 0.045 in.,PTFE face,temperature limit 250 °C,pkg of 100 ea,30 (Durometer: shore A) | , |  |  | blue PTFE/silicone,Chromacol, 20-ST101,20 mm × 0.045 in.,PTFE face,temperature limit 250 °C,pkg of 100 ea,30 (Durometer: shore A)
Septa, PTFE/Silicone,transparent PTFE/silicone, diam. × total thickness × PTFE thickness 20 mm × 0.100 in. × 10 mil, pkg of 100 ea,,,,, | 27237-U |  | Supelco | PTFE/硅胶隔垫 |  | ,,,for use with 20 mm crimp seal, 22 mm hole cap, 22 mm solid cap, | 20 mm , Certan Vials, Mininert Valves and Storage Containers , Large amber screw top septum bottle, 120 mL , Material , PTFE/Silicone , Septa , Size , Storage Containers , Vials , 分析/色谱 |  | transparent PTFE/silicone,pkg of 100 ea,PTFE face,temperature limit 250 °C,20 mm × 0.100 in. × 10 mil | , |  |  | transparent PTFE/silicone,PTFE face,temperature limit 250 °C,pkg of 100 ea,20 mm × 0.100 in. × 10 mil,for use with 20 mm crimp seal, 22 mm hole cap, 22 mm solid cap
Septa, white PTFE/silicone,O.D. × thickness × PTFE thickness 20 mm × 0.125 mil × 5 mil, septum diam. × thickness × PTFE thickness 20 mm × 0.125 in. × 0.005 in.,,,,, | 27361 |  | Supelco | 白色 PTFE/硅胶隔垫 |  | ,,,for use with 20 mm crimp seal, 22 mm cap, | 20 mm , 22 mm diameter, fits 20, 40, 60 mL Screw Thread Vials , Material , PTFE/Silicone , Sampling Vials, Caps, and Septa , Sampling, Storage, and Serum Bottles , Septa , Septa for Screw Cap Vials , Size , Vials , 分析/色谱 |  | temp. limit 250 °C,pkg of 1 × 100 ea (27361),20 mm × 0.125 in. × 0.005 in.,white PTFE/silicone,temp. limit 250 °C,20 mm × 0.125 mil × 5 mil | , |  |  | temp. limit 250 °C,pkg of 1 × 100 ea (27361),20 mm × 0.125 in. × 0.005 in.,white PTFE/silicone,temp. limit 250 °C,20 mm × 0.125 mil × 5 mil,for use with 20 mm crimp seal, 22 mm cap
Septa, white PTFE/silicone,diam. × thickness × PTFE thickness 20 mm × 125 mil × 0.005 in., for use with 20mm crimp seal, 22 mm cap,,,,, | 27374 |  | Supelco | 白色 PTFE/硅胶隔垫 |  | ,,,for use with 20mm crimp seal, 22 mm cap, | 20 mm , 22 mm diameter, fits 20, 40, 60 mL Screw Thread Vials , Material , PTFE/Silicone , Sampling Vials, Caps, and Septa , Sampling, Storage, and Serum Bottles , Septa , Septa for Screw Cap Vials , Size , Vials , 分析/色谱 |  | temp. limit 250 °C,pkg of 1 × 1000 ea (27374),white PTFE/silicone,20 mm × 125 mil × 0.005 in.,temp. limit 250 °C | , |  |  | temp. limit 250 °C,20 mm × 125 mil × 0.005 in.,white PTFE/silicone,temp. limit 250 °C,pkg of 1 × 1000 ea (27374),for use with 20mm crimp seal, 22 mm cap
Septa, PTFE/red rubber,PTFE/red rubber, diam. × thickness 9 mm × 1.0 mm,,,,, | 29038-U |  | Supelco | PTFE/红色橡胶隔垫 |  | ,,,for use with 9 mm threaded vial, | 9 mm septa , Autosampler Vials , R.A.M. 9 mm Autosampler Vials , Screw top vials (12 x 32 mm) with 9 mm thread , Septa , Septa for 9mm caps , Size , Vials , 分析/色谱 |  | PTFE/red rubber,pkg of 100 ea,PTFE septum face,9 mm × 1.0 mm,temperature limit 120 °C | , |  |  | PTFE/red rubber,9 mm × 1.0 mm,PTFE septum face,temperature limit 120 °C,pkg of 100 ea,for use with 9 mm threaded vial
Septa, PTFE/silicone/PTFE,red PTFE/silicone/red PTFE, diam. × thickness 9 mm × 1.0 mm,,,,, | 29041-U |  | Supelco | PTFE/硅胶/PTFE 隔垫 |  | ,,,for use with 9mm threaded vial, | 9 mm septa , Autosampler Vials , R.A.M. 9 mm Autosampler Vials , Screw top vials (12 x 32 mm) with 9 mm thread , Septa , Septa for 9mm caps , Size , Vials , 分析/色谱 |  | pkg of 100 pkg,pkg of 100 ea,red PTFE/silicone/red PTFE,9 mm × 1.0 mm,septum type Double-faced PTFE/silicone | , |  |  | pkg of 100 pkg,9 mm × 1.0 mm,red PTFE/silicone/red PTFE,septum type Double-faced PTFE/silicone,pkg of 100 ea,for use with 9mm threaded vial
Septa, red PTFE/Silicone,red PTFE/silicone, diam. × thickness 9 mm × 1.0 mm,,,,, | 29039-U |  | Supelco | 红色 PTFE/硅胶隔垫 |  | ,,,for use with 2mL vial with 9mm thread, | 9 mm septa , Autosampler Vials , R.A.M. 9 mm Autosampler Vials , Screw top vials (12 x 32 mm) with 9 mm thread , Septa , Septa for 9mm caps , Size , Vials , 分析/色谱 |  | pkg of 100 ea,9 mm × 1.0 mm,red PTFE/silicone,temp. limit 250 °C | , |  |  | pkg of 100 ea,9 mm × 1.0 mm,red PTFE/silicone,temp. limit 250 °C,for use with 2mL vial with 9mm thread
PTFE/Silicone with slit,red PTFE/silicone (with slit), diam. × thickness 10 mm × 0.040 in.,,,,, | 27280-U |  | Supelco | 带切口的 PTFE/硅胶 |  | ,,,for use with screw top vial, 2 mL, 6.0 mm I.D., 10/425 thread, | 10 mm , 2 mL Screw Top Vials (12 x 32 mm), Large Opening (6 mm) Taking 10 mm Septa , Autosampler Vials , Material , PTFE/silicone with slit , Sampling Vials, Caps, and Septa , Sampling, Storage, and Serum Bottles , Screw Top Autosampler Vials, 1.5 to 4 mL , Septa , Septa for Screw Cap Vials , Septa, 10 mm, for 2 mL Large Opening Vials , Size , Vials , 分析/色谱 |  | PTFE/silicone with slit,pkg of 1 × 1000 ea (27280-U),red PTFE/silicone (with slit),10 mm × 0.040 in.,temp. limit 250 °C | , |  |  | PTFE/silicone with slit,10 mm × 0.040 in.,red PTFE/silicone (with slit),temp. limit 250 °C,pkg of 1 × 1000 ea (27280-U),for use with screw top vial, 2 mL, 6.0 mm I.D., 10/425 thread
Septa, 20mm Chlorobutyl Rubber/PTFE, 52 Durometer, pk 100,PTFE/rubber (chlorobutyl), diam. × thickness 20 mm × 0.150 in., hardness 52 (Durometer: shore A),,,,, | 508578 |  | Supelco | 20mm 氯丁基橡胶/PTFE 隔垫，52 硬度计，一包 100 个 |  | ,,,, | 11 mm , Septa , Size , Vials , 分析/色谱 |  | pkg of 100 ea,Chromacol, 20-CBT3B,PTFE/rubber (chlorobutyl),20 mm × 0.150 in.,52 (Durometer: shore A) | , |  |  | pkg of 100 ea,Chromacol, 20-CBT3B,PTFE/rubber (chlorobutyl),20 mm × 0.150 in.,52 (Durometer: shore A)
Crimp seal with PTFE/butyl septum (Pharma-Fix),aluminum seal, diam. × thickness 20 mm × 3.0 mm, PTFE-faced butyl, open center,,,,, | SU860084 |  | Supelco | 带 PTFE/丁基橡胶隔垫的钳口密封盖 (Pharma-Fix) |  | ,,,for use with 20mm crimp seal, 22mm hole cap, 22mm solid cap, | 20 mm , Septa , Size , Vials , 分析/色谱 |  | aluminum seal,20 mm × 3.0 mm,Pharma-Fix septum,PTFE-faced butyl,open center,pkg of 100 ea,50 (Durometer: shore A) | , |  |  | aluminum seal,20 mm × 3.0 mm,Pharma-Fix septum,PTFE-faced butyl,open center,pkg of 100 ea,for use with 20mm crimp seal, 22mm hole cap, 22mm solid cap,50 (Durometer: shore A)
,tan PTFE/silicone septa, size × total thickness × PTFE thickness 20 mm × 0.130 in. × 0.005 in., for use with tear-off seals,,,,, | Z114111 |  | Aldrich | Septa for 20 mm crimp seals |  | ,,,, | 20 mm , Alcan Packaging , Alcan Packaging Vials & Caps , Labware , Manufacturer Browser , Septa , Size , Vials , Wheaton , Wheaton Closed-Top Seals , Wheaton Vials & Caps , Wheaton closed-top seals , 分析/色谱 |  | tan PTFE/silicone septa,20 mm × 0.130 in. × 0.005 in. | , |  |  | tan PTFE/silicone septa,20 mm × 0.130 in. × 0.005 in.
Amber storage bottles,size size 30 mL, amber glass, O.D. × H 32 mm × 80 mm, thread 20-400, PTFE/silicone septum, black phenolic hole cap, pkg of 12 ea,,,,, | 23228 |  | Supelco | 棕色储存瓶 |  | ,,,, | Assembled bottle kit , Certan Vials, Mininert Valves and Storage Containers , Large amber screw top septum bottle, 30 mL , Storage Containers , Vials , 分析/色谱 |  | black phenolic hole cap,32 mm × 80 mm,PTFE/silicone septum,pre-assembled,18 mm × 125 mil × 2 mil,pkg of 12 ea,thread 20-400,30 mL | , |  |  | black phenolic hole cap,32 mm × 80 mm,PTFE/silicone septum,pre-assembled,18 mm × 125 mil × 2 mil,pkg of 12 ea,thread 20-400,30 mL
Amber storage bottles,size 30 mL, amber glass, O.D. × H 32 mm × 80 mm, thread 20-400, pkg of 12 ea,,,,, | 23232 |  | Supelco | 棕色储存瓶 |  | ,,,, | Bottle only , Certan Vials, Mininert Valves and Storage Containers , Large amber screw top septum bottle, 30 mL , Storage Containers , Vials , 分析/色谱 |  | pkg of 12 ea,32 mm × 80 mm,amber glass,thread 20-400,30 mL | , |  |  | pkg of 12 ea,32 mm × 80 mm,amber glass,thread 20-400,30 mL
Screw cap,black phenolic (with polyseal liner), pkg of 144 ea, thread 20-400,,,,, | 23238 |  | Supelco | 螺纹盖 |  | ,,,for use with 30 mL (32 × 80 mm) ~ For Bottle (Volume and Dimensions): 60 mL (38 × 95 mm), | Certan Vials, Mininert Valves and Storage Containers , Large amber screw top septum bottle, 30 mL , Large amber screw top septum bottle, 60 mL , Screw caps , Storage Containers , Vials , 分析/色谱 |  | pkg of 144 ea,thread 20-400,black phenolic (with polyseal liner) | , |  |  | pkg of 144 ea,thread 20-400,black phenolic (with polyseal liner),for use with 30 mL (32 × 80 mm) ~ For Bottle (Volume and Dimensions): 60 mL (38 × 95 mm)
Septa, PTFE/Silicone,tan PTFE/silicone septum, septum diam. × total thickness × PTFE thickness 18 mm × 0.060 in. × 2 mil, pkg of 144 ea,,,,, | 23242-U |  | Supelco | PTFE/硅胶隔垫 |  | ,,,for use with 30 mL (32 × 80 mm) ~ For Bottle (Volume and Dimensions): 60 mL (38 × 95 mm), | Certan Vials, Mininert Valves and Storage Containers , Large amber screw top septum bottle, 30 mL , Large amber screw top septum bottle, 60 mL , Septa , Storage Containers , Vials , 分析/色谱 |  | for use with products with 20/400 thread,pkg of 144 ea,PTFE face,temperature limit 250 °C,18 mm × 0.060 in. × 2 mil | , |  |  | for use with products with 20/400 thread,PTFE face,temperature limit 250 °C,18 mm × 0.060 in. × 2 mil,pkg of 144 ea,for use with 30 mL (32 × 80 mm) ~ For Bottle (Volume and Dimensions): 60 mL (38 × 95 mm)
Amber storage bottles,size 60 mL, amber glass, O.D. × H 38 mm × 95 mm, thread 20-400, PTFE/silicone septum, black phenolic hole cap, pkg of 12 ea,,,,, | 23229 |  | Supelco | 棕色储存瓶 |  | ,,,, | Assembled bottle kit , Certan Vials, Mininert Valves and Storage Containers , Large amber screw top septum bottle, 60 mL , Storage Containers , Vials , 分析/色谱 |  | black phenolic hole cap,38 mm × 95 mm,PTFE septum face,pre-assembled,pkg of 12 ea,thread 20-400,60 mL | , |  |  | black phenolic hole cap,38 mm × 95 mm,PTFE septum face,pre-assembled,pkg of 12 ea,thread 20-400,60 mL
Amber storage bottles,size 60 mL, amber glass, O.D. × H 38 mm × 95 mm, thread 20-400, pkg of 12 ea,,,,, | 23233 |  | Supelco | 棕色储存瓶 |  | ,,,, | Bottle only , Certan Vials, Mininert Valves and Storage Containers , Large amber screw top septum bottle, 60 mL , Storage Containers , Vials , 分析/色谱 |  | pkg of 12 ea,38 mm × 95 mm,amber glass,thread 20-400,60 mL | , |  |  | pkg of 12 ea,38 mm × 95 mm,amber glass,thread 20-400,60 mL
Amber storage bottles,size 120 mL, amber glass, O.D. × H 49 mm × 114 mm, thread 22-400, PTFE/silicone septum, black phenolic hole cap, pkg of 12 ea,,,,, | 23230-U |  | Supelco | 棕色储存瓶 |  | ,,,, | Assembled bottle kit , Certan Vials, Mininert Valves and Storage Containers , Large amber screw top septum bottle, 120 mL , Storage Containers , Vials , 分析/色谱 |  | black phenolic hole cap,49 mm × 114 mm,PTFE septum face,pre-assembled,pkg of 12 ea,thread 22-400,120 mL | , |  |  | black phenolic hole cap,49 mm × 114 mm,PTFE septum face,pre-assembled,pkg of 12 ea,thread 22-400,120 mL
Amber storage bottles,size 120 mL, amber glass, O.D. × H 49 mm × 114 mm, thread 22-400, bottle only, pkg of 12 ea,,,,, | 23234 |  | Supelco | 棕色储存瓶 |  | ,,,, | Bottle only , Certan Vials, Mininert Valves and Storage Containers , Large amber screw top septum bottle, 120 mL , Storage Containers , Vials , 分析/色谱 |  | pkg of 12 ea,49 mm × 114 mm,amber glass,thread 22-400,120 mL | , |  |  | pkg of 12 ea,49 mm × 114 mm,amber glass,thread 22-400,120 mL
Screw cap,black phenolic solid cap (with polyseal liner), thread 22-400, pkg of 144 ea,,,,, | 23240-U |  | Supelco | 螺纹盖 |  | ,,,for use with 120 mL (49 × 114 mm), | Certan Vials, Mininert Valves and Storage Containers , Large amber screw top septum bottle, 120 mL , Screw caps , Storage Containers , Vials , 分析/色谱 |  | pkg of 144 ea,thread 22-400,black phenolic solid cap (with polyseal liner) | , |  |  | pkg of 144 ea,thread 22-400,black phenolic solid cap (with polyseal liner),for use with 120 mL (49 × 114 mm)
Amber storage bottles,size 240 mL, amber glass, O.D. × H 61 mm × 143 mm, thread 24-400, PTFE/silicone septum, black phenolic hole cap, pkg of 12 ea,,,,, | 23231 |  | Supelco | 棕色储存瓶 |  | ,,,, | Assembled bottle kit , Certan Vials, Mininert Valves and Storage Containers , Large amber screw top septum bottle, 240 mL , Storage Containers , Vials , 分析/色谱 |  | black phenolic hole cap,61 mm × 143 mm,PTFE septum face,pre-assembled,22 mm × 100 mil × 1 mil,pkg of 12 ea,thread 24-400,240 mL | , |  |  | black phenolic hole cap,61 mm × 143 mm,PTFE septum face,pre-assembled,22 mm × 100 mil × 1 mil,pkg of 12 ea,thread 24-400,240 mL
Amber storage bottles,size 240 mL, amber glass, O.D. × H 61 mm × 143 mm, thread 24-400, pkg of 12 ea,,,,, | 23235 |  | Supelco | 棕色储存瓶 |  | ,,,, | Bottle only , Certan Vials, Mininert Valves and Storage Containers , Large amber screw top septum bottle, 240 mL , Storage Containers , Vials , 分析/色谱 |  | pkg of 12 ea,61 mm × 143 mm,amber glass,thread 24-400,240 mL | , |  |  | pkg of 12 ea,61 mm × 143 mm,amber glass,thread 24-400,240 mL
Screw cap, phenolic, with open center,black phenolic (no septum), thread 24-400,,,,, | 23237 |  | Supelco | 中心开孔酚醛树脂螺纹瓶盖 |  | ,,,for use with 240 mL (61 × 143 mm), | Certan Vials, Mininert Valves and Storage Containers , Large amber screw top septum bottle, 240 mL , Screw cap , Storage Containers , Vials , 分析/色谱 |  | temp. limit 149 °C,pkg of 144 ea,thread 24-400,black phenolic (no septum),autoclavable | , |  |  | temp. limit 149 °C,black phenolic (no septum),autoclavable,pkg of 144 ea,thread 24-400,for use with 240 mL (61 × 143 mm)
Septa, PTFE/Silicone,PTFE/silicone, septum diam. × thickness 22 mm × 0.100 in., pkg of 144 ea,,,,, | 23245-U |  | Supelco | PTFE/硅胶隔垫 |  | ,,,for use with 240 mL (61 × 143 mm), | Certan Vials, Mininert Valves and Storage Containers , Large amber screw top septum bottle, 240 mL , Septa , Storage Containers , Vials , 分析/色谱 |  | silicone body,pkg of 144 ea,PTFE face,temperature limit 250 °C,22 mm × 0.100 in. | , |  |  | silicone body,PTFE face,temperature limit 250 °C,pkg of 144 ea,22 mm × 0.100 in.,for use with 240 mL (61 × 143 mm)
Crimpers,Hand crimper, for use with 8mm seals, pkg of 1 ea,,,,, | 33272-U |  | Supelco | 压接钳 |  | ,,,for use with 8mm seals, | Crimpers and Decappers , Hand crimper , Vial Accessories , Vials , 分析/色谱 |  | pkg of 1 ea,hand crimper | , |  |  | pkg of 1 ea,hand crimper,for use with 8mm seals
Crimpers,Hand crimper, for use with 13mm seals, pkg of 1 ea,,,,, | 33279-U |  | Supelco | 压接钳 |  | ,,,for use with 13mm seals, | Crimpers and Decappers , Hand crimper , Vial Accessories , Vials , 分析/色谱 |  | pkg of 1 ea | , |  |  | pkg of 1 ea,for use with 13mm seals
Crimpers,Hand crimper, for use with 20mm seals, pkg of 1 ea,,,,, | 33280-U |  | Supelco | 压接钳 |  | ,,,for use with 20mm seals, | Biodiesel , Biodiesel: Testing for Methanol Contamination , Biofuels Manufacturing and Testing , Crimpers and Decappers , Gas Syringes and Headspace Vials , Hand crimper , Headspace Vials , Vial Accessories , Vials , 分析/色谱 , 应用 |  | pkg of 1 ea | , |  |  | pkg of 1 ea,for use with 20mm seals
,volume 2 mL, amber glass, PTFE/red rubber aluminum seal, O.D. × H × I.D. 12 mm × 32 mm × 6.0 mm, pkg of 100 ea,,,,, | 27241 |  | Supelco | Crimp top vial convenience kit with PTFE/red rubber septa |  | ,,,, | 11 mm crimp top convenience kits , Autosampler Vials , Crimp Top Vials, 12 x 32 mm , Crimp top , Crimp top vials , Crimp top, 12 x 32 mm, convenience kits, large opening , Crimp vials with PTFE/rubber seals , Vial Type , Vials , 分析/色谱 |  | silver aluminum seal,11 mm,12 mm × 32 mm × 6.0 mm,2 mL,PTFE/red rubber aluminum seal,pkg of 100 ea | , |  |  | silver aluminum seal,11 mm,12 mm × 32 mm × 6.0 mm,2 mL,PTFE/red rubber aluminum seal,pkg of 100 ea
,volume 2 mL, amber glass, PTFE/red rubber aluminum seal, vial O.D. × H × I.D. 12 mm × 32 mm × 6.0 mm,,,,, | 27242-U |  | Supelco | Crimp top vial convenience kit with PTFE/red rubber septa |  | ,,,, | 11 mm crimp top convenience kits , Autosampler Vials , Crimp Top Vials, 12 x 32 mm , Crimp top , Crimp top vials , Crimp top, 12 x 32 mm, convenience kits, large opening , Crimp vials with PTFE/rubber seals , Vial Type , Vials , 分析/色谱 |  | silver aluminum seal,11 mm,Convenience pack,PTFE/red rubber aluminum seal,2 mL,for 11 mm crimp,12 mm × 32 mm × 6.0 mm | , |  |  | silver aluminum seal,11 mm,Convenience pack,PTFE/red rubber aluminum seal,2 mL,for 11 mm crimp,12 mm × 32 mm × 6.0 mm
Autosampler vials 12 x 32mm standard opening,amber glass vial, O.D. × H × I.D. 12 mm × 32 mm × 4.6 mm, for for 11mm crimp,,,,, | Z291587 |  | Aldrich | 自动进样器样品瓶，12×32mm 标准口 |  | ,,,, | 11 mm crimp seal , Autosampler Vials , Crimp Top Vials, 12 x 32 mm , Crimp Top Vials, Standard Opening, 12 x 32 mm , Crimp top , Crimp top vials , Glass vials , Vial Type , Vials , 分析/色谱 |  | 12 mm × 32 mm × 4.6 mm,pkg of 100,12 mm × 32 mm × 4.6 mm,12 mm,amber glass,2 mL,for for 11mm crimp | , |  |  | 12 mm × 32 mm × 4.6 mm,pkg of 100,12 mm × 32 mm × 4.6 mm,12 mm,amber glass,2 mL,for for 11mm crimp
LOVial ® large opening autosampler vials, 12 × 32mm,clear glass vial, LOVial, large opening, (6 mm), O.D. × H × I.D. 12 mm × 32 mm × 6.0 mm,,,,, | Z291749 |  | Aldrich | LOVial ® 广口自动进样器样品瓶 12×32mm |  | ,,,, | 11 mm crimp seal , Autosampler Vials , Crimp Top Vials, 12 x 32 mm , Crimp Top Vials, Large Opening, 12 x 32 mm , Crimp top , Crimp top vials , Crimp top vials, 2 mL , Vial Type , Vials , 分析/色谱 |  | 12 mm × 32 mm × 6.0 mm,pkg of 100 ea,12 mm × 32 mm × 6.0 mm,clear glass,large opening, (6 mm),1.5 mL,for 11 mm crimp | , |  |  | 12 mm × 32 mm × 6.0 mm,pkg of 100 ea,12 mm × 32 mm × 6.0 mm,clear glass,large opening, (6 mm),1.5 mL,for 11 mm crimp
Vials, 2 mL crimp top, amber glass, 12 x 32 mm,amber glass, vial type, standard opening,,,,, | 27070-U |  | Supelco | 2mL 12×32mm 棕色玻璃钳口样品瓶 |  | ,,,, | 11 mm crimp seal , Autosampler Vials , Crimp Top Vials, 12 x 32 mm , Crimp Top Vials, Standard Opening, 12 x 32 mm , Crimp top , Crimp top vials , Glass vials , Vial Type , Vials , 分析/色谱 |  | 2 mL,pkg of 1 × 100 ea (27070-U),12 mm × 32 mm × 4.6 mm,amber glass,vial type standard opening,2 mL,for 11 mm crimp | , |  |  | 2 mL,pkg of 1 × 100 ea (27070-U),12 mm × 32 mm × 4.6 mm,amber glass,vial type standard opening,2 mL,for 11 mm crimp
Vials, 2 mL crimp top, amber glass, 12 x 32 mm,amber glass, vial type, standard opening,,,,, | 27071-U |  | Supelco | 2mL 12×32mm 棕色玻璃钳口样品瓶 |  | ,,,, | 11 mm crimp seal , Autosampler Vials , Crimp Top Vials, 12 x 32 mm , Crimp Top Vials, Standard Opening, 12 x 32 mm , Crimp top , Crimp top vials , Glass vials , Vial Type , Vials , 分析/色谱 |  | 2 mL,pkg of 1 × 1000 ea (27071-U),12 mm × 32 mm × 4.6 mm,amber glass,vial type standard opening,2 mL,for 11 mm crimp | , |  |  | 2 mL,pkg of 1 × 1000 ea (27071-U),12 mm × 32 mm × 4.6 mm,amber glass,vial type standard opening,2 mL,for 11 mm crimp
Vials, crimp top,volume 0.1 mL, plastic (with glass inner cone), vial type, conical, Snap Ring/Crimp top, for 11 mm crimp,,,,, | 27074-U |  | Supelco | 钳口盖样品瓶 |  | ,,,, | 11 mm crimp seal , Autosampler Vials , Crimp Top Vials, 12 x 32 mm , Crimp Top Vials, Standard Opening, 12 x 32 mm , Crimp top , Crimp top vials , Plastic with glass inner cone , Vial Type , Vials , 分析/色谱 |  | pkg of 100 ea,12 mm × 32 mm × 4.6 mm,plastic (with glass inner cone),vial type conical,0.1 mL,for 11 mm crimp | , |  |  | pkg of 100 ea,12 mm × 32 mm × 4.6 mm,plastic (with glass inner cone),vial type conical,0.1 mL,for 11 mm crimp
Vials, crimp top,volume 0.9 mL, conical bottom, O.D. × H × I.D. 10 mm × 32 mm × 6.0 mm,,,,, | 27333 |  | Supelco | 钳口盖样品瓶 |  | ,,,, | 11 mm crimp seal , Autosampler Vials , Crimp Top Vials, 12 x 32 mm , Crimp Top Vials, Standard Opening, 12 x 32 mm , Crimp top , Crimp top vials , Vial Type , Vial with conical bottom , Vials , 分析/色谱 |  | pkg of 125 ea,10 mm × 32 mm × 6.0 mm,clear glass,conical bottom,0.9 mL,for 11 mm crimp | , |  |  | pkg of 125 ea,10 mm × 32 mm × 6.0 mm,clear glass,conical bottom,0.9 mL,for 11 mm crimp
Clear 1 Piece Crimp Vial with 0.3mL Insert, 12x32, pk 100,volume 300 μL, O.D. × H × I.D. 12 mm × 32 mm × 6.0 mm, clear glass (with insert), vial type, crimp top,,,,, | 508675 |  | Supelco | 透明钳口样品瓶，带 0.3mL 内衬管，12×32，一包 100 个 |  | ,,,, | 11mm crimp seal with fused-in insert , Autosampler Vials , Crimp Top Vials, 12 x 32 mm , Crimp Top Vials, Large Opening, 12 x 32 mm , Crimp top , Crimp top vials , Crimp top vials, 0.3 mL , Vial Type , Vials , 分析/色谱 |  | vial type crimp top,Chromacol, 03-FIV,12 mm × 32 mm × 6.0 mm,clear glass (with insert),one-piece design,pkg of 100 ea,300 μL,for 11 mm crimp | , |  |  | vial type crimp top,Chromacol, 03-FIV,12 mm × 32 mm × 6.0 mm,clear glass (with insert),one-piece design,pkg of 100 ea,300 μL,for 11 mm crimp
ABC Vial ™ , 0.3 mL LVI ™,clear glass, PTFE liner (no septum), clear polypropylene cap, thread 9 mm,,,,, | 27567-U |  | Supelco | 带 0.3mL 小体积内衬管的 ABC Vial ™ |  | ,,,, | ABC Autosampler Vials , ABC Vial, 0.3 mL LVI , ABC Vials (9 mm thread) , Autosampler Vials , LVI Vial Kits (0.3 mL) , Screw top vials (12 x 32 mm) with 9 mm thread , Threaded , Vial Type , Vials , 分析/色谱 |  | clear polypropylene cap,pkg of 100 ea,12 mm × 32 mm × 6 mm,PTFE liner (no septum),300 μL,thread 9 mm | , |  |  | clear polypropylene cap,pkg of 100 ea,12 mm × 32 mm × 6 mm,PTFE liner (no septum),300 μL,thread 9 mm
ABC Vial ™ , 0.3 mL LVI ™,clear glass, PTFE/red rubber septum, clear polypropylene cap, thread 9 mm,,,,, | 27564-U |  | Supelco | 带 0.3mL 小体积内衬管的 ABC Vial ™ |  | ,,,, | ABC Autosampler Vials , ABC Vial, 0.3 mL LVI , ABC Vials (9 mm thread) , Autosampler Vials , LVI Vial Kits (0.3 mL) , Screw top vials (12 x 32 mm) with 9 mm thread , Threaded , Vial Type , Vials , 分析/色谱 |  | clear polypropylene cap,pkg of 100 ea,12 mm × 32 mm × 6 mm,PTFE/red rubber septum,300 μL,thread 9 mm | , |  |  | clear polypropylene cap,pkg of 100 ea,12 mm × 32 mm × 6 mm,PTFE/red rubber septum,300 μL,thread 9 mm
ABC Vial ™ , 0.3 mL LVI ™,clear glass, natural PTFE/silicone septum, clear polypropylene cap, thread 9 mm,,,,, | 27565-U |  | Supelco | 带 0.3mL 小体积内衬管的 ABC Vial ™ |  | ,,,, | ABC Autosampler Vials , ABC Vial, 0.3 mL LVI , ABC Vials (9 mm thread) , Autosampler Vials , LVI Vial Kits (0.3 mL) , Screw top vials (12 x 32 mm) with 9 mm thread , Threaded , Vial Type , Vials , 分析/色谱 |  | natural PTFE/silicone septum,pkg of 100 ea,12 mm × 32 mm × 6 mm,clear glass,300 μL,thread 9 mm | , |  |  | natural PTFE/silicone septum,pkg of 100 ea,12 mm × 32 mm × 6 mm,clear glass,300 μL,thread 9 mm
ABC Vial ™ , preassembled, 9 mm thread,amber glass (with marking spot), PTFE/rubber septum,,,,, | 27497-U |  | Supelco | 预组装的 ABC Vial ™ |  | ,,,, | ABC Autosampler Vials , ABC Vial Kits, Large Opening, Pre-Assembled , ABC Vials (9 mm thread) , ABC Vials, PTFE/rubber septum , Autosampler Vials , Preassembled Kits , Screw top vials (12 x 32 mm) with 9 mm thread , Threaded , Vial Type , Vials , 分析/色谱 |  | clear polypropylene hole cap,pkg of 1 × 100 ea (27497-U),12 mm × 32 mm × 6.0 mm,12 mm × 32 mm × 6 mm,PTFE/rubber septum,large opening, (6 mm),2 mL,9 mm | , |  |  | clear polypropylene hole cap,pkg of 1 × 100 ea (27497-U),12 mm × 32 mm × 6.0 mm,12 mm × 32 mm × 6 mm,PTFE/rubber septum,large opening, (6 mm),2 mL,9 mm
ABC Vial ™ , preassembled, 9 mm thread,amber glass (with marking spot), PTFE/silicone/PTFE septum, pkg of 100 ea,,,,, | 27498 |  | Supelco | 预组装的 ABC Vial ™ |  | ,,,, | ABC Autosampler Vials , ABC Vial Kits, Large Opening, Pre-Assembled , ABC Vials (9 mm thread) , ABC Vials, PTFE/silicone/PTFE septum , Autosampler Vials , Preassembled Kits , Screw top vials (12 x 32 mm) with 9 mm thread , Threaded , Vial Type , Vials , 分析/色谱 |  | clear polypropylene hole cap,pkg of 100 ea,12 mm × 32 mm × 6.0 mm,12 mm × 32 mm × 6 mm,PTFE/silicone/PTFE septum,large opening, (6 mm),2 mL,9 mm | , |  |  | clear polypropylene hole cap,pkg of 100 ea,12 mm × 32 mm × 6.0 mm,12 mm × 32 mm × 6 mm,PTFE/silicone/PTFE septum,large opening, (6 mm),2 mL,9 mm
ABC Vial ™ , preassembled, 9 mm thread,amber glass (with marking spot), PTFE/red rubber septum, pkg of 1000 ea,,,,, | 27551 |  | Supelco | 预组装的 ABC Vial ™ |  | ,,,, | ABC Autosampler Vials , ABC Vial Kits, Large Opening, Pre-Assembled , ABC Vials (9 mm thread) , ABC Vials, PTFE/rubber septum , Autosampler Vials , Preassembled Kits , Screw top vials (12 x 32 mm) with 9 mm thread , Threaded , Vial Type , Vials , 分析/色谱 |  | clear polypropylene hole cap,pkg of 1000 ea,12 mm × 32 mm × 6 mm,PTFE/red rubber septum,large opening, (6 mm),2 mL,9 mm | , |  |  | clear polypropylene hole cap,pkg of 1000 ea,12 mm × 32 mm × 6 mm,PTFE/red rubber septum,large opening, (6 mm),2 mL,9 mm
ABC Vial ™ , preassembled, 9 mm thread,amber glass, PTFE/rubber septum, pkg of 100 ea,,,,, | 27494 |  | Supelco | 预组装的 ABC Vial ™ |  | ,,,, | ABC Autosampler Vials , ABC Vial Kits, Large Opening, Pre-Assembled , ABC Vials (9 mm thread) , ABC Vials, PTFE/rubber septum , Autosampler Vials , Preassembled Kits , Screw top vials (12 x 32 mm) with 9 mm thread , Threaded , Vial Type , Vials , 分析/色谱 |  | clear polypropylene hole cap,pkg of 100 ea,12 mm × 32 mm × 6.0 mm,12 mm × 32 mm × 6 mm,PTFE/rubber septum,large opening, (6 mm),2 mL,9 mm | , |  |  | clear polypropylene hole cap,pkg of 100 ea,12 mm × 32 mm × 6.0 mm,12 mm × 32 mm × 6 mm,PTFE/rubber septum,large opening, (6 mm),2 mL,9 mm
ABC Vial ™ , preassembled, 9 mm thread,amber glass, PTFE/silicone/PTFE septum, pkg of 100 ea,,,,, | 27495 |  | Supelco | 预组装的 ABC Vial ™ |  | ,,,, | ABC Autosampler Vials , ABC Vial Kits, Large Opening, Pre-Assembled , ABC Vials (9 mm thread) , ABC Vials, PTFE/silicone/PTFE septum , Autosampler Vials , Preassembled Kits , Screw top vials (12 x 32 mm) with 9 mm thread , Threaded , Vial Type , Vials , 分析/色谱 |  | clear polypropylene hole cap,pkg of 100 ea,12 mm × 32 mm × 6.0 mm,12 mm × 32 mm × 6 mm,PTFE/silicone/PTFE septum,large opening, (6 mm),2 mL,9 mm | , |  |  | clear polypropylene hole cap,pkg of 100 ea,12 mm × 32 mm × 6.0 mm,12 mm × 32 mm × 6 mm,PTFE/silicone/PTFE septum,large opening, (6 mm),2 mL,9 mm
ABC Vial ™ , preassembled, 9 mm thread,clear glass (with marking spot), PTFE/silicone/PTFE septum,,,,, | 27492-U |  | Supelco | 预组装的 ABC Vial ™ |  | ,,,, | ABC Autosampler Vials , ABC Vial Kits, Large Opening, Pre-Assembled , ABC Vials (9 mm thread) , ABC Vials, PTFE/silicone/PTFE septum , Autosampler Vials , Preassembled Kits , Screw top vials (12 x 32 mm) with 9 mm thread , Threaded , Vial Type , Vials , 分析/色谱 |  | clear polypropylene hole cap,pkg of 1 × 100 ea (27492-U),12 mm × 32 mm × 6.0 mm,12 mm × 32 mm × 6 mm,PTFE/silicone/PTFE septum,large opening, (6 mm),2 mL,9 mm | , |  |  | clear polypropylene hole cap,pkg of 1 × 100 ea (27492-U),12 mm × 32 mm × 6.0 mm,12 mm × 32 mm × 6 mm,PTFE/silicone/PTFE septum,large opening, (6 mm),2 mL,9 mm
ABC Vial ™ , preassembled, 9 mm thread,clear glass (with marking spot), PTFE/silicone/PTFE septum, pkg of 1000 ea,,,,, | 27552 |  | Supelco | 预组装的 ABC Vial ™ |  | ,,,, | ABC Autosampler Vials , ABC Vial Kits, Large Opening, Pre-Assembled , ABC Vials (9 mm thread) , ABC Vials, PTFE/silicone/PTFE septum , Autosampler Vials , Preassembled Kits , Screw top vials (12 x 32 mm) with 9 mm thread , Threaded , Vial Type , Vials , 分析/色谱 |  | clear polypropylene hole cap,pkg of 1000 ea,12 mm × 32 mm × 6 mm,PTFE/silicone/PTFE septum,large opening, (6 mm),2 mL,9 mm | , |  |  | clear polypropylene hole cap,pkg of 1000 ea,12 mm × 32 mm × 6 mm,PTFE/silicone/PTFE septum,large opening, (6 mm),2 mL,9 mm
ABC Vial ™ , preassembled, 9 mm thread,clear glass, PTFE/rubber septum,,,,, | 27488-U |  | Supelco | 预组装的 ABC Vial ™ |  | ,,,, | ABC Autosampler Vials , ABC Vial Kits, Large Opening, Pre-Assembled , ABC Vials (9 mm thread) , ABC Vials, PTFE/rubber septum , Autosampler Vials , Preassembled Kits , Screw top vials (12 x 32 mm) with 9 mm thread , Threaded , Vial Type , Vials , 分析/色谱 |  | clear polypropylene hole cap,pkg of 1 × 100 ea (27488-U),12 mm × 32 mm × 6.0 mm,12 mm × 32 mm × 6 mm,PTFE/rubber septum,large opening, (6 mm),2 mL,9 mm | , |  |  | clear polypropylene hole cap,pkg of 1 × 100 ea (27488-U),12 mm × 32 mm × 6.0 mm,12 mm × 32 mm × 6 mm,PTFE/rubber septum,large opening, (6 mm),2 mL,9 mm
ABC Vial ™ , preassembled, 9 mm thread,clear glass, PTFE/rubber septum,,,,, | 27544-U |  | Supelco | 预组装的 ABC Vial ™ |  | ,,,, | ABC Autosampler Vials , ABC Vial Kits, Large Opening, Pre-Assembled , ABC Vials (9 mm thread) , ABC Vials, PTFE/rubber septum , Autosampler Vials , Preassembled Kits , Screw top vials (12 x 32 mm) with 9 mm thread , Threaded , Vial Type , Vials , 分析/色谱 |  | clear polypropylene hole cap,pkg of 1 × 1000 ea (27544-U),12 mm × 32 mm × 6.0 mm,12 mm × 32 mm × 6 mm,PTFE/rubber septum,large opening, (6 mm),2 mL,9 mm | , |  |  | clear polypropylene hole cap,pkg of 1 × 1000 ea (27544-U),12 mm × 32 mm × 6.0 mm,12 mm × 32 mm × 6 mm,PTFE/rubber septum,large opening, (6 mm),2 mL,9 mm
ABC Vial ™ , preassembled, 9 mm thread,clear glass, PTFE/silicone/PTFE septum,,,,, | 27546-U |  | Supelco | 预组装的 ABC Vial ™ |  | ,,,, | ABC Autosampler Vials , ABC Vial Kits, Large Opening, Pre-Assembled , ABC Vials (9 mm thread) , ABC Vials, PTFE/silicone/PTFE septum , Autosampler Vials , Preassembled Kits , Screw top vials (12 x 32 mm) with 9 mm thread , Threaded , Vial Type , Vials , 分析/色谱 |  | clear polypropylene hole cap,pkg of 1 × 1000 ea (27546-U),12 mm × 32 mm × 6.0 mm,12 mm × 32 mm × 6 mm,PTFE/silicone/PTFE septum,large opening, (6 mm),2 mL,9 mm | , |  |  | clear polypropylene hole cap,pkg of 1 × 1000 ea (27546-U),12 mm × 32 mm × 6.0 mm,12 mm × 32 mm × 6 mm,PTFE/silicone/PTFE septum,large opening, (6 mm),2 mL,9 mm
ABC Vial ™ , preassembled, 9 mm thread,clear glass, PTFE/silicone/PTFE septum, pkg of 100 ea,,,,, | 27489 |  | Supelco | 预组装的 ABC Vial ™ |  | ,,,, | ABC Autosampler Vials , ABC Vial Kits, Large Opening, Pre-Assembled , ABC Vials (9 mm thread) , ABC Vials, PTFE/silicone/PTFE septum , Autosampler Vials , Preassembled Kits , Screw top vials (12 x 32 mm) with 9 mm thread , Threaded , Vial Type , Vials , 分析/色谱 |  | clear polypropylene hole cap,pkg of 100 ea,12 mm × 32 mm × 6 mm,PTFE/silicone/PTFE septum,large opening, (6 mm),2 mL,9 mm | , |  |  | clear polypropylene hole cap,pkg of 100 ea,12 mm × 32 mm × 6 mm,PTFE/silicone/PTFE septum,large opening, (6 mm),2 mL,9 mm
ABC Vial ™ , preassembled, 9 mm thread,clear glass (with marking spot), PTFE/red rubber septum,,,,, | 27491-U |  | Supelco | 预组装的 ABC Vial ™ |  | ,,,, | ABC Autosampler Vials , ABC Vial Kits, Large Opening, Pre-Assembled , ABC Vials (9 mm thread) , ABC Vials, PTFE/rubber septum , Autosampler Vials , Preassembled Kits , Screw top vials (12 x 32 mm) with 9 mm thread , Threaded , Vial Type , Vials , 分析/色谱 |  | 9 mm,pkg of 1 × 100 ea (27491-U),12 mm × 32 mm × 6.0 mm,12 mm × 32 mm × 6 mm,PTFE/red rubber septum,large opening, (6 mm),2 mL,thread 9 mm | , |  |  | 9 mm,pkg of 1 × 100 ea (27491-U),12 mm × 32 mm × 6.0 mm,12 mm × 32 mm × 6 mm,PTFE/red rubber septum,large opening, (6 mm),2 mL,thread 9 mm
ABC Vial ™ , 2 mL (vial only),amber glass (with marking spot), pkg of 100 ea,,,,, | 27332 |  | Supelco | ABC Vial ™ （仅样品瓶） |  | ,,,, | ABC Autosampler Vials , ABC Vial , ABC Vials (9 mm thread) , Autosampler Vials , Screw top vials (12 x 32 mm) with 9 mm thread , Threaded , Vial Type , Vial only , Vials , 分析/色谱 |  | pkg of 100 ea,12 mm × 32 mm × 6.0 mm,amber glass (with marking spot),large opening, (6 mm),2 mL,9 mm | , |  |  | pkg of 100 ea,12 mm × 32 mm × 6.0 mm,amber glass (with marking spot),large opening, (6 mm),2 mL,9 mm
ABC Vial ™ , 2 mL (vial only),amber glass (with marking spot), pkg of 1000 ea,,,,, | 27557 |  | Supelco | ABC Vial ™ （仅样品瓶） |  | ,,,, | ABC Autosampler Vials , ABC Vial , ABC Vials (9 mm thread) , Autosampler Vials , Screw top vials (12 x 32 mm) with 9 mm thread , Threaded , Vial Type , Vial only , Vials , 分析/色谱 |  | pkg of 1000 ea,12 mm × 32 mm × 6.0 mm,amber glass (with marking spot),large opening, (6 mm),2 mL,9 mm | , |  |  | pkg of 1000 ea,12 mm × 32 mm × 6.0 mm,amber glass (with marking spot),large opening, (6 mm),2 mL,9 mm
ABC Vial ™ , 2 mL (vial only),amber glass, pkg of 100 ea,,,,, | 27331 |  | Supelco | ABC Vial ™ （仅样品瓶） |  | ,,,, | ABC Autosampler Vials , ABC Vial , ABC Vials (9 mm thread) , Autosampler Vials , Screw top vials (12 x 32 mm) with 9 mm thread , Threaded , Vial Type , Vial only , Vials , 分析/色谱 |  | pkg of 100 ea,12 mm × 32 mm × 6.0 mm,amber glass,large opening, (6 mm),2 mL,9 mm | , |  |  | pkg of 100 ea,12 mm × 32 mm × 6.0 mm,amber glass,large opening, (6 mm),2 mL,9 mm
ABC Vial ™ , 2 mL (vial only),amber glass, pkg of 1000 ea,,,,, | 27555-U |  | Supelco | ABC Vial ™ （仅样品瓶） |  | ,,,, | ABC Autosampler Vials , ABC Vial , ABC Vials (9 mm thread) , Autosampler Vials , Screw top vials (12 x 32 mm) with 9 mm thread , Threaded , Vial Type , Vial only , Vials , 分析/色谱 |  | pkg of 1000 ea,12 mm × 32 mm × 6.0 mm,amber glass,large opening, (6 mm),2 mL,9 mm | , |  |  | pkg of 1000 ea,12 mm × 32 mm × 6.0 mm,amber glass,large opening, (6 mm),2 mL,9 mm
ABC Vial ™ , 2 mL (vial only),clear glass (with marking spot), pkg of 100 ea,,,,, | 27330 |  | Supelco | ABC Vial ™ （仅样品瓶） |  | ,,,, | ABC Autosampler Vials , ABC Vial , ABC Vials (9 mm thread) , Autosampler Vials , Screw top vials (12 x 32 mm) with 9 mm thread , Threaded , Vial Type , Vial only , Vials , 分析/色谱 |  | pkg of 100 ea,12 mm × 32 mm × 6.0 mm,clear glass (with marking spot),large opening, (6 mm),2 mL,9 mm | , |  |  | pkg of 100 ea,12 mm × 32 mm × 6.0 mm,clear glass (with marking spot),large opening, (6 mm),2 mL,9 mm
ABC Vial ™ , 2 mL (vial only),clear glass (with marking spot), pkg of 1000 ea,,,,, | 27556 |  | Supelco | ABC Vial ™ （仅样品瓶） |  | ,,,, | ABC Autosampler Vials , ABC Vial , ABC Vials (9 mm thread) , Autosampler Vials , Screw top vials (12 x 32 mm) with 9 mm thread , Threaded , Vial Type , Vial only , Vials , 分析/色谱 |  | pkg of 1000 ea,12 mm × 32 mm × 6.0 mm,clear glass (with marking spot),large opening, (6 mm),2 mL,9 mm | , |  |  | pkg of 1000 ea,12 mm × 32 mm × 6.0 mm,clear glass (with marking spot),large opening, (6 mm),2 mL,9 mm
ABC Vial ™ , 2 mL (vial only),clear glass, pkg of 100 ea,,,,, | 27329 |  | Supelco | ABC Vial ™ （仅样品瓶） |  | ,,,, | ABC Autosampler Vials , ABC Vial , ABC Vials (9 mm thread) , Autosampler Vials , Screw top vials (12 x 32 mm) with 9 mm thread , Short Thread Vials (9 mm thread) , Threaded , Vial Type , Vial only , Vials , 分析/色谱 |  | pkg of 100 ea,12 mm × 32 mm × 6.0 mm,clear glass,large opening, (6 mm),2 mL,9 mm | , |  |  | pkg of 100 ea,12 mm × 32 mm × 6.0 mm,clear glass,large opening, (6 mm),2 mL,9 mm
ABC Vial ™ , 2 mL (vial only),clear glass, pkg of 1000 ea,,,,, | 27554 |  | Supelco | ABC Vial ™ （仅样品瓶） |  | ,,,, | ABC Autosampler Vials , ABC Vial , ABC Vials (9 mm thread) , Autosampler Vials , Screw top vials (12 x 32 mm) with 9 mm thread , Short Thread Vials (9 mm thread) , Threaded , Vial Type , Vial only , Vials , 分析/色谱 |  | pkg of 1000 ea,12 mm × 32 mm × 6.0 mm,clear glass,large opening, (6 mm),2 mL,9 mm | , |  |  | pkg of 1000 ea,12 mm × 32 mm × 6.0 mm,clear glass,large opening, (6 mm),2 mL,9 mm
Vials, screw top, R.A.M. ™ (9 mm thread), large opening, 12 x 32 mm,volume size 0.1 mL, TPX ® polymethylpentene (clear plastic), with molded conical insert,,,,, | 29017-U |  | Supelco | 12×32mm R.A.M. ™ （9mm 螺纹）广口螺纹口样品瓶 |  | ,,,, | Autosampler Vials , R.A.M. 9 mm Autosampler Vials , R.A.M. Vials (9 mm thread) , R.A.M. Vials, plastic (TPX or Polypropylene) , Screw top vials (12 x 32 mm) with 9 mm thread , Threaded , Vial Type , Vials , 分析/色谱 |  | 12 mm × 32 mm × 6.0 mm,TPX ® polymethylpentene (clear plastic),large opening, (6 mm),pkg of 100 ea,0.1 mL,9 mm | , |  |  | 12 mm × 32 mm × 6.0 mm,TPX ® polymethylpentene (clear plastic),large opening, (6 mm),pkg of 100 ea,0.1 mL,9 mm
12 × 32 mm standard screw-thread autosampler vials,size 2 mL, clear glass vial (standard opening), 8-425,,,,, | Z291633 |  | Aldrich | 12×32mm 标准螺纹自动进样器样品瓶 |  | ,,,, | 2 mL Screw Top Vials, Standard Opening 4.6 mm , Autosampler Vials , Clear glass, 12 x 32 mm , Screw Thread Autosampler Vials (1.5-2 mL), standard opening , Screw Top Autosampler Vials, 1.5 to 4 mL , Screw Top and Shell Vials, 12 x 32 mm, 4.6 mm Opening Taking 8 mm Septa , Threaded , Vial Type , Vials , 分析/色谱 |  | pkg of 100 ea,12 mm × 32 mm × 4.6 mm,clear glass vial (standard opening),2 mL,8-425,2 mL | , |  |  | pkg of 100 ea,12 mm × 32 mm × 4.6 mm,clear glass vial (standard opening),2 mL,8-425,2 mL
12 × 32 mm standard screw-thread autosampler vials,size 2 mL, amber glass vial (standard opening), thread 8-425,,,,, | Z291641 |  | Aldrich | 12×32mm 标准螺纹自动进样器样品瓶 |  | ,,,, | 2 mL Screw Top Vials, Standard Opening 4.6 mm , Amber glass, 12 x 32 mm , Autosampler Vials , Screw Thread Autosampler Vials (1.5-2 mL), standard opening , Screw Top Autosampler Vials, 1.5 to 4 mL , Screw Top and Shell Vials, 12 x 32 mm, 4.6 mm Opening Taking 8 mm Septa , Threaded , Vial Type , Vials , 分析/色谱 |  | pkg of 100 ea,12 mm × 32 mm × 4.6 mm,amber glass vial (standard opening),2 mL,thread 8-425,2 mL | , |  |  | pkg of 100 ea,12 mm × 32 mm × 4.6 mm,amber glass vial (standard opening),2 mL,thread 8-425,2 mL
12 x 32 mm standard autosampler vials with cap and septa, 8-425 thread,pre-assembled convenience pack, clear glass,,,,, | Z291706 |  | Aldrich | 带瓶盖和隔垫的 12×32mm 标准自动进样器样品瓶，具有 8-425 螺纹 |  | ,,,, | 2 mL Screw Top Vials, Standard Opening 4.6 mm , Autosampler Vials , Convenience kits, standard opening , Screw Thread Autosampler Vials (1.5-2 mL), standard opening , Screw Top Autosampler Vials, 1.5 to 4 mL , Screw Top and Shell Vials, 12 x 32 mm, 4.6 mm Opening Taking 8 mm Septa , Threaded , Vial Type , Vials , 分析/色谱 |  | clear glass,pkg of 100 ea,12 mm × 32 mm × 4.6 mm,PTFE/silicone septa,2 mL,8-425 | , |  |  | clear glass,pkg of 100 ea,12 mm × 32 mm × 4.6 mm,PTFE/silicone septa,2 mL,8-425
Snap Seal ™ vial, 4 mL,clear glass, O.D. × H × I.D. 15 mm × 45 mm × 8 mm,,,,, | 27440-U |  | Supelco | Snap Seal™ 样品瓶，4mL |  | ,,,, | Autosampler Vials , Snap Ring Vials , Snap Ring vials, 2 mL (12 x 32 mm) , Snap Seal Vials , Snap Top , Snap top vials, glass , Vial Type , Vials , 分析/色谱 |  | pkg of 100 ea,15 mm × 45 mm × 8 mm,clear glass,Snap Seal,4 mL,for 13 mm Snap Cap/Crimp seal | , |  |  | pkg of 100 ea,15 mm × 45 mm × 8 mm,clear glass,Snap Seal,4 mL,for 13 mm Snap Cap/Crimp seal
Snap Ring polypropylene autosampler microvial,size 0.75 mL, polypropylene, pkg of 1000 ea,,,,, | 27254 |  | Supelco | 自动进样器卡口聚丙烯微量样品瓶 |  | ,,,, | Autosampler Vials , Microvials , Snap Ring Vials , Snap Ring vials, 2 mL (12 x 32 mm) , Snap Top , Vial Type , Vials , 分析/色谱 |  | pkg of 1000 ea,polypropylene,large opening, (6 mm),0.75 mL | , |  |  | pkg of 1000 ea,polypropylene,large opening, (6 mm),0.75 mL
Snap Ring vial, 2 mL, 12 x 32 mm, large opening (6.0 mm),size 2 mL, amber glass (with graduated marking spot), pkg of 1000 ea,,,,, | 27252 |  | Supelco | 2mL 卡口样品瓶，12mm×32mm，广口 (6.0mm) |  | ,,,, | Autosampler Vials , Snap Ring Vials , Snap Ring vials, 2 mL (12 x 32 mm) , Snap Top , Snap top vials, glass , Vial Type , Vials , 分析/色谱 |  | pkg of 1000 ea,amber glass (with graduated marking spot),12 mm × 32 mm × 6 mm,large opening, (6 mm),2 mL | , |  |  | pkg of 1000 ea,amber glass (with graduated marking spot),12 mm × 32 mm × 6 mm,large opening, (6 mm),2 mL
Snap Ring vial, 2 mL, 12 x 32 mm, large opening (6.0 mm),size 2 mL, amber glass, pkg of 2000 ea,,,,, | 24753 |  | Supelco | 2mL 卡口样品瓶，12mm×32mm，广口 (6.0mm) |  | ,,,, | Autosampler Vials , Snap Ring Vials , Snap Ring vials, 2 mL (12 x 32 mm) , Snap Top , Snap top vials, glass , Vial Type , Vials , 分析/色谱 |  | pkg of 2000 ea,amber glass,12 mm × 32 mm × 6 mm,large opening, (6 mm),2 mL | , |  |  | pkg of 2000 ea,amber glass,12 mm × 32 mm × 6 mm,large opening, (6 mm),2 mL
Snap Ring vial, 2 mL, 12 x 32 mm, large opening (6.0 mm),volume 2 mL, clear glass (with marking spot),,,,, | 27250-U |  | Supelco | 2mL 卡口样品瓶，12mm×32mm，广口 (6.0mm) |  | ,,,, | Autosampler Vials , Snap Ring Vials , Snap Ring vials, 2 mL (12 x 32 mm) , Snap Top , Snap top vials, glass , Vial Type , Vials , 分析/色谱 |  | pkg of 1 × 1000 ea,12 mm × 32 mm × 6.0 mm,clear glass (with marking spot),large opening, (6 mm),2 mL,1, 3, & 6 mL for 11 mm | , |  |  | pkg of 1 × 1000 ea,12 mm × 32 mm × 6.0 mm,clear glass (with marking spot),large opening, (6 mm),2 mL,1, 3, & 6 mL for 11 mm
PA DEP UST Standard,2000 μg/mL in methanol, analytical standard,,,,, | 44686-U |  | Supelco | PA DEP UST 标准品 |  | ,,,, | Analytical Standards , Chromatography , EPA , Gasoline, Diesel, & Petroleum , Method and Regulation Specific , State Specific Petroleum Standards , Substance classes , U.S. State Specific , UST/GRO/DRO , 分析/色谱 |  | analytical standard,certificate of analysis is enclosed in each package.,2000 μg/mL in methanol,standard type calibration,ampule of 1 mL | , |  |  | analytical standard,certificate of analysis is enclosed in each package.,2000 μg/mL in methanol,standard type calibration,ampule of 1 mL
,analytical standard,C,,,MFCD01317366, | 80317 | 64315-36-2 | Fluka | Acetaminophen-( ring -d 4 ) |  | ≥97.0% (HPLC),,,−20°C, | APIs (Active Pharmaceutical Ingredients) & Metabolites , Analytical Standards , Chromatography , Drugs & Metabolites , Drugs, Pharma, API , Forensic and Veterinary Standards , Isotope labeled APIs & Metabolites , Labelled , Pharmaceutical Standards , 分析/色谱 |  | analytical standard,limited shelf life, expiry date on the label | , |  |  | analytical standard,−20°C,limited shelf life, expiry date on the label,≥97.0% (HPLC)
,analytical standard,C,,,MFCD09752106, | 69011 | 921943-73-9 | Fluka | Acetylsalicylic acid-( methyl -d 3 ) |  | ≥95.0% (HPLC),,,2-8°C, | APIs (Active Pharmaceutical Ingredients) & Metabolites , Analytical Standards , Chromatography , Drugs & Metabolites , Drugs, Pharma, API , Forensic and Veterinary Standards , Isotope labeled APIs & Metabolites , Labelled , Pharmaceutical Standards , 分析/色谱 |  | analytical standard,limited shelf life, expiry date on the label | , |  |  | analytical standard,2-8°C,limited shelf life, expiry date on the label,≥95.0% (HPLC)
,analytical standard,C,,,, | 41561 | 265989-43-3 | Fluka | Atorvastatin-( anilide ring -d 5 ) calcium salt |  | ≥95.0% (HPLC),,,2-8°C, | APIs (Active Pharmaceutical Ingredients) & Metabolites , Analytical Standards , Chromatography , Drugs & Metabolites , Drugs, Pharma, API , Forensic and Veterinary Standards , Isotope labeled APIs & Metabolites , Labelled , Pharmaceutical Standards , 分析/色谱 |  | analytical standard,limited shelf life, expiry date on the label | , |  |  | analytical standard,2-8°C,limited shelf life, expiry date on the label,≥95.0% (HPLC)
,analytical standard,C,,,MFCD27665509, | 51754 | 1538624-35-9 | Fluka | Carbamazepine- 2,3,4,6,7,8,10,11- d 8 |  | ≥98.5% (HPLC),,,2-8°C, | APIs (Active Pharmaceutical Ingredients) & Metabolites , Analytical Standards , Chromatography , Drugs & Metabolites , Drugs, Pharma, API , Forensic and Veterinary Standards , Isotope labeled APIs & Metabolites , Labelled , Pharmaceutical Standards , 分析/色谱 |  | analytical standard,limited shelf life, expiry date on the label | , |  |  | analytical standard,2-8°C,limited shelf life, expiry date on the label,≥98.5% (HPLC)
Dopamine-1,1,2,2-d 4 hydrochloride,analytical standard,C,,,MFCD01317352, | 73483 | 203633-19-6 | Fluka | 多巴胺-1,1,2,2-d 4 盐酸盐 |  | ≥98.5% (HPLC),,,−20°C, | APIs (Active Pharmaceutical Ingredients) & Metabolites , Analytical Standards , Chromatography , Drugs & Metabolites , Drugs, Pharma, API , Forensic and Veterinary Standards , Isotope labeled APIs & Metabolites , Labelled , Pharmaceutical Standards , 分析/色谱 |  | analytical standard,limited shelf life, expiry date on the label,M+4 | , |  |  | ≥98.5% (HPLC),analytical standard,M+4,−20°C,248-250 °C(lit.),limited shelf life, expiry date on the label
,analytical standard,C,,,MFCD06658757, | 56602 | 1124197-58-5 | Fluka | Fluconazole-( dimethylene -d 4 ) |  | ≥97.0% (HPLC),,,2-8°C, | APIs (Active Pharmaceutical Ingredients) & Metabolites , Analytical Standards , Chromatography , Drugs & Metabolites , Drugs, Pharma, API , Forensic and Veterinary Standards , Isotope labeled APIs & Metabolites , Labelled , Pharmaceutical Standards , 分析/色谱 |  | analytical standard,limited shelf life, expiry date on the label | , |  |  | analytical standard,2-8°C,limited shelf life, expiry date on the label,≥97.0% (HPLC)
,analytical standard,13,,,MFCD27665511, | 94491 | 1261396-79-5 | Fluka | Hydrochlorothiazide- 4a,5,6,7,8,8a- 13 C 6 |  | ≥96.0% (HPLC),,,, | APIs (Active Pharmaceutical Ingredients) & Metabolites , Analytical Standards , Chromatography , Drugs & Metabolites , Drugs, Pharma, API , Forensic and Veterinary Standards , Isotope labeled APIs & Metabolites , Labelled , Pharmaceutical Standards , 分析/色谱 |  | analytical standard,limited shelf life, expiry date on the label | , |  |  | analytical standard,limited shelf life, expiry date on the label,≥96.0% (HPLC)
,analytical standard,13,,,MFCD19705000, | 39776 | 1261394-40-4 | Fluka | Ibuprofen-( methyl - 13 C,d 3 ) |  | ≥95.0% (HPLC),,,2-8°C, | APIs (Active Pharmaceutical Ingredients) & Metabolites , Analytical Standards , Chromatography , Drugs & Metabolites , Drugs, Pharma, API , Forensic and Veterinary Standards , Isotope labeled APIs & Metabolites , Labelled , Pharmaceutical Standards , 分析/色谱 |  | analytical standard,limited shelf life, expiry date on the label | , |  |  | analytical standard,2-8°C,limited shelf life, expiry date on the label,≥95.0% (HPLC)
,VETRANAL ™ , analytical standard,C,,,MFCD28118926, | 32386 | 1073254-49-5 | Fluka | (±)-Ketamine-( methyl -d 3 ) hydrochloride |  | ,,,2-8°C, | APIs (Active Pharmaceutical Ingredients) & Metabolites , Alphabetical Index of Analytical Standards , Analytical Standards , Chromatography , Drugs & Metabolites , Drugs, Pharma, API , Forensic and Veterinary Standards , Isotope labeled APIs & Metabolites , K , Labelled , Pharmaceutical Standards , 分析/色谱 |  | VETRANAL ™ , analytical standard | , |  |  | VETRANAL ™ , analytical standard,2-8°C
,analytical standard,13,,,MFCD15071267, | 53196 | 1261398-33-7 | Fluka | Levofloxacin-( N-methyl - 13 C,d 3 ) |  | ≥98.0% (HPLC),,,2-8°C, | APIs (Active Pharmaceutical Ingredients) & Metabolites , Analytical Standards , Chromatography , Drugs & Metabolites , Drugs, Pharma, API , Forensic and Veterinary Standards , Isotope labeled APIs & Metabolites , Labelled , Pharmaceutical Standards , 分析/色谱 |  | analytical standard,limited shelf life, expiry date on the label | , |  |  | analytical standard,2-8°C,limited shelf life, expiry date on the label,≥98.0% (HPLC)
,analytical standard,13,,,MFCD27665512, | 96694 |  | Fluka | Methotrexate-( methyl - 13 C,d 3 ) |  | ≥95.0% (HPLC),,,2-8°C, | APIs (Active Pharmaceutical Ingredients) & Metabolites , Analytical Standards , Chromatography , Drugs & Metabolites , Drugs, Pharma, API , Forensic and Veterinary Standards , Isotope labeled APIs & Metabolites , Labelled , Pharmaceutical Standards , 分析/色谱 |  | analytical standard,limited shelf life, expiry date on the label | , |  |  | analytical standard,2-8°C,limited shelf life, expiry date on the label,≥95.0% (HPLC)
,analytical standard,C,,,MFCD27665017, | 51505 | 1261397-74-3 | Fluka | Metronidazole-( ethylene -d 4 ) hydrochloride |  | ≥98.5% (HPLC),,,, | APIs (Active Pharmaceutical Ingredients) & Metabolites , Analytical Standards , Chromatography , Drugs & Metabolites , Drugs, Pharma, API , Forensic and Veterinary Standards , Isotope labeled APIs & Metabolites , Labelled , Pharmaceutical Standards , 分析/色谱 |  | analytical standard,limited shelf life, expiry date on the label | , |  |  | analytical standard,limited shelf life, expiry date on the label,≥98.5% (HPLC)
,analytical standard,13,,,, | 04322 | 1261395-28-1 | Fluka | Omeprazole-( 5-methoxy - 13 C,d 3 ) |  | ≥98.0% (HPLC),,,−20°C, | APIs (Active Pharmaceutical Ingredients) & Metabolites , Analytical Standards , Chromatography , Drugs & Metabolites , Drugs, Pharma, API , Forensic and Veterinary Standards , Isotope labeled APIs & Metabolites , Labelled , Pharmaceutical Standards , 分析/色谱 |  | analytical standard,limited shelf life, expiry date on the label | , |  |  | analytical standard,−20°C,limited shelf life, expiry date on the label,≥98.0% (HPLC)
,analytical standard,C,,,MFCD08063616, | 55598 | 1217858-50-8 | Fluka | ( R )-Phenylephrine-( methyl -d 3 ) hydrochloride |  | ≥96.0% (HPLC),,,2-8°C, | APIs (Active Pharmaceutical Ingredients) & Metabolites , Analytical Standards , Chromatography , Drugs & Metabolites , Drugs, Pharma, API , Forensic and Veterinary Standards , Isotope labeled APIs & Metabolites , Labelled , Pharmaceutical Standards , 分析/色谱 |  | analytical standard,limited shelf life, expiry date on the label | , |  |  | analytical standard,2-8°C,limited shelf life, expiry date on the label,≥96.0% (HPLC)
,analytical standard,2-(HO),,,MFCD20257120, | 43825 | 1189678-81-6 | Fluka | Salicylic acid ( phenyl - 13 C 6 ) |  | ≥97.5% (HPLC),,,2-8°C, | APIs (Active Pharmaceutical Ingredients) & Metabolites , Analytical Standards , Chromatography , Drugs & Metabolites , Drugs, Pharma, API , Forensic and Veterinary Standards , Isotope labeled APIs & Metabolites , Labelled , Pharmaceutical Standards , 分析/色谱 |  | analytical standard,limited shelf life, expiry date on the label,M+6 | , |  |  | ≥97.5% (HPLC),analytical standard,M+6,2-8°C,158-161 °C(lit.),limited shelf life, expiry date on the label
,analytical standard,13,,,, | 91306 |  | Fluka | Theophylline-( dimethyl - 13 C 2 ,d 6 ) |  | ≥98.5% (HPLC),,,2-8°C, | APIs (Active Pharmaceutical Ingredients) & Metabolites , Analytical Standards , Chromatography , Drugs & Metabolites , Drugs, Pharma, API , Forensic and Veterinary Standards , Isotope labeled APIs & Metabolites , Labelled , Pharmaceutical Standards , 分析/色谱 |  | analytical standard,limited shelf life, expiry date on the label | , |  |  | analytical standard,2-8°C,limited shelf life, expiry date on the label,≥98.5% (HPLC)
Kromasil ® C8 HPLC Column,5 μm particle size, pore size 300 Å, L × I.D. 100 mm × 2.1 mm,,,,, | K08670773 |  | Supelco | Kromasil ® C8 高效液相色谱柱 | 32110501 | ,,,, | 5 micron , C8 HPLC Columns , HPLC , HPLC Columns, by Phase , Kromasil 300 Å C8 HPLC columns , Wide Pore C8 columns for large molecules , 分析/色谱 |  | available only in USA, Canada and Puerto Rico,Kromasil, KR300-5-C8-2.1X100,HPLC: suitable,C8 (octyl) phase,300 Å,100 mm × 2.1 mm,Reversed phase,available only in USA, Canada and Puerto Rico,5 μm | , |  |  | available only in USA, Canada and Puerto Rico,Kromasil, KR300-5-C8-2.1X100,HPLC: suitable,C8 (octyl) phase,300 Å,100 mm × 2.1 mm,Reversed phase,available only in USA, Canada and Puerto Rico,5 μm
Kromasil ® C8 HPLC Column,5 μm particle size, pore size 300 Å, L × I.D. 100 mm × 3 mm,,,,, | K08670769 |  | Supelco | Kromasil ® C8 高效液相色谱柱 | 32110501 | ,,,, | 5 micron , C8 HPLC Columns , HPLC , HPLC Columns, by Phase , Kromasil 300 Å C8 HPLC columns , Wide Pore C8 columns for large molecules , 分析/色谱 |  | available only in USA, Canada and Puerto Rico,Kromasil, KR300-5-C8-3.0X100,HPLC: suitable,C8 (octyl) phase,300 Å,100 mm × 3 mm,Reversed phase,available only in USA, Canada and Puerto Rico,5 μm | , |  |  | available only in USA, Canada and Puerto Rico,Kromasil, KR300-5-C8-3.0X100,HPLC: suitable,C8 (octyl) phase,300 Å,100 mm × 3 mm,Reversed phase,available only in USA, Canada and Puerto Rico,5 μm
Kromasil ® C8 HPLC Column,5 μm particle size, pore size 300 Å, L × I.D. 100 mm × 4.6 mm,,,,, | K08670777 |  | Supelco | Kromasil ® C8 高效液相色谱柱 | 32110501 | ,,,, | 5 micron , C8 HPLC Columns , HPLC , HPLC Columns, by Phase , Kromasil 300 Å C8 HPLC columns , Wide Pore C8 columns for large molecules , 分析/色谱 |  | available only in USA, Canada and Puerto Rico,Kromasil, KR300-5-C8-4.6X100,HPLC: suitable,C8 (octyl) phase,300 Å,100 mm × 4.6 mm,Reversed phase,available only in USA, Canada and Puerto Rico,5 μm | , |  |  | available only in USA, Canada and Puerto Rico,Kromasil, KR300-5-C8-4.6X100,HPLC: suitable,C8 (octyl) phase,300 Å,100 mm × 4.6 mm,Reversed phase,available only in USA, Canada and Puerto Rico,5 μm
Kromasil ® C8 HPLC Column,5 μm particle size, pore size 300 Å, L × I.D. 150 mm × 2.1 mm,,,,, | K08670774 |  | Supelco | Kromasil ® C8 高效液相色谱柱 | 32110501 | ,,,, | 5 micron , C8 HPLC Columns , HPLC , HPLC Columns, by Phase , Kromasil 300 Å C8 HPLC columns , Wide Pore C8 columns for large molecules , 分析/色谱 |  | available only in USA, Canada and Puerto Rico,Kromasil, KR300-5-C8-2.1X150,HPLC: suitable,C8 (octyl) phase,300 Å,150 mm × 2.1 mm,Reversed phase,available only in USA, Canada and Puerto Rico,5 μm | , |  |  | available only in USA, Canada and Puerto Rico,Kromasil, KR300-5-C8-2.1X150,HPLC: suitable,C8 (octyl) phase,300 Å,150 mm × 2.1 mm,Reversed phase,available only in USA, Canada and Puerto Rico,5 μm
Kromasil ® C8 HPLC Column,5 μm particle size, pore size 300 Å, L × I.D. 150 mm × 3 mm,,,,, | K08670770 |  | Supelco | Kromasil ® C8 高效液相色谱柱 | 32110501 | ,,,, | 5 micron , C8 HPLC Columns , HPLC , HPLC Columns, by Phase , Kromasil 300 Å C8 HPLC columns , Wide Pore C8 columns for large molecules , 分析/色谱 |  | available only in USA, Canada and Puerto Rico,Kromasil, KR300-5-C8-3.0X150,HPLC: suitable,C8 (octyl) phase,300 Å,150 mm × 3 mm,Reversed phase,available only in USA, Canada and Puerto Rico,5 μm | , |  |  | available only in USA, Canada and Puerto Rico,Kromasil, KR300-5-C8-3.0X150,HPLC: suitable,C8 (octyl) phase,300 Å,150 mm × 3 mm,Reversed phase,available only in USA, Canada and Puerto Rico,5 μm
Kromasil ® C8 HPLC Column,5 μm particle size, pore size 300 Å, L × I.D. 150 mm × 4.6 mm,,,,, | K08670778 |  | Supelco | Kromasil ® C8 高效液相色谱柱 | 32110501 | ,,,, | 5 micron , C8 HPLC Columns , HPLC , HPLC Columns, by Phase , Kromasil 300 Å C8 HPLC columns , Wide Pore C8 columns for large molecules , 分析/色谱 |  | available only in USA, Canada and Puerto Rico,Kromasil, KR300-5-C8-4.6X150,HPLC: suitable,C8 (octyl) phase,300 Å,150 mm × 4.6 mm,Reversed phase,available only in USA, Canada and Puerto Rico,5 μm | , |  |  | available only in USA, Canada and Puerto Rico,Kromasil, KR300-5-C8-4.6X150,HPLC: suitable,C8 (octyl) phase,300 Å,150 mm × 4.6 mm,Reversed phase,available only in USA, Canada and Puerto Rico,5 μm
Kromasil ® C8 HPLC Column,5 μm particle size, pore size 300 Å, L × I.D. 250 mm × 10 mm,,,,, | K08670772 |  | Supelco | Kromasil ® C8 高效液相色谱柱 | 32110501 | ,,,, | 5 micron , C8 HPLC Columns , HPLC , HPLC Columns, by Phase , Kromasil 300 Å C8 HPLC columns , Wide Pore C8 columns for large molecules , 分析/色谱 |  | available only in USA, Canada and Puerto Rico,Kromasil, KR300-5-C8-10X250,HPLC: suitable,C8 (octyl) phase,300 Å,250 mm × 10 mm,Reversed phase,available only in USA, Canada and Puerto Rico,5 μm | , |  |  | available only in USA, Canada and Puerto Rico,Kromasil, KR300-5-C8-10X250,HPLC: suitable,C8 (octyl) phase,300 Å,250 mm × 10 mm,Reversed phase,available only in USA, Canada and Puerto Rico,5 μm
Kromasil ® C8 HPLC Column,5 μm particle size, pore size 300 Å, L × I.D. 250 mm × 21.2 mm,,,,, | K08670776 |  | Supelco | Kromasil ® C8 高效液相色谱柱 | 32110501 | ,,,, | 5 micron , C8 HPLC Columns , HPLC , HPLC Columns, by Phase , Kromasil 300 Å C8 HPLC columns , Wide Pore C8 columns for large molecules , 分析/色谱 |  | available only in USA, Canada and Puerto Rico,Kromasil, KR300-5-C8-21.2X250,HPLC: suitable,C8 (octyl) phase,300 Å,250 mm × 21.2 mm,Reversed phase,available only in USA, Canada and Puerto Rico,5 μm | , |  |  | available only in USA, Canada and Puerto Rico,Kromasil, KR300-5-C8-21.2X250,HPLC: suitable,C8 (octyl) phase,300 Å,250 mm × 21.2 mm,Reversed phase,available only in USA, Canada and Puerto Rico,5 μm
Kromasil ® C8 HPLC Column,5 μm particle size, pore size 300 Å, L × I.D. 250 mm × 4.6 mm,,,,, | K08670779 |  | Supelco | Kromasil ® C8 高效液相色谱柱 | 32110501 | ,,,, | 5 micron , C8 HPLC Columns , HPLC , HPLC Columns, by Phase , Kromasil 300 Å C8 HPLC columns , Wide Pore C8 columns for large molecules , 分析/色谱 |  | available only in USA, Canada and Puerto Rico,Kromasil, KR300-5-C8-4.6X250,HPLC: suitable,C8 (octyl) phase,300 Å,250 mm × 4.6 mm,Reversed phase,available only in USA, Canada and Puerto Rico,5 μm | , |  |  | available only in USA, Canada and Puerto Rico,Kromasil, KR300-5-C8-4.6X250,HPLC: suitable,C8 (octyl) phase,300 Å,250 mm × 4.6 mm,Reversed phase,available only in USA, Canada and Puerto Rico,5 μm
Kromasil ® C8 HPLC Column,5 μm particle size, pore size 300 Å, L × I.D. 50 mm × 3 mm,,,,, | K08670771 |  | Supelco | Kromasil ® C8 高效液相色谱柱 | 32110501 | ,,,, | 5 micron , C8 HPLC Columns , HPLC , HPLC Columns, by Phase , Kromasil 300 Å C8 HPLC columns , Wide Pore C8 columns for large molecules , 分析/色谱 |  | available only in USA, Canada and Puerto Rico,Kromasil, KR300-5-C8-3.0X50,HPLC: suitable,C8 (octyl) phase,300 Å,50 mm × 3 mm,Reversed phase,available only in USA, Canada and Puerto Rico,5 μm | , |  |  | available only in USA, Canada and Puerto Rico,Kromasil, KR300-5-C8-3.0X50,HPLC: suitable,C8 (octyl) phase,300 Å,50 mm × 3 mm,Reversed phase,available only in USA, Canada and Puerto Rico,5 μm
Kromasil ® C8 HPLC Column,5 μm particle size, pore size 300 Å, L × I.D. 50 mm × 4.6 mm,,,,, | K08670780 |  | Supelco | Kromasil ® C8 高效液相色谱柱 | 32110501 | ,,,, | 5 micron , C8 HPLC Columns , HPLC , HPLC Columns, by Phase , Kromasil 300 Å C8 HPLC columns , Wide Pore C8 columns for large molecules , 分析/色谱 |  | available only in USA, Canada and Puerto Rico,Kromasil, KR300-5-C8-4.6X50,HPLC: suitable,C8 (octyl) phase,300 Å,50 mm × 4.6 mm,Reversed phase,available only in USA, Canada and Puerto Rico,5 μm | , |  |  | available only in USA, Canada and Puerto Rico,Kromasil, KR300-5-C8-4.6X50,HPLC: suitable,C8 (octyl) phase,300 Å,50 mm × 4.6 mm,Reversed phase,available only in USA, Canada and Puerto Rico,5 μm
Kromasil ® C8 HPLC Column,10 μm particle size, pore size 300 Å, L × I.D. 150 mm × 4.6 mm,,,,, | K08670736 |  | Supelco | Kromasil ® C8 高效液相色谱柱 | 32110501 | ,,,, | 10 micron , C8 HPLC Columns , HPLC , HPLC Columns, by Phase , Kromasil 300 Å C8 HPLC columns , Wide Pore C8 columns for large molecules , 分析/色谱 |  | available only in USA, Canada and Puerto Rico,Kromasil, KR300-10-C8-4.6X150,HPLC: suitable,C8 (octyl) phase,300 Å,150 mm × 4.6 mm,Reversed phase,available only in USA, Canada and Puerto Rico,10 μm | , |  |  | available only in USA, Canada and Puerto Rico,Kromasil, KR300-10-C8-4.6X150,HPLC: suitable,C8 (octyl) phase,300 Å,150 mm × 4.6 mm,Reversed phase,available only in USA, Canada and Puerto Rico,10 μm
Kromasil ® C8 HPLC Column,10 μm particle size, pore size 300 Å, L × I.D. 250 mm × 10 mm,,,,, | K08670734 |  | Supelco | Kromasil ® C8 高效液相色谱柱 | 32110501 | ,,,, | 10 micron , C8 HPLC Columns , HPLC , HPLC Columns, by Phase , Kromasil 300 Å C8 HPLC columns , Wide Pore C8 columns for large molecules , 分析/色谱 |  | available only in USA, Canada and Puerto Rico,Kromasil, KR300-10-C8-10X250,HPLC: suitable,C8 (octyl) phase,300 Å,250 mm × 10 mm,Reversed phase,available only in USA, Canada and Puerto Rico,10 μm | , |  |  | available only in USA, Canada and Puerto Rico,Kromasil, KR300-10-C8-10X250,HPLC: suitable,C8 (octyl) phase,300 Å,250 mm × 10 mm,Reversed phase,available only in USA, Canada and Puerto Rico,10 μm
Kromasil ® C8 HPLC Column,10 μm particle size, pore size 300 Å, L × I.D. 250 mm × 21.2 mm,,,,, | K08670735 |  | Supelco | Kromasil ® C8 高效液相色谱柱 | 32110501 | ,,,, | 10 micron , C8 HPLC Columns , HPLC , HPLC Columns, by Phase , Kromasil 300 Å C8 HPLC columns , Wide Pore C8 columns for large molecules , 分析/色谱 |  | available only in USA, Canada and Puerto Rico,Kromasil, KR300-10-C8-21.2X250,HPLC: suitable,C8 (octyl) phase,300 Å,250 mm × 21.2 mm,Reversed phase,available only in USA, Canada and Puerto Rico,10 μm | , |  |  | available only in USA, Canada and Puerto Rico,Kromasil, KR300-10-C8-21.2X250,HPLC: suitable,C8 (octyl) phase,300 Å,250 mm × 21.2 mm,Reversed phase,available only in USA, Canada and Puerto Rico,10 μm
Kromasil ® C8 HPLC Column,10 μm particle size, pore size 300 Å, L × I.D. 250 mm × 4.6 mm,,,,, | K08670737 |  | Supelco | Kromasil ® C8 高效液相色谱柱 | 32110501 | ,,,, | 10 micron , C8 HPLC Columns , HPLC , HPLC Columns, by Phase , Kromasil 300 Å C8 HPLC columns , Wide Pore C8 columns for large molecules , 分析/色谱 |  | available only in USA, Canada and Puerto Rico,Kromasil, KR300-10-C8-4.6X250,HPLC: suitable,C8 (octyl) phase,300 Å,250 mm × 4.6 mm,Reversed phase,available only in USA, Canada and Puerto Rico,10 μm | , |  |  | available only in USA, Canada and Puerto Rico,Kromasil, KR300-10-C8-4.6X250,HPLC: suitable,C8 (octyl) phase,300 Å,250 mm × 4.6 mm,Reversed phase,available only in USA, Canada and Puerto Rico,10 μm
Kromasil ® C8 HPLC Column,10 μm particle size, pore size 300 Å, L × I.D. 250 mm × 50 mm,,,,, | K08670738 |  | Supelco | Kromasil ® C8 高效液相色谱柱 | 32110501 | ,,,, | 10 micron , C8 HPLC Columns , HPLC , HPLC Columns, by Phase , Kromasil 300 Å C8 HPLC columns , Wide Pore C8 columns for large molecules , 分析/色谱 |  | available only in USA, Canada and Puerto Rico,Kromasil, KR300-10-C8-50X250,HPLC: suitable,C8 (octyl) phase,300 Å,250 mm × 50 mm,Reversed phase,available only in USA, Canada and Puerto Rico,10 μm | , |  |  | available only in USA, Canada and Puerto Rico,Kromasil, KR300-10-C8-50X250,HPLC: suitable,C8 (octyl) phase,300 Å,250 mm × 50 mm,Reversed phase,available only in USA, Canada and Puerto Rico,10 μm
Kromasil ® C8 HPLC Column,16 μm particle size, pore size 300 Å, L × I.D. 150 mm × 4.6 mm,,,,, | K08971039 |  | Supelco | Kromasil ® C8 高效液相色谱柱 | 32110501 | ,,,, | 16 micron , C8 HPLC Columns , HPLC , HPLC Columns, by Phase , Kromasil 300 Å C8 HPLC columns , Wide Pore C8 columns for large molecules , 分析/色谱 |  | available only in USA, Canada and Puerto Rico,Kromasil, KR300-16-C8-4.6X150,HPLC: suitable,C8 (octyl) phase,300 Å,150 mm × 4.6 mm,Reversed phase,available only in USA, Canada and Puerto Rico,16 μm | , |  |  | available only in USA, Canada and Puerto Rico,Kromasil, KR300-16-C8-4.6X150,HPLC: suitable,C8 (octyl) phase,300 Å,150 mm × 4.6 mm,Reversed phase,available only in USA, Canada and Puerto Rico,16 μm
Kromasil ® C8 HPLC Column,16 μm particle size, pore size 300 Å, L × I.D. 250 mm × 10 mm,,,,, | K08971057 |  | Supelco | Kromasil ® C8 高效液相色谱柱 | 32110501 | ,,,, | 16 micron , C8 HPLC Columns , HPLC , HPLC Columns, by Phase , Kromasil 300 Å C8 HPLC columns , Wide Pore C8 columns for large molecules , 分析/色谱 |  | available only in USA, Canada and Puerto Rico,Kromasil, KR300-16-C8-10X250,HPLC: suitable,C8 (octyl) phase,300 Å,250 mm × 10 mm,Reversed phase,available only in USA, Canada and Puerto Rico,16 μm | , |  |  | available only in USA, Canada and Puerto Rico,Kromasil, KR300-16-C8-10X250,HPLC: suitable,C8 (octyl) phase,300 Å,250 mm × 10 mm,Reversed phase,available only in USA, Canada and Puerto Rico,16 μm
Kromasil ® C8 HPLC Column,16 μm particle size, pore size 300 Å, L × I.D. 250 mm × 21.2 mm,,,,, | K08971066 |  | Supelco | Kromasil ® C8 高效液相色谱柱 | 32110501 | ,,,, | 16 micron , C8 HPLC Columns , HPLC , HPLC Columns, by Phase , Kromasil 300 Å C8 HPLC columns , Wide Pore C8 columns for large molecules , 分析/色谱 |  | available only in USA, Canada and Puerto Rico,Kromasil, KR300-16-C8-21.2X250,HPLC: suitable,C8 (octyl) phase,300 Å,250 mm × 21.2 mm,Reversed phase,available only in USA, Canada and Puerto Rico,16 μm | , |  |  | available only in USA, Canada and Puerto Rico,Kromasil, KR300-16-C8-21.2X250,HPLC: suitable,C8 (octyl) phase,300 Å,250 mm × 21.2 mm,Reversed phase,available only in USA, Canada and Puerto Rico,16 μm
Kromasil ® C8 HPLC Column,16 μm particle size, pore size 300 Å, L × I.D. 250 mm × 4.6 mm,,,,, | K08971048 |  | Supelco | Kromasil ® C8 高效液相色谱柱 | 32110501 | ,,,, | 16 micron , C8 HPLC Columns , HPLC , HPLC Columns, by Phase , Kromasil 300 Å C8 HPLC columns , Wide Pore C8 columns for large molecules , 分析/色谱 |  | available only in USA, Canada and Puerto Rico,Kromasil, KR300-16-C8-4.6X250,HPLC: suitable,C8 (octyl) phase,300 Å,250 mm × 4.6 mm,Reversed phase,available only in USA, Canada and Puerto Rico,16 μm | , |  |  | available only in USA, Canada and Puerto Rico,Kromasil, KR300-16-C8-4.6X250,HPLC: suitable,C8 (octyl) phase,300 Å,250 mm × 4.6 mm,Reversed phase,available only in USA, Canada and Puerto Rico,16 μm
Kromasil ® C8 HPLC Column,16 μm particle size, pore size 300 Å, L × I.D. 250 mm × 50 mm,,,,, | K08971075 |  | Supelco | Kromasil ® C8 高效液相色谱柱 | 32110501 | ,,,, | 16 micron , C8 HPLC Columns , HPLC , HPLC Columns, by Phase , Kromasil 300 Å C8 HPLC columns , Wide Pore C8 columns for large molecules , 分析/色谱 |  | available only in USA, Canada and Puerto Rico,Kromasil, KR300-16-C8-50X250,HPLC: suitable,C8 (octyl) phase,300 Å,250 mm × 50 mm,Reversed phase,available only in USA, Canada and Puerto Rico,16 μm | , |  |  | available only in USA, Canada and Puerto Rico,Kromasil, KR300-16-C8-50X250,HPLC: suitable,C8 (octyl) phase,300 Å,250 mm × 50 mm,Reversed phase,available only in USA, Canada and Puerto Rico,16 μm
SPME fiber assembly, Carbowax- Polyethylene Glycol (PEG) Coating,needle size 23 ga, d f 60 μm, for use with multi fiber exchanger,,,,, | FFA57354-U |  | Supelco | Carbowax-聚乙二醇 (PEG) 固相微萃取萃取头 |  | ,,,for use with multi fiber exchanger, | SPME Fast Fit Fiber Assemblies (FFA) , SPME Fast Fit Fiber Assemblies (FFA) & Accessories , SPME Fibers and Holders , Sample Preparation & Purification , Solid Phase Microextraction (SPME) , 分析/色谱 |  | purple hub plain,Carbowax-Polyethylene Glycol (PEG) coating,metal alloy fiber,1 cm,pkg of 3 × ea,23 ga,60 μm | , |  |  | purple hub plain,Carbowax-Polyethylene Glycol (PEG) coating,metal alloy fiber,1 cm,pkg of 3 × ea,23 ga,60 μm,for use with multi fiber exchanger
SPME fiber assembly Carboxen/ Polydimethylsiloxane (CAR/PDMS),d f 85 μm, needle size 23 ga, Stableflex, for use with multi fiber exchanger,,,,, | FFA57295-U |  | Supelco | Carboxen ® /聚二甲基硅氧烷 (CAR/PDMS) 固相微萃取萃取头 |  | ,,,for analyte group Gases and low moleculr weight compounds (MW 30-225), | SPME Fast Fit Fiber Assemblies (FFA) , SPME Fast Fit Fiber Assemblies (FFA) & Accessories , SPME Fibers and Holders , Sample Preparation & Purification , Solid Phase Microextraction (SPME) , 分析/色谱 |  | for use with multi fiber exchanger,Carboxen/Polydimethylsilo xane (CAR/PDMS) coating,light blue hub plain,pkg of 3 ea,23 ga,85 μm | , |  |  | for use with multi fiber exchanger,Carboxen/Polydimethylsilo xane (CAR/PDMS) coating,light blue hub plain,pkg of 3 ea,23 ga,85 μm,for analyte group Gases and low moleculr weight compounds (MW 30-225)
SPME fiber assembly Carboxen/ Polydimethylsiloxane (CAR/PDMS),d f 85 μm, for use with multi fiber exchanger, needle size 24 ga, StableFlex,,,,, | FFA57335-U |  | Supelco | Carboxen ® /聚二甲基硅氧烷 (CAR/PDMS) 固相微萃取萃取头 |  | ,,,for analyte group Gases and low moleculr weight compounds (MW 30-225), | SPME Fast Fit Fiber Assemblies (FFA) , SPME Fast Fit Fiber Assemblies (FFA) & Accessories , SPME Fibers and Holders , Sample Preparation & Purification , Solid Phase Microextraction (SPME) , 分析/色谱 |  | for use with multi fiber exchanger,Carboxen/Polydimethylsilo xane (CAR/PDMS) coating,light blue hub plain,1 cm,pkg of 3 ea,24 ga,85 μm | , |  |  | for use with multi fiber exchanger,Carboxen/Polydimethylsilo xane (CAR/PDMS) coating,light blue hub plain,1 cm,pkg of 3 ea,24 ga,85 μm,for analyte group Gases and low moleculr weight compounds (MW 30-225)
SPME fiber assembly Divinylbenzene/ Carboxen/ Polydimethylsiloxane (DVB/CAR/PDMS),needle size 23 ga, for use with multi fiber exchanger, Stableflex,,,,, | FFA57298-U |  | Supelco | 二乙烯基苯/ Carboxen/ 聚二甲基硅氧烷 (DVB/CAR/PDMS) 固相微萃取萃取头 |  | ,,,for analyte group flavors (volatiles and semivolatiles, C3-20) (MW 40-275), | SPME Fast Fit Fiber Assemblies (FFA) , SPME Fast Fit Fiber Assemblies (FFA) & Accessories , SPME Fibers and Holders , Sample Preparation & Purification , Solid Phase Microextraction (SPME) , 分析/色谱 |  | for use with multi fiber exchanger,Divinylbenzene/Carboxen/P olydimethylsiloxane (DVB/CAR/PDMS) coating,gray hub plain,1 cm,pkg of 3 ea,23 ga,50/30 μm | , |  |  | for use with multi fiber exchanger,Divinylbenzene/Carboxen/P olydimethylsiloxane (DVB/CAR/PDMS) coating,gray hub plain,1 cm,pkg of 3 ea,23 ga,50/30 μm,for analyte group flavors (volatiles and semivolatiles, C3-20) (MW 40-275)
SPME fiber assembly Divinylbenzene/ Carboxen/ Polydimethylsiloxane (DVB/CAR/PDMS),needle size 24 ga, StableFlex, for use with multi fiber exchanger,,,,, | FFA57329-U |  | Supelco | 二乙烯基苯/ Carboxen/ 聚二甲基硅氧烷 (DVB/CAR/PDMS) 固相微萃取萃取头 |  | ,,,for analyte group flavors (volatiles and semivolatiles, C3-20) (MW 40-275), | SPME Fast Fit Fiber Assemblies (FFA) , SPME Fast Fit Fiber Assemblies (FFA) & Accessories , SPME Fibers and Holders , Sample Preparation & Purification , Solid Phase Microextraction (SPME) , 分析/色谱 |  | for use with multi fiber exchanger,Divinylbenzene/Carboxen/P olydimethylsiloxane (DVB/CAR/PDMS) coating,Carboxen ® carbon molecular sieve,StableFlex fiber,1 cm,pkg of 3 ea,24 ga,50/30 μm | , |  |  | for use with multi fiber exchanger,Divinylbenzene/Carboxen/P olydimethylsiloxane (DVB/CAR/PDMS) coating,Carboxen ® carbon molecular sieve,StableFlex fiber,1 cm,pkg of 3 ea,24 ga,50/30 μm,for analyte group flavors (volatiles and semivolatiles, C3-20) (MW 40-275)
SPME fiber assembly polyacrylate (PA),d f 85 μm, for use with multi fiber exchanger, needle size 23 ga,,,,, | FFA57294-U |  | Supelco | 聚丙烯酸酯 (PA) 固相微萃取萃取头 |  | ,,,for analyte group polar semivolatiles (MW 80-300), | SPME Fast Fit Fiber Assemblies (FFA) , SPME Fast Fit Fiber Assemblies (FFA) & Accessories , SPME Fibers and Holders , Sample Preparation & Purification , Solid Phase Microextraction (SPME) , 分析/色谱 |  | for use with multi fiber exchanger,Polyacrylate (PA) coating,fused silica fiber,pack of 3,23 ga,85 μm | , |  |  | for use with multi fiber exchanger,Polyacrylate (PA) coating,fused silica fiber,pack of 3,23 ga,85 μm,for analyte group polar semivolatiles (MW 80-300)
SPME fiber assembly polyacrylate (PA),d f 85 μm(partially crosslinked phase, for use with multi fiber exchanger, needle size 24 ga,,,,, | FFA57305 |  | Supelco | 聚丙烯酸酯 (PA) 固相微萃取萃取头 |  | ,,,for analyte group polar semivolatiles (MW 80-300), | SPME Fast Fit Fiber Assemblies (FFA) , SPME Fast Fit Fiber Assemblies (FFA) & Accessories , SPME Fibers and Holders , Sample Preparation & Purification , Solid Phase Microextraction (SPME) , 分析/色谱 |  | for use with multi fiber exchanger,Polyacrylate (PA) coating,fused silica fiber,1 cm,pack of 3,24 ga,85 μm (partially crosslinked phase) | , |  |  | for use with multi fiber exchanger,Polyacrylate (PA) coating,fused silica fiber,1 cm,pack of 3,24 ga,85 μm (partially crosslinked phase),for analyte group polar semivolatiles (MW 80-300)
SPME fiber assembly Polydimethylsiloxane/ Divinylbenzene (PDMS/DVB),d f 65 μm, needle size 23 ga, Stableflex, for use with multi fiber exchanger,,,,, | FFA57293-U |  | Supelco | 聚二甲基硅氧烷/二乙烯基苯 (PDMS/DVB) 固相微萃取萃取头 |  | ,,,for analyte group volatiles, amines, and nitroaromatic compounds (MW 50-300), | SPME Fast Fit Fiber Assemblies (FFA) , SPME Fast Fit Fiber Assemblies (FFA) & Accessories , SPME Fibers and Holders , Sample Preparation & Purification , Solid Phase Microextraction (SPME) , 分析/色谱 |  | for use with multi fiber exchanger,Polydimethylsiloxane/Divi nylbenzene (PDMS/DVB) coating,pink hub plain,1 cm,pkg of 3 ea,23 ga,65 μm | , |  |  | for use with multi fiber exchanger,Polydimethylsiloxane/Divi nylbenzene (PDMS/DVB) coating,pink hub plain,1 cm,pkg of 3 ea,23 ga,65 μm,for analyte group volatiles, amines, and nitroaromatic compounds (MW 50-300)
SPME fiber assembly Polydimethylsiloxane/ Divinylbenzene (PDMS/DVB),d f 65 μm, for use with multi fiber exchanger, needle size 24 ga, Stableflex,,,,, | FFA57327-U |  | Supelco | 聚二甲基硅氧烷/二乙烯基苯 (PDMS/DVB) 固相微萃取萃取头 |  | ,,,for analyte group volatiles, amines, and nitroaromatic compounds (MW 50-300), | SPME Fast Fit Fiber Assemblies (FFA) , SPME Fast Fit Fiber Assemblies (FFA) & Accessories , SPME Fibers and Holders , Sample Preparation & Purification , Solid Phase Microextraction (SPME) , 分析/色谱 |  | for use with multi fiber exchanger,Polydimethylsiloxane/Divi nylbenzene (PDMS/DVB) coating,StableFlex fiber,1 cm,pkg of 3 ea,24 ga,65 μm | , |  |  | for use with multi fiber exchanger,Polydimethylsiloxane/Divi nylbenzene (PDMS/DVB) coating,StableFlex fiber,1 cm,pkg of 3 ea,24 ga,65 μm,for analyte group volatiles, amines, and nitroaromatic compounds (MW 50-300)
SPME fiber assembly Polydimethylsiloxane (PDMS),d f 30 μm(nonbonded, needle size 23 ga, for use with multi fiber exchanger,,,,, | FFA57289-U |  | Supelco | 聚二甲基硅氧烷 (PDMS) 固相微萃取萃取头 |  | ,,,for analyte group volatiles (MW 60-275), | SPME Fast Fit Fiber Assemblies (FFA) , SPME Fast Fit Fiber Assemblies (FFA) & Accessories , SPME Fibers and Holders , Sample Preparation & Purification , Solid Phase Microextraction (SPME) , 分析/色谱 |  | for use with multi fiber exchanger,Polydimethylsiloxane (PDMS) coating,fused silica fiber,pkg of 3 × ea,23 ga,30 μm (nonbonded) | , |  |  | for use with multi fiber exchanger,Polydimethylsiloxane (PDMS) coating,fused silica fiber,pkg of 3 × ea,23 ga,30 μm (nonbonded),for analyte group volatiles (MW 60-275)
SPME fiber assembly Polydimethylsiloxane (PDMS),d f 7 μm(bonded, needle size 23 ga, for use with multi fiber exchanger,,,,, | FFA57291-U |  | Supelco | 聚二甲基硅氧烷 (PDMS) 固相微萃取萃取头 |  | ,,,for analyte group volatiles (MW 60-275), | SPME Fast Fit Fiber Assemblies (FFA) , SPME Fast Fit Fiber Assemblies (FFA) & Accessories , SPME Fibers and Holders , Sample Preparation & Purification , Solid Phase Microextraction (SPME) , 分析/色谱 |  | for use with multi fiber exchanger,Polydimethylsiloxane (PDMS) coating,fused silica fiber,1 cm,pkg of 3 × ea,23 ga,7 μm (bonded) | , |  |  | for use with multi fiber exchanger,Polydimethylsiloxane (PDMS) coating,fused silica fiber,1 cm,pkg of 3 × ea,23 ga,7 μm (bonded),for analyte group volatiles (MW 60-275)
SPME fiber assembly Polydimethylsiloxane (PDMS),d f 100 μm(nonbonded phase, for use with multi fiber exchanger, needle size 24 ga,,,,, | FFA57301 |  | Supelco | 聚二甲基硅氧烷 (PDMS) 固相微萃取萃取头 |  | ,,,for analyte group volatiles (MW 60-275), | SPME Fast Fit Fiber Assemblies (FFA) , SPME Fast Fit Fiber Assemblies (FFA) & Accessories , SPME Fibers and Holders , Sample Preparation & Purification , Solid Phase Microextraction (SPME) , 分析/色谱 |  | for use with multi fiber exchanger,1 cm,Polydimethylsiloxane (PDMS) coating,fused silica fiber,pkg of 3 ea,24 ga,100 μm (nonbonded phase) | , |  |  | for use with multi fiber exchanger,1 cm,Polydimethylsiloxane (PDMS) coating,fused silica fiber,pkg of 3 ea,24 ga,100 μm (nonbonded phase),for analyte group volatiles (MW 60-275)
SPME fiber assembly Polydimethylsiloxane (PDMS),d f 7 μm(bonded phase, for use with multi fiber exchanger, needle size 24 ga,,,,, | FFA57302 |  | Supelco | 聚二甲基硅氧烷 (PDMS) 固相微萃取萃取头 |  | ,,,for analyte group volatiles (MW 60-275), | SPME Fast Fit Fiber Assemblies (FFA) , SPME Fast Fit Fiber Assemblies (FFA) & Accessories , SPME Fibers and Holders , Sample Preparation & Purification , Solid Phase Microextraction (SPME) , 分析/色谱 |  | for use with multi fiber exchanger,Polydimethylsiloxane (PDMS) coating,fused silica fiber,1 cm,pkg of 3 × ea,24 ga,7 μm (bonded phase) | , |  |  | for use with multi fiber exchanger,Polydimethylsiloxane (PDMS) coating,fused silica fiber,1 cm,pkg of 3 × ea,24 ga,7 μm (bonded phase),for analyte group volatiles (MW 60-275)
SPME fiber assembly Polydimethylsiloxane (PDMS),d f 30 μm(nonbonded phase, needle size 24 ga, for use with multi fiber exchanger,,,,, | FFA57309 |  | Supelco | 聚二甲基硅氧烷 (PDMS) 固相微萃取萃取头 |  | ,,,for analyte group volatiles (MW 60-275), | SPME Fast Fit Fiber Assemblies (FFA) , SPME Fast Fit Fiber Assemblies (FFA) & Accessories , SPME Fibers and Holders , Sample Preparation & Purification , Solid Phase Microextraction (SPME) , 分析/色谱 |  | for use with multi fiber exchanger,Polydimethylsiloxane (PDMS) coating,fused silica fiber,1 cm,pkg of 3 × ea,24 ga,30 μm (nonbonded phase) | , |  |  | for use with multi fiber exchanger,Polydimethylsiloxane (PDMS) coating,fused silica fiber,1 cm,pkg of 3 × ea,24 ga,30 μm (nonbonded phase),for analyte group volatiles (MW 60-275)
SPME fiber assembly Polydimethylsiloxane (PDMS),d f 100 μm(nonbonded phase, for use with multi fiber exchanger,,,,, | FFA57341-U |  | Supelco | 聚二甲基硅氧烷 (PDMS) 固相微萃取萃取头 |  | ,,,for analyte group volatiles (MW 60-275), | SPME Fast Fit Fiber Assemblies (FFA) , SPME Fast Fit Fiber Assemblies (FFA) & Accessories , SPME Fibers and Holders , Sample Preparation & Purification , Solid Phase Microextraction (SPME) , 分析/色谱 |  | for use with multi fiber exchanger,Polydimethylsiloxane (PDMS) coating,fused silica fiber,1 cm,pkg of 3 × ea,23 ga,100 μm (nonbonded phase) | , |  |  | for use with multi fiber exchanger,Polydimethylsiloxane (PDMS) coating,fused silica fiber,1 cm,pkg of 3 × ea,23 ga,100 μm (nonbonded phase),for analyte group volatiles (MW 60-275)
SPME fiber assortment kit 1,for use with multi fiber exchanger, needle size 23 ga,,,,, | FFA57285-U |  | Supelco | 固相微萃取萃取头组合套件 1 |  | ,,,for use with multi fiber exchanger, | SPME FFA Assortment Kits , SPME Fast Fit Fiber Assemblies (FFA) & Accessories , SPME Fibers and Holders , Sample Preparation & Purification , Solid Phase Microextraction (SPME) , 分析/色谱 |  | 23 ga,Polydimethylsiloxane (PDMS) coating, 7 μm,fused silica fiber,100 μm (PDMS),Polyacrylate (PA) coating, 85 μm | , |  |  | Polydimethylsiloxane (PDMS) coating, 7 μm,Polyacrylate (PA) coating, 85 μm,fused silica fiber,23 ga,100 μm (PDMS),for use with multi fiber exchanger
SPME fiber assortment kit 2,needle size 23 ga, for use with multi fiber exchanger,,,,, | FFA57286-U |  | Supelco | 固相微萃取萃取头组合套件 2 |  | ,,,for analyte group volatile and polar organics in water, | SPME FFA Assortment Kits , SPME Fast Fit Fiber Assemblies (FFA) & Accessories , SPME Fibers and Holders , Sample Preparation & Purification , Solid Phase Microextraction (SPME) , 分析/色谱 |  | 23 ga,for use with multi fiber exchanger,fused silica fiber,65 μm (PDMS/DVB),Carboxen/Polydimethylsilo xane (CAR/PDMS) coating, 75 μm | , |  |  | for use with multi fiber exchanger,Carboxen/Polydimethylsilo xane (CAR/PDMS) coating, 75 μm,fused silica fiber,23 ga,65 μm (PDMS/DVB),for analyte group volatile and polar organics in water
SPME fiber assortment kit 4,for use with multi fiber exchanger, needle size 23 ga,,,,, | FFA57287-U |  | Supelco | 固相微萃取萃取头组合套件 4 |  | ,,,for analyte group flavors and odors, | SPME FFA Assortment Kits , SPME Fast Fit Fiber Assemblies (FFA) & Accessories , SPME Fibers and Holders , Sample Preparation & Purification , Solid Phase Microextraction (SPME) , 分析/色谱 |  | 23 ga,for use with multi fiber exchanger,fused silica fiber,100 μm (PDMS),Carboxen/Polydimethylsilo xane (CAR/PDMS) coating, 75 μm | , |  |  | for use with multi fiber exchanger,Carboxen/Polydimethylsilo xane (CAR/PDMS) coating, 75 μm,fused silica fiber,23 ga,100 μm (PDMS),for analyte group flavors and odors
SPME fiber assortment kit 5,needle size 23 ga, for use with multi fiber exchanger,,,,, | FFA57362-U |  | Supelco | 固相微萃取萃取头组合套件 5 |  | ,,,for use with multi fiber exchanger, | SPME FFA Assortment Kits , SPME Fast Fit Fiber Assemblies (FFA) & Accessories , SPME Fibers and Holders , Sample Preparation & Purification , Solid Phase Microextraction (SPME) , 分析/色谱 |  | 23 ga,Polydimethylsiloxane/Divi nylbenzene (PDMS/DVB) coating, 65 μm,fused silica fiber,100 μm (PDMS),Carboxen/Polydimethylsilo xane (CAR/PDMS) coating, 85 μm | , |  |  | Polydimethylsiloxane/Divi nylbenzene (PDMS/DVB) coating, 65 μm,Carboxen/Polydimethylsilo xane (CAR/PDMS) coating, 85 μm,fused silica fiber,23 ga,100 μm (PDMS),for use with multi fiber exchanger
SPME StableFlex ™ fiber assortment kit,needle size 23 ga, for use with multi fiber exchanger,,,,, | FFA57284-U |  | Supelco | 固相微萃取 StableFlex ™ 萃取头组合套件 |  | ,,,for use with multi fiber exchanger, | SPME FFA Assortment Kits , SPME Fast Fit Fiber Assemblies (FFA) & Accessories , SPME Fibers and Holders , Sample Preparation & Purification , Solid Phase Microextraction (SPME) , 分析/色谱 |  | 23 ga,Polydimethylsiloxane/Divi nylbenzene (PDMS/DVB) coating, 65 μm,StableFlex fiber,50/30 μm (DVB/CAR/PDMS),Carboxen/Polydimethylsilo xane (CAR/PDMS) coating, 85 μm | , |  |  | Polydimethylsiloxane/Divi nylbenzene (PDMS/DVB) coating, 65 μm,Carboxen/Polydimethylsilo xane (CAR/PDMS) coating, 85 μm,StableFlex fiber,23 ga,50/30 μm (DVB/CAR/PDMS),for use with multi fiber exchanger
Aldrich ® macro-micro KBr pellet die,,,,,, | Z506699 |  | Aldrich | Aldrich ® 大小型 KBr 压片模具 |  | ,,,, | Aldrich , Aldrich Spectroscopy , IR Accessories , KBR press and accessories , Labware , Manufacturer Browser , Sample Preparation , Spectroscopy Supplies , Spectroscopy, IR |  |  | ,
Replacement anvils for KBr pellet die Z506699,,,,,, | Z506729 |  | Aldrich | 用于 KBr 压片模具 Z506699 的备用砧子 |  | ,,,, | Aldrich , Aldrich Spectroscopy , IR Accessories , KBR press and accessories , Labware , Manufacturer Browser , Sample Preparation , Spectroscopy Supplies , Spectroscopy, IR |  |  | ,
Replacement base for KBr pellet die Z506699,,,,,, | Z506702 |  | Aldrich | 用于 KBr 压片模具 Z506699 的备用基座 |  | ,,,, | Aldrich , Aldrich Spectroscopy , IR Accessories , KBR press and accessories , Labware , Manufacturer Browser , Sample Preparation , Spectroscopy Supplies , Spectroscopy, IR |  |  | ,
Replacement plunger for KBr pellet die Z506699,,,,,, | Z506737 |  | Aldrich | 用于 KBr 压片模具 Z506699 的备用压杆 |  | ,,,, | Aldrich , Aldrich Spectroscopy , IR Accessories , KBR press and accessories , Labware , Manufacturer Browser , Sample Preparation , Spectroscopy Supplies , Spectroscopy, IR |  |  | ,
Replacement Viton ® O-rings for base Z506702,,,,,, | Z543365 |  | Aldrich | 基座 Z506702 的备用 Viton ® O 形圈 |  | ,,,, | Aldrich , Aldrich Spectroscopy , IR Accessories , KBR press and accessories , Labware , Manufacturer Browser , Sample Preparation , Spectroscopy Supplies , Spectroscopy, IR |  | pkg of 6 ea | , |  |  | pkg of 6 ea
Replacement Viton ® O-rings for plunger Z506737,,,,,, | Z543373 |  | Aldrich | 压杆 Z506737 的备用 Viton ® O 形圈 |  | ,,,, | Aldrich , Aldrich Spectroscopy , IR Accessories , KBR press and accessories , Labware , Manufacturer Browser , Sample Preparation , Spectroscopy Supplies , Spectroscopy, IR |  | pkg of 6 ea | , |  |  | pkg of 6 ea
Quick Press die set,diam. 2 mm,,,,, | Z506826 |  | Aldrich | 快速压制模具套件 |  | ,,,, | Aldrich , Aldrich Spectroscopy , IR Accessories , Labware , Manufacturer Browser , Quick Press and accessories , Sample Preparation , Spectroscopy Supplies , Spectroscopy, IR |  | 2 mm | , |  |  | 2 mm
Quick Press die set,diam. 4 mm,,,,, | Z506818 |  | Aldrich | 快速压制模具套件 |  | ,,,, | Aldrich , Aldrich Spectroscopy , IR Accessories , Labware , Manufacturer Browser , Quick Press and accessories , Sample Preparation , Spectroscopy Supplies , Spectroscopy, IR |  | 4 mm | , |  |  | 4 mm
Quick Press die set,diam. 7 mm,,,,, | Z506796 |  | Aldrich | 快速压制模具套件 |  | ,,,, | Aldrich , Aldrich Spectroscopy , IR Accessories , Labware , Manufacturer Browser , Quick Press and accessories , Sample Preparation , Spectroscopy Supplies , Spectroscopy, IR |  | 7 mm | , |  |  | 7 mm
Quick Press hand press only,,,,,, | Z506788 |  | Aldrich | 快速压具，仅手动压制 |  | ,,,, | Aldrich , Aldrich Spectroscopy , IR Accessories , Labware , Manufacturer Browser , Quick Press and accessories , Sample Preparation , Spectroscopy Supplies , Spectroscopy, IR |  |  | ,
Quick Press KBr pellet kit,,,,,, | Z506761 |  | Aldrich | 快速压制 KBr 压片套件 |  | ,,,, | Aldrich , Aldrich Spectroscopy , IR Accessories , Labware , Manufacturer Browser , Quick Press and accessories , Sample Preparation , Spectroscopy Supplies , Spectroscopy, IR |  |  | ,
Quick Press sample holder,,,,,, | Z506842 |  | Aldrich | 快速压具样品固定装置 |  | ,,,, | Aldrich , Aldrich Spectroscopy , IR Accessories , Labware , Manufacturer Browser , Quick Press and accessories , Sample Preparation , Spectroscopy Supplies , Spectroscopy, IR |  |  | ,
Quick Press SS collar,diam. 4 mm,,,,, | Z506869 |  | Aldrich | 快速压具不锈钢套环 |  | ,,,, | Aldrich , Aldrich Spectroscopy , IR Accessories , Labware , Manufacturer Browser , Quick Press and accessories , Sample Preparation , Spectroscopy Supplies , Spectroscopy, IR |  | 4 mm | , |  |  | 4 mm
Quick Press SS collar,diam. 7 mm,,,,, | Z506850 |  | Aldrich | 快速压具不锈钢套环 |  | ,,,, | Aldrich , Aldrich Spectroscopy , IR Accessories , Labware , Manufacturer Browser , Quick Press and accessories , Sample Preparation , Spectroscopy Supplies , Spectroscopy, IR |  | 7 mm | , |  |  | 7 mm
,,,,,, | Z802670 |  | Fluka | 3″x2″ Slide mounts for Specac ® 7mm pellet ring holder |  | ,,,, | Lab pellet presses and film makers , Labware , Manufacturer Browser , Sample Preparation , Specac , Specac presses and film makers , Spectroscopy Supplies , Spectroscopy, IR |  |  | ,
,size 32 mm,,,,, | Z803219 |  | Fluka | Lightweight die for Specac ® Atlas 15T presses |  | ,,,, | Lab pellet presses and film makers , Labware , Manufacturer Browser , Sample Preparation , Specac , Specac presses and film makers , Spectroscopy Supplies , Spectroscopy, IR |  | 32 mm | , |  |  | 32 mm
,size 40 mm,,,,, | Z803324 |  | Fluka | Lightweight die for Specac ® Atlas 15T presses |  | ,,,, | Lab pellet presses and film makers , Labware , Manufacturer Browser , Sample Preparation , Specac , Specac presses and film makers , Spectroscopy Supplies , Spectroscopy, IR |  | 40 mm | , |  |  | 40 mm
,,,,,, | Z802557 |  | Fluka | 7mm Pellet die assembly for Specac ® mini-pellet press |  | ,,,, | Lab pellet presses and film makers , Labware , Manufacturer Browser , Sample Preparation , Specac , Specac presses and film makers , Spectroscopy Supplies , Spectroscopy, IR |  |  | ,
,,,,,, | Z802786 |  | Fluka | Ring holders for Specac ® mini-pellet press |  | ,,,, | Lab pellet presses and film makers , Labware , Manufacturer Browser , Sample Preparation , Specac , Specac presses and film makers , Spectroscopy Supplies , Spectroscopy, IR |  |  | ,
,,,,,, | Z803103 |  | Fluka | Specac ® Atlas 15T manual hydraulic press |  | ,,,, | Lab pellet presses and film makers , Labware , Manufacturer Browser , Sample Preparation , Specac , Specac presses and film makers , Spectroscopy Supplies , Spectroscopy, IR |  |  | ,
,,,,,, | Z802999 |  | Fluka | Specac ® mini-film maker assembly |  | ,,,, | Lab pellet presses and film makers , Labware , Manufacturer Browser , Sample Preparation , Specac , Specac presses and film makers , Spectroscopy Supplies , Spectroscopy, IR |  |  | ,
,,,,,, | Z802883 |  | Fluka | Specac ® mini-film maker kit |  | ,,,, | Lab pellet presses and film makers , Labware , Manufacturer Browser , Sample Preparation , Specac , Specac presses and film makers , Spectroscopy Supplies , Spectroscopy, IR |  |  | ,
,including 7mm Die Assembly,,,,, | Z802441 |  | Fluka | Specac ® mini-pellet press pack |  | ,,,, | Lab pellet presses and film makers , Labware , Manufacturer Browser , Sample Preparation , Specac , Specac presses and film makers , Spectroscopy Supplies , Spectroscopy, IR |  |  | ,
Adapter for agate vial for analog Wig-L-Bug ® grinder/mixer,,,,,, | Z185736 |  | Aldrich | 玛瑙样品瓶接头，用于模拟 Wig-L-Bug ® 研磨器/混合器 |  | ,,,, | Labware , Sample Preparation , Spectroscopy Supplies , Spectroscopy, IR , Wig-L-Bug and accessories |  | not available in EU | , |  |  | not available in EU
Analog Wig-L-Bug ® arms,Short,,,,, | Z242039 |  | Aldrich | 模拟 Wig-L-Bug ® 臂 |  | ,,,, | Labware , Sample Preparation , Spectroscopy Supplies , Spectroscopy, IR , Wig-L-Bug and accessories |  | not available in EU | , |  |  | not available in EU
Analog Wig-L-Bug ® arms,Long,,,,, | Z242020 |  | Aldrich | 模拟 Wig-L-Bug ® 臂 |  | ,,,, | Labware , Sample Preparation , Spectroscopy Supplies , Spectroscopy, IR , Wig-L-Bug and accessories |  | not available in EU | , |  |  | not available in EU
Ball pestle for Digital Wig-L-Bug ® mixer/grinder,stainless steel,,,,, | Z529680 |  | Aldrich | 球形研杵，用于数字 Wig-L-Bug ® 混合器/研磨器 |  | ,,,, | Labware , Sample Preparation , Spectroscopy Supplies , Spectroscopy, IR , Wig-L-Bug and accessories |  | stainless steel,not available in EU | , |  |  | stainless steel,not available in EU
Digital Wig-L-Bug ® grinder/mixer,Multi-speed,,,,, | Z529648 |  | Aldrich | 数字 Wig-L-Bug ® 研磨器/混合器 |  | ,,,, | Labware , Sample Preparation , Spectroscopy Supplies , Spectroscopy, IR , Wig-L-Bug and accessories |  | 110 V,4 3/4 in. × 10 1/4 in. × 8 in.,not available in EU | , |  |  | 110 V,4 3/4 in. × 10 1/4 in. × 8 in.,not available in EU
Digital Wig-L-Bug ® grinder/mixer,low profile,,,,, | Z529656 |  | Aldrich | 数字 Wig-L-Bug ® 研磨器/混合器 |  | ,,,, | Labware , Sample Preparation , Spectroscopy Supplies , Spectroscopy, IR , Wig-L-Bug and accessories |  | 110 V,11 1/2 in. × 8 in. × 4 1/2 in.,not available in EU | , |  |  | 110 V,11 1/2 in. × 8 in. × 4 1/2 in.,not available in EU
Heavy-duty Wig-L-Bug ® grinder/mixer analog,AC input 115 V,,,,, | Z111392 |  | Aldrich | 大负荷模拟 Wig-L-Bug ® 研磨器/混合器 |  | ,,,, | Labware , Sample Preparation , Spectroscopy Supplies , Spectroscopy, IR , Wig-L-Bug and accessories |  | not available in EU | , |  |  | not available in EU
,diam. 3/8 in.,,,,, | Z111503 |  | Aldrich | Plexiglas ® ball pestle for analog Wig-L-Bug ® grinder/mixer |  | ,,,, | Labware , Sample Preparation , Spectroscopy Supplies , Spectroscopy, IR , Wig-L-Bug and accessories |  | DENTSPLY,not available in EU,3/8 in. | , |  |  | DENTSPLY,not available in EU,3/8 in.
Screw type capsule and pestle for Digital Wig-L-Bug ® grinder/mixer,,,,,, | Z529664 |  | Aldrich | 用于数字 Wig-L-Bug ® 研磨器/混合器的螺旋式胶囊形容器和研杵 |  | ,,,, | Labware , Sample Preparation , Spectroscopy Supplies , Spectroscopy, IR , Wig-L-Bug and accessories |  | not available in EU | , |  |  | not available in EU
Screw type capsule for Digital Wig-L-Bug ® grinder/mixer,plastic (with O-ring),,,,, | Z529672 |  | Aldrich | 用于数字 Wig-L-Bug ® 研磨装置/混合装置的螺旋式胶囊形容器 |  | ,,,, | Labware , Sample Preparation , Spectroscopy Supplies , Spectroscopy, IR , Wig-L-Bug and accessories |  | plastic (with O-ring),not available in EU | , |  |  | plastic (with O-ring),not available in EU
Steel vial and ball pestle for analog Wig-L-Bug ® grinder/mixer,stainless steel, diam. × L 1/2 in. × 1.0 in.,,,,, | Z111554 |  | Aldrich | 钢样品瓶和球形研杵，用于模拟 Wig-L-Bug ® 研磨器/混合器 |  | ,,,, | Labware , Sample Preparation , Spectroscopy Supplies , Spectroscopy, IR , Wig-L-Bug and accessories |  | stainless steel,not available in EU,1/2 in. × 1.0 in. | , |  |  | stainless steel,not available in EU,1/2 in. × 1.0 in.
Vial adapter for analog Wig-L-Bug ® grinder/mixer,for vial, 1/2 in. diam. × 1.0 in. L,,,,, | Z111406 |  | Aldrich | 用于模拟 Wig-L-Bug ® 研磨器/混合器的样品瓶接头 |  | ,,,, | Labware , Sample Preparation , Spectroscopy Supplies , Spectroscopy, IR , Wig-L-Bug and accessories |  | for vial 1/2 in. diam. × 1.0 in. L,not available in EU | , |  |  | for vial 1/2 in. diam. × 1.0 in. L,not available in EU
Vial adapter for analog Wig-L-Bug ® grinder/mixer,for vial, 1/2 in. diam. × 2.0 in. L,,,,, | Z111511 |  | Aldrich | 用于模拟 Wig-L-Bug ® 研磨器/混合器的样品瓶接头 |  | ,,,, | Labware , Sample Preparation , Spectroscopy Supplies , Spectroscopy, IR , Wig-L-Bug and accessories |  | for vial 1/2 in. diam. × 2.0 in. L,not available in EU | , |  |  | for vial 1/2 in. diam. × 2.0 in. L,not available in EU
Wig-L-Bug ® grinder/mixer, analog,AC input 115 V,,,,, | Z111384 |  | Aldrich | 模拟 Wig-L-Bug ® 研磨器/混合器 |  | ,,,, | Labware , Sample Preparation , Spectroscopy Supplies , Spectroscopy, IR , Wig-L-Bug and accessories |  | CE compliant (UL Approved),not available in EU | , |  |  | CE compliant (UL Approved),not available in EU
SGE Needles for RN syringes,volume 0.5 μL, needle size 23 ga (cone tip), needle L × O.D. 50 mm × 0.63 mm,,,,, | 24424 |  | Supelco | RN 注射器的 SGE 针头 |  | ,,,, | GC Manual Syringes , Liquid sampling , SGE Needles , SGE Replacement Kits for plunger-in-needle syringes , SGE Replacement Needles , SGE SuperfleX Syringes , SGE Syringe Products , Syringes , 分析/色谱 |  | SGE, 033010,NP 0.5BN-5C,stainless steel needle cone tip (point style 1),pkg of 1 ea,0.5 μL,23 ga (cone tip),50 mm × 0.63 mm | , |  |  | SGE, 033010,NP 0.5BN-5C,stainless steel needle cone tip (point style 1),pkg of 1 ea,0.5 μL,23 ga (cone tip),50 mm × 0.63 mm
SGE Needles for RN syringes,volume 0.5 μL, needle size 23 ga (cone tip), pkg of 1 ea,,,,, | 24425 |  | Supelco | RN 注射器的 SGE 针头 |  | ,,,, | GC Manual Syringes , Liquid sampling , SGE Needles , SGE Replacement Kits for plunger-in-needle syringes , SGE Replacement Needles , SGE SuperfleX Syringes , SGE Syringe Products , Syringes , 分析/色谱 |  | SGE, 033057,NP 0.5B-7C,stainless steel needle cone tip (point style 1),pkg of 1 ea,0.5 μL,23 ga (cone tip),70 mm × 0.63 mm | , |  |  | SGE, 033057,NP 0.5B-7C,stainless steel needle cone tip (point style 1),pkg of 1 ea,0.5 μL,23 ga (cone tip),70 mm × 0.63 mm
SGE Needles for RN syringes,volume 1 μL, needle size 23 ga (cone tip), needle L × O.D. 50 mm × 0.63 mm,,,,, | 509248 |  | Supelco | RN 注射器的 SGE 针头 |  | ,,,for use with SGE 1BR-5, | GC Manual Syringes , Liquid sampling , SGE Needles , SGE Replacement Kits for plunger-in-needle syringes , SGE Replacement Needles , SGE SuperfleX Syringes , SGE Syringe Products , Syringes , 分析/色谱 |  | SGE, 034055,1B-5C,stainless steel needle cone tip (point style 1),replacement needles,pkg of 1 ea,1 μL,23 ga (cone tip),50 mm × 0.63 mm | , |  |  | SGE, 034055,1B-5C,stainless steel needle cone tip (point style 1),replacement needles,pkg of 1 ea,1 μL,23 ga (cone tip),50 mm × 0.63 mm,for use with SGE 1BR-5
SGE Needles for RN syringes,volume 5 μL, needle size 23 ga (cone tip), needle L × O.D. 70 × 0.63 mm,,,,, | 24435 |  | Supelco | RN 注射器的 SGE 针头 |  | ,,,for use with SGE 5BR-7, | GC Manual Syringes , Liquid sampling , SGE Needles , SGE Replacement Kits for plunger-in-needle syringes , SGE Replacement Needles , SGE SuperfleX Syringes , SGE Syringe Products , Syringes , 分析/色谱 |  | SGE, 035057,NP5B-7C,stainless steel needle cone tip (point style 1),replacement needles,pkg of 1 ea,5 μL,23 ga (cone tip),70 × 0.63 mm | , |  |  | SGE, 035057,NP5B-7C,stainless steel needle cone tip (point style 1),replacement needles,pkg of 1 ea,5 μL,23 ga (cone tip),70 × 0.63 mm,for use with SGE 5BR-7
Valco ® Precision Sampling Syringe, Series A, Removable needle,volume 0.25 mL, stainless steel needle bevel tip (point style 2), needle L × O.D. × I.D. 2.25 in. × 0.029 in. × 0.012 in.,,,,, | 22262 |  | Supelco | Valco ® A 系列精确取样注射器 |  | ,,,, | Gas/Liquid syringes , Series A , Syringes , VICI (Valco) Precision Sampling Syringes , 分析/色谱 |  | VICI, 010031,Series A,stainless steel needle bevel tip (point style 2),removable needle,pkg of 1 ea,0.25 mL,2.25 in. × 0.029 in. × 0.012 in.,(bevel tip) | , |  |  | VICI, 010031,Series A,stainless steel needle bevel tip (point style 2),removable needle,pkg of 1 ea,0.25 mL,2.25 in. × 0.029 in. × 0.012 in.,(bevel tip)
Valco ® Precision Sampling Syringe, Series A, Removable needle,volume 0.50 mL, stainless steel needle bevel tip (point style 2), needle L × O.D. × I.D. 2.25 in. × 0.029 in. × 0.012 in.,,,,, | 22263 |  | Supelco | Valco ® A 系列精确取样注射器 |  | ,,,, | Gas/Liquid syringes , Series A , Syringes , VICI (Valco) Precision Sampling Syringes , 分析/色谱 |  | VICI, 010032,Series A,stainless steel needle bevel tip (point style 2),removable needle Series A,pkg of 1 ea,0.50 mL,2.25 in. × 0.029 in. × 0.012 in.,(bevel tip) | , |  |  | VICI, 010032,Series A,stainless steel needle bevel tip (point style 2),removable needle Series A,pkg of 1 ea,0.50 mL,2.25 in. × 0.029 in. × 0.012 in.,(bevel tip)
Valco ® Precision Sampling Syringe, Series A, Removable needle,volume 1 mL, stainless steel needle bevel tip (point style 2), needle L × O.D. × I.D. 2.25 in. × 0.029 in. × 0.012 in.,,,,, | 22264 |  | Supelco | Valco ® A 系列精确取样注射器 |  | ,,,, | Gas/Liquid syringes , Series A , Syringes , VICI (Valco) Precision Sampling Syringes , 分析/色谱 |  | VICI, 010033,Series A,stainless steel needle bevel tip (point style 2),removable needle Series A,pkg of 1 ea,1 mL,2.25 in. × 0.029 in. × 0.012 in.,(bevel tip) | , |  |  | VICI, 010033,Series A,stainless steel needle bevel tip (point style 2),removable needle Series A,pkg of 1 ea,1 mL,2.25 in. × 0.029 in. × 0.012 in.,(bevel tip)
Valco ® Precision Sampling Syringe, Series A, Removable needle,volume 10 mL, stainless steel needle bevel tip (point style 2), needle L × O.D. × I.D. 2.25 in. × 0.029 in. × 0.012 in.,,,,, | 22267 |  | Supelco | Valco ® A 系列精确取样注射器 |  | ,,,, | Gas/Liquid syringes , Series A , Syringes , VICI (Valco) Precision Sampling Syringes , 分析/色谱 |  | VICI, 010036,Series A,stainless steel needle bevel tip (point style 2),removable needle Series A,pkg of 1 ea,10 mL,2.25 in. × 0.029 in. × 0.012 in.,(bevel tip) | , |  |  | VICI, 010036,Series A,stainless steel needle bevel tip (point style 2),removable needle Series A,pkg of 1 ea,10 mL,2.25 in. × 0.029 in. × 0.012 in.,(bevel tip)
Valco ® Precision Sampling Syringe, Series A, Removable needle,volume 100 μL, stainless steel needle bevel tip (point style 2), needle L × O.D. × I.D. 2.25 in. × 0.029 in. × 0.012 in.,,,,, | 22261 |  | Supelco | Valco ® A 系列精确取样注射器 |  | ,,,, | Gas/Liquid syringes , Series A , Syringes , VICI (Valco) Precision Sampling Syringes , 分析/色谱 |  | VICI, 010025,Series A,stainless steel needle bevel tip (point style 2),removable needle Series A,pkg of 1 ea,100 μL,2.25 in. × 0.029 in. × 0.012 in.,(bevel tip) | , |  |  | VICI, 010025,Series A,stainless steel needle bevel tip (point style 2),removable needle Series A,pkg of 1 ea,100 μL,2.25 in. × 0.029 in. × 0.012 in.,(bevel tip)
Valco ® Precision Sampling Syringe, Series A, Removable needle,volume 2 mL, stainless steel needle bevel tip (point style 2), needle L × O.D. × I.D. 2.25 in. × 0.029 in. × 0.012 in.,,,,, | 22265 |  | Supelco | Valco ® A 系列精确取样注射器 |  | ,,,, | Gas/Liquid syringes , Series A , Syringes , VICI (Valco) Precision Sampling Syringes , 分析/色谱 |  | VICI, 010034,Series A,stainless steel needle bevel tip (point style 2),removable needle Series A,pkg of 1 ea,2 mL,2.25 in. × 0.029 in. × 0.012 in.,(bevel tip) | , |  |  | VICI, 010034,Series A,stainless steel needle bevel tip (point style 2),removable needle Series A,pkg of 1 ea,2 mL,2.25 in. × 0.029 in. × 0.012 in.,(bevel tip)
Valco ® Precision Sampling Syringe, Series A, Removable needle,volume 5 mL, needle L × O.D. × I.D. 2.25 in. × 0.029 in. × 0.012 in., stainless steel needle bevel tip (point style 2),,,,, | 22266 |  | Supelco | Valco ® A 系列精确取样注射器 |  | ,,,, | Gas/Liquid syringes , Series A , Syringes , VICI (Valco) Precision Sampling Syringes , 分析/色谱 |  | VICI, 010035,Series A,stainless steel needle bevel tip (point style 2),removable needle,pkg of 1 ea,5 mL,2.25 in. × 0.029 in. × 0.012 in.,(bevel tip) | , |  |  | VICI, 010035,Series A,stainless steel needle bevel tip (point style 2),removable needle,pkg of 1 ea,5 mL,2.25 in. × 0.029 in. × 0.012 in.,(bevel tip)
Screw cap, phenolic, with open center,black phenolic hole cap, for use with 15 mL vial with 18-400 thread,,,,, | 27165 |  | Supelco | 中心开孔酚醛树脂螺纹瓶盖 |  | ,,,for use with 15 mL vial with 18-400 thread, | Caps for 15 mL Vials , Caps, Crimp Seals and Stoppers , Phenolic with open center , Sampling Vials, Caps, and Septa , Sampling, Storage, and Serum Bottles , Screw Caps , Vials , 分析/色谱 |  | temp. limit 149 °C,black phenolic hole cap,autoclavable,pkg of 100 ea,thread 18-400,12 mm,18-400,20 mm × 11.3 mm | , |  |  | temp. limit 149 °C,black phenolic hole cap,autoclavable,pkg of 100 ea,thread 18-400,12 mm,18-400,20 mm × 11.3 mm,for use with 15 mL vial with 18-400 thread
Carboxen ® Adsorbent,matrix Carboxen ® 563, 20-45 mesh, bottle of 10 g,,,231-153-3,, | 10263 |  | Supelco | Carboxen ® 吸附剂 |  | ,,,,~0.52 g/mL (free fall density) | Adsorbents , Carbon Molecular Sieve (CMS) Adsorbents , Carboxen Adsorbents , Gas Chromatography (GC) , Specialty Carbon Adsorbents , 分析/色谱 |  | ~0.24 cm 3 /g microporosity,~510 m 2 /g,Carboxen ® 563,~7-10 Å pore diameter,bottle of 10 g,20-45 mesh | , |  |  | ~0.24 cm 3 /g microporosity,~510 m 2 /g,Carboxen ® 563,~0.52 g/mL (free fall density),~7-10 Å pore diameter,bottle of 10 g,20-45 mesh
Carboxen ® Adsorbent,matrix Carboxen ® 564, 20-45 mesh, bottle of 10 g,,,231-153-3,, | 10264 |  | Supelco | Carboxen ® 吸附剂 |  | ,,,,~0.61 g/mL (free fall density) | Adsorbents , Carbon Molecular Sieve (CMS) Adsorbents , Carboxen Adsorbents , Gas Chromatography (GC) , Specialty Carbon Adsorbents , 分析/色谱 |  | ~0.24 cm 3 /g microporosity,~400 m 2 /g,Carboxen ® 564,~6-9 Å pore diameter,bottle of 10 g,20-45 mesh | , |  |  | ~0.24 cm 3 /g microporosity,~400 m 2 /g,Carboxen ® 564,~0.61 g/mL (free fall density),~6-9 Å pore diameter,bottle of 10 g,20-45 mesh
Carboxen ® Adsorbent,matrix Carboxen ® 564, 20-45 mesh, pack of 144 × 290 mg,,,231-153-3,, | 11324-U |  | Supelco | Carboxen ® 吸附剂 |  | ,,,,~0.61 g/mL (free fall density) | Adsorbents , Carbon Molecular Sieve (CMS) Adsorbents , Carboxen Adsorbents , Gas Chromatography (GC) , Specialty Carbon Adsorbents , 分析/色谱 |  | ~0.24 cm 3 /g microporosity,~400 m 2 /g,Carboxen ® 564,~6-9 Å pore diameter,pack of 144 × 290 mg,20-45 mesh | , |  |  | ~0.24 cm 3 /g microporosity,~400 m 2 /g,Carboxen ® 564,~0.61 g/mL (free fall density),~6-9 Å pore diameter,pack of 144 × 290 mg,20-45 mesh
Carboxen ® Adsorbent,matrix Carboxen ® 569, 20-45 mesh, bottle of 10 g,,,231-153-3,, | 10269 |  | Supelco | Carboxen ® 吸附剂 |  | ,,,,~0.61 g/mL (free fall density) | Adsorbents , Carbon Molecular Sieve (CMS) Adsorbents , Carboxen Adsorbents , Gas Chromatography (GC) , Specialty Carbon Adsorbents , 分析/色谱 |  | ~0.20 cm 3 /g microporosity,~485 m 2 /g,Carboxen ® 569,~5-8 Å pore diameter,bottle of 10 g,20-45 mesh | , |  |  | ~0.20 cm 3 /g microporosity,~485 m 2 /g,Carboxen ® 569,~0.61 g/mL (free fall density),~5-8 Å pore diameter,bottle of 10 g,20-45 mesh
Carboxen ® Adsorbent,matrix Carboxen ® 569, 20-45 mesh, bottle of 500 g,,,231-153-3,, | 11048-U |  | Supelco | Carboxen ® 吸附剂 |  | ,,,,~0.61 g/mL (free fall density) | Adsorbents , Carbon Molecular Sieve (CMS) Adsorbents , Carboxen Adsorbents , Gas Chromatography (GC) , Specialty Carbon Adsorbents , 分析/色谱 |  | ~0.20 cm 3 /g microporosity,~485 m 2 /g,Carboxen ® 569,~5-8 Å pore diameter,bottle of 500 g,20-45 mesh | , |  |  | ~0.20 cm 3 /g microporosity,~485 m 2 /g,Carboxen ® 569,~0.61 g/mL (free fall density),~5-8 Å pore diameter,bottle of 500 g,20-45 mesh
Carboxen ® Adsorbent,matrix Carboxen ® 572, 20-45 mesh, bottle of 10 g,,,,, | 11072-U |  | Supelco | Carboxen ® 吸附剂 |  | ,,,,~0.48 g/mL (free fall density) | Adsorbents , Carbon Molecular Sieve (CMS) Adsorbents , Carboxen Adsorbents , Gas Chromatography (GC) , Specialty Carbon Adsorbents , 分析/色谱 |  | ~0.41 cm 3 /g microporosity,~1100 m 2 /g,Carboxen ® 572,~10-12 Å pore diameter,bottle of 10 g,20-45 mesh | , |  |  | ~0.41 cm 3 /g microporosity,~1100 m 2 /g,Carboxen ® 572,~0.48 g/mL (free fall density),~10-12 Å pore diameter,bottle of 10 g,20-45 mesh
Carboxen ® Adsorbent,matrix Carboxen ® 1000, 40-60 mesh, bottle of 50 g,,,231-153-3,, | 10477-U |  | Supelco | Carboxen ® 吸附剂 |  | ,,,,~0.50 g/mL (free fall density) | Adsorbents , Carbon Molecular Sieve (CMS) Adsorbents , Carboxen Adsorbents , Gas Chromatography (GC) , Specialty Carbon Adsorbents , 分析/色谱 |  | ~0.44 cm 3 /g microporosity,~1200 m 2 /g,Carboxen ® 1000,~10-12 Å pore diameter,bottle of 50 g,40-60 mesh | , |  |  | ~0.44 cm 3 /g microporosity,~1200 m 2 /g,Carboxen ® 1000,~0.50 g/mL (free fall density),~10-12 Å pore diameter,bottle of 50 g,40-60 mesh
Carboxen ® Adsorbent,matrix Carboxen ® 1000, 60-80 mesh, bottle of 10 g,,,231-153-3,, | 10478-U |  | Supelco | Carboxen ® 吸附剂 |  | ,,,,~0.47 g/mL (free fall density) | Adsorbents , Carbon Molecular Sieve (CMS) Adsorbents , Carboxen Adsorbents , Gas Chromatography (GC) , Specialty Carbon Adsorbents , 分析/色谱 |  | ~0.44 cm 3 /g microporosity,~1200 m 2 /g,Carboxen ® 1000,~10-12 Å pore diameter,bottle of 10 g,60-80 mesh | , |  |  | ~0.44 cm 3 /g microporosity,~1200 m 2 /g,Carboxen ® 1000,~0.47 g/mL (free fall density),~10-12 Å pore diameter,bottle of 10 g,60-80 mesh
Carboxen ® Adsorbent,matrix Carboxen ® 1003, 40-60 mesh, bottle of 10 g,,,231-153-3,, | 10471 |  | Supelco | Carboxen ® 吸附剂 |  | ,,,,~0.49 g/mL (free fall density) | Adsorbents , Carbon Molecular Sieve (CMS) Adsorbents , Carboxen Adsorbents , Gas Chromatography (GC) , Specialty Carbon Adsorbents , 分析/色谱 |  | ~0.38 cm 3 /g microporosity,~1000 m 2 /g,Carboxen ® 1003,~5-8 Å pore diameter,bottle of 10 g,40-60 mesh | , |  |  | ~0.38 cm 3 /g microporosity,~1000 m 2 /g,Carboxen ® 1003,~0.49 g/mL (free fall density),~5-8 Å pore diameter,bottle of 10 g,40-60 mesh
Carbosieve ® Adsorbent,matrix Carbosieve ® G, 45-60 mesh, bottle of 5 g,,,231-153-3,, | 10197 |  | Supelco | Carbosieve ® 吸附剂 |  | ,,,,~0.27 g/mL (free fall density) | Adsorbents , Carbon Molecular Sieve (CMS) Adsorbents , Carbosieve Adsorbents , Gas Chromatography (GC) , Specialty Carbon Adsorbents , 分析/色谱 |  | ~0 cm 3 /g macroporosity,~1160 m 2 /g,Carbosieve ® G,~6-15 Å pore diameter,bottle of 5 g,45-60 mesh | , |  |  | ~0 cm 3 /g macroporosity,~1160 m 2 /g,Carbosieve ® G,~0.27 g/mL (free fall density),~6-15 Å pore diameter,bottle of 5 g,45-60 mesh
Carbosieve ® Adsorbent,matrix Carbosieve ® G, 60-80 mesh, bottle of 5 g,,,231-153-3,, | 10198 |  | Supelco | Carbosieve ® 吸附剂 |  | ,,,,~0.27 g/mL (free fall density) | Adsorbents , Carbon Molecular Sieve (CMS) Adsorbents , Carbosieve Adsorbents , Gas Chromatography (GC) , Specialty Carbon Adsorbents , 分析/色谱 |  | ~0 cm 3 /g macroporosity,~1160 m 2 /g,Carbosieve ® G,~6-15 Å pore diameter (free fall density),bottle of 5 g,60-80 mesh | , |  |  | ~0 cm 3 /g macroporosity,~1160 m 2 /g,Carbosieve ® G,~0.27 g/mL (free fall density),~6-15 Å pore diameter (free fall density),bottle of 5 g,60-80 mesh
Carbosieve ® Adsorbent,matrix Carbosieve ® G, 80-100 mesh, bottle of 5 g,,,231-153-3,, | 10199 |  | Supelco | Carbosieve ® 吸附剂 |  | ,,,,~0.27 g/mL (free fall density) | Adsorbents , Carbon Molecular Sieve (CMS) Adsorbents , Carbosieve Adsorbents , Gas Chromatography (GC) , Specialty Carbon Adsorbents , 分析/色谱 |  | ~0 cm 3 /g macroporosity,~1160 m 2 /g,Carbosieve ® G,~6-15 Å pore diameter,bottle of 5 g,80-100 mesh | , |  |  | ~0 cm 3 /g macroporosity,~1160 m 2 /g,Carbosieve ® G,~0.27 g/mL (free fall density),~6-15 Å pore diameter,bottle of 5 g,80-100 mesh
Carbosieve ® Adsorbent,matrix Carbosieve ® S-II, 60-80 mesh, bottle of 10 g,,,231-153-3,, | 10189 |  | Supelco | Carbosieve ® 吸附剂 |  | ,,,,~0.61 g/mL (free fall density) | Adsorbents , Carbon Molecular Sieve (CMS) Adsorbents , Carbosieve Adsorbents , Gas Chromatography (GC) , Specialty Carbon Adsorbents , 分析/色谱 |  | ~0 cm 3 /g macroporosity,~1059 m 2 /g,Carbosieve ® S-II,~6-15 Å pore diameter,bottle of 10 g,60-80 mesh | , |  |  | ~0 cm 3 /g macroporosity,~1059 m 2 /g,Carbosieve ® S-II,~0.61 g/mL (free fall density),~6-15 Å pore diameter,bottle of 10 g,60-80 mesh
Carbosieve ® Adsorbent,matrix Carbosieve ® S-II, 80-100 mesh, bottle of 10 g,,,,, | 10190-U |  | Supelco | Carbosieve ® 吸附剂 |  | ,,,,~0.61 g/mL (free fall density) | Adsorbents , Carbon Molecular Sieve (CMS) Adsorbents , Carbosieve Adsorbents , Gas Chromatography (GC) , Specialty Carbon Adsorbents , 分析/色谱 |  | ~0 cm 3 /g macroporosity,~1059 m 2 /g,Carbosieve ® S-II,~6-15 Å pore diameter,bottle of 10 g,80-100 mesh | , |  |  | ~0 cm 3 /g macroporosity,~1059 m 2 /g,Carbosieve ® S-II,~0.61 g/mL (free fall density),~6-15 Å pore diameter,bottle of 10 g,80-100 mesh
Carbosieve ® Adsorbent,matrix Carbosieve ® S-III, 60-80 mesh, bottle of 10 g,,,231-153-3,, | 10184 |  | Supelco | Carbosieve ® 吸附剂 |  | ,,,,~0.66 g/mL (free fall density) | Adsorbents , Carbon Molecular Sieve (CMS) Adsorbents , Carbosieve Adsorbents , Gas Chromatography (GC) , Specialty Carbon Adsorbents , 分析/色谱 |  | ~0 cm 3 /g macroporosity,~975 m 2 /g,Carbosieve ® S-III,~4-11 pore diameter,bottle of 10 g,60-80 mesh | , |  |  | ~0 cm 3 /g macroporosity,~975 m 2 /g,Carbosieve ® S-III,~0.66 g/mL (free fall density),~4-11 pore diameter,bottle of 10 g,60-80 mesh
Carbotrap ® Adsorbent,matrix Carbotrap ® B, 20-40 mesh, bottle of 10 g,,,215-609-9,, | 20287 |  | Supelco | Carbotrap ® /Carbopack ™ 吸附剂 |  | ,,,,~0.38 g/mL (free fall density) | Adsorbents , Carbotrap Adsorbents , Gas Chromatography (GC) , Graphitized Carbon Black (GCB) Adsorbents , Specialty Carbon Adsorbents , 分析/色谱 |  | ~0 cm 3 /g microporosity,~100 m 2 /g,Carbotrap ® B,0 Å pore diameter,bottle of 10 g,20-40 mesh | , |  |  | ~0 cm 3 /g microporosity,~100 m 2 /g,Carbotrap ® B,~0.38 g/mL (free fall density),0 Å pore diameter,bottle of 10 g,20-40 mesh
Carbotrap ® Adsorbent,matrix Carbotrap ® B, 20-40 mesh, pack of 144 × 190 mg,,,215-609-9,, | 11325-U |  | Supelco | Carbotrap ® /Carbopack ™ 吸附剂 |  | ,,,,~0.38 g/mL (free fall density) | Adsorbents , Carbotrap Adsorbents , Gas Chromatography (GC) , Graphitized Carbon Black (GCB) Adsorbents , Specialty Carbon Adsorbents , 分析/色谱 |  | ~0 Å pore diameter,~100 m 2 /g,Carbotrap ® B,~0 cm 3 /g macroporosity,pack of 144 × 190 mg,20-40 mesh | , |  |  | ~0 Å pore diameter,~100 m 2 /g,Carbotrap ® B,~0.38 g/mL (free fall density),~0 cm 3 /g macroporosity,pack of 144 × 190 mg,20-40 mesh
Carbotrap ® Adsorbent,matrix Carbotrap ® C, 20-40 mesh, bottle of 10 g,,,215-609-9,, | 20309 |  | Supelco | Carbotrap ® /Carbopack ™ 吸附剂 |  | ,,,,~0.70 g/mL (free fall density) | Adsorbents , Carbotrap Adsorbents , Gas Chromatography (GC) , Graphitized Carbon Black (GCB) Adsorbents , Specialty Carbon Adsorbents , 分析/色谱 |  | ~0 Å pore diameter,~100 m 2 /g,Carbotrap ® C,~0 cm 3 /g macroporosity,bottle of 10 g,20-40 mesh | , |  |  | ~0 Å pore diameter,~100 m 2 /g,Carbotrap ® C,~0.70 g/mL (free fall density),~0 cm 3 /g macroporosity,bottle of 10 g,20-40 mesh
Carbotrap ® Adsorbent,matrix Carbotrap ® C, 20-40 mesh, bottle of 500 g,,,215-609-9,, | 11047-U |  | Supelco | Carbotrap ® /Carbopack ™ 吸附剂 |  | ,,,,~0.70 g/mL (free fall density) | Adsorbents , Carbotrap Adsorbents , Gas Chromatography (GC) , Graphitized Carbon Black (GCB) Adsorbents , Specialty Carbon Adsorbents , 分析/色谱 |  | ~0 Å pore diameter,~10 m 2 /g,Carbotrap ® C,~0 cm 3 /g macroporosity,bottle of 500 g,20-40 mesh | , |  |  | ~0 Å pore diameter,~10 m 2 /g,Carbotrap ® C,~0 cm 3 /g macroporosity,bottle of 500 g,~0.70 g/mL (free fall density),20-40 mesh
Carbotrap ® Adsorbent,matrix Carbotrap ® X, 20-40 mesh, bottle of 10 g,,,215-609-9,, | 10435-U |  | Supelco | Carbotrap ® /Carbopack ™ 吸附剂 |  | ,,,,~0.44 g/mL (free fall density) | Adsorbents , Carbotrap Adsorbents , Gas Chromatography (GC) , Graphitized Carbon Black (GCB) Adsorbents , Specialty Carbon Adsorbents , 分析/色谱 |  | ~100 Å pore diameter,~240 m 2 /g,Carbotrap ® X,~0.62 cm 3 /g mesoporosity,bottle of 10 g,20-40 mesh | , |  |  | ~100 Å pore diameter,~240 m 2 /g,Carbotrap ® X,~0.44 g/mL (free fall density),~0.62 cm 3 /g mesoporosity,bottle of 10 g,20-40 mesh
Carbotrap ® Adsorbent,matrix Carbotrap ® Y, 20-40 mesh, bottle of 10 g,,,215-609-9,, | 10460-U |  | Supelco | Carbotrap ® /Carbopack ™ 吸附剂 |  | ,,,,~0.44 g/mL (free fall density) | Adsorbents , Carbotrap Adsorbents , Gas Chromatography (GC) , Graphitized Carbon Black (GCB) Adsorbents , Specialty Carbon Adsorbents , 分析/色谱 |  | ~0 Å pore diameter,~24 m 2 /g,Carbotrap ® Y,~0 cm 3 /g macroporosity,bottle of 10 g,20-40 mesh | , |  |  | ~0 Å pore diameter,~24 m 2 /g,Carbotrap ® Y,~0.44 g/mL (free fall density),~0 cm 3 /g macroporosity,bottle of 10 g,20-40 mesh
,matrix Carbopack ™ X, 40-60 mesh, bottle of 10 g,,,215-609-9,, | 10436 |  | Supelco | Carbopack ™ Adsorbent |  | ,,,,~0.44 g/mL (free fall denstiy) | Adsorbents , Carbopack Adsorbents , Gas Chromatography (GC) , Graphitized Carbon Black (GCB) Adsorbents , Specialty Carbon Adsorbents , 分析/色谱 |  | ~100 Å pore diameter,~240 m 2 /g,Carbopack ™ X,~0.62 cm 3 /g mesoporosity,bottle of 10 g,40-60 mesh | , |  |  | ~100 Å pore diameter,~240 m 2 /g,Carbopack ™ X,~0.44 g/mL (free fall denstiy),~0.62 cm 3 /g mesoporosity,bottle of 10 g,40-60 mesh
,matrix Carbopack ™ X, 60-80 mesh, bottle of 10 g,,,215-609-9,, | 10437-U |  | Supelco | Carbopack ™ Adsorbent |  | ,,,,~0.44 g/mL (free fall density) | Adsorbents , Carbopack Adsorbents , Gas Chromatography (GC) , Graphitized Carbon Black (GCB) Adsorbents , Specialty Carbon Adsorbents , 分析/色谱 |  | ~100 Å pore diameter,~240 m 2 /g,Carbopack ™ X,~0.62 cm 3 /g mesoporosity,bottle of 10 g,60-80 mesh | , |  |  | ~100 Å pore diameter,~240 m 2 /g,Carbopack ™ X,~0.44 g/mL (free fall density),~0.62 cm 3 /g mesoporosity,bottle of 10 g,60-80 mesh
,matrix Carbopack ™ X, 120-400 mesh, bottle of 50 g,,,215-609-9,, | 10439-U |  | Supelco | Carbopack ™ Adsorbent |  | ,,,,~0.39 g/mL (free fall density) | Adsorbents , Carbopack Adsorbents , Gas Chromatography (GC) , Graphitized Carbon Black (GCB) Adsorbents , Specialty Carbon Adsorbents , 分析/色谱 |  | ~100 Å pore diameter,~240,Carbopack ™ X,~0.62 cm 3 /g mesoporosity,bottle of 50 g,120-400 mesh | , |  |  | ~100 Å pore diameter,~240,Carbopack ™ X,~0.39 g/mL (free fall density),~0.62 cm 3 /g mesoporosity,bottle of 50 g,120-400 mesh
,matrix Carbopack ™ Y, 40-60 mesh, bottle of 10 g,,,215-609-9,, | 10461-U |  | Supelco | Carbopack ™ Adsorbent |  | ,,,,~0.42 g/mL (free fall density) | Adsorbents , Carbopack Adsorbents , Gas Chromatography (GC) , Graphitized Carbon Black (GCB) Adsorbents , Specialty Carbon Adsorbents , 分析/色谱 |  | ~0 Å pore diameter,~24 m 2 /g,Carbopack ™ Y,~0 cm 3 /g macroporosity,bottle of 10 g,40-60 mesh | , |  |  | ~0 Å pore diameter,~24 m 2 /g,Carbopack ™ Y,~0.42 g/mL (free fall density),~0 cm 3 /g macroporosity,bottle of 10 g,40-60 mesh
,matrix Carbopack ™ Y, 60-80 mesh, bottle of 10 g,,,215-609-9,, | 10462 |  | Supelco | Carbopack ™ Adsorbent |  | ,,,,~0.38 g/mL (free fall density) | Adsorbents , Carbopack Adsorbents , Gas Chromatography (GC) , Graphitized Carbon Black (GCB) Adsorbents , Specialty Carbon Adsorbents , 分析/色谱 |  | ~0 Å pore diameter,~24 m 2 /g,Carbopack ™ Y,~0 cm 3 /g macroporosity,bottle of 10 g,60-80 mesh | , |  |  | ~0 Å pore diameter,~24 m 2 /g,Carbopack ™ Y,~0.38 g/mL (free fall density),~0 cm 3 /g macroporosity,bottle of 10 g,60-80 mesh
,matrix Carbopack ™ Y, 120-400 mesh, bottle of 50 g,,,215-609-9,, | 10464-U |  | Supelco | Carbopack ™ Adsorbent |  | ,,,,~0.38 g/mL (free fall density) | Adsorbents , Carbopack Adsorbents , Gas Chromatography (GC) , Graphitized Carbon Black (GCB) Adsorbents , Specialty Carbon Adsorbents , 分析/色谱 |  | ~0 Å pore diameter,~24 m 2 /g,Carbopack ™ Y,~0 cm 3 /g macroporosity,bottle of 50 g,120-400 mesh | , |  |  | ~0 Å pore diameter,~24 m 2 /g,Carbopack ™ Y,~0.38 g/mL (free fall density),~0 cm 3 /g macroporosity,bottle of 50 g,120-400 mesh
,matrix Carbopack ™ Z, 60-80 mesh, bottle of 10 g,,,215-609-9,, | 11051-U |  | Supelco | Carbopack ™ Adsorbent |  | ,,,,~0.16 g/mL (free fall density) | Adsorbents , Carbopack Adsorbents , Gas Chromatography (GC) , Graphitized Carbon Black (GCB) Adsorbents , Specialty Carbon Adsorbents , 分析/色谱 |  | ~255 Å pore diameter,~220 m 2 /g,Carbopack ™ Z,~0 cm 3 /g macroporosity,bottle of 10 g,60-80 mesh | , |  |  | ~255 Å pore diameter,~220 m 2 /g,Carbopack ™ Z,~0.16 g/mL (free fall density),~0 cm 3 /g macroporosity,bottle of 10 g,60-80 mesh
Small Particle GCB Adsorbent,matrix Mesoporous Carbon, 45 μm, bottle of 50 g,,,215-609-9,, | 14030-U |  | Supelco | 小颗粒石墨化炭黑吸附剂 |  | ,,,,~0.35 g/mL (free fall density) | Adsorbents , Gas Chromatography (GC) , Graphitized Carbon Black (GCB) Adsorbents , Small Particle GCB Adsorbents , Specialty Carbon Adsorbents , 分析/色谱 |  | ~96.3 Å pore diameter,~203 m 2 /g,Mesoporous Carbon,~0.49 cm 3 /g mesoporosity,bottle of 50 g,45 μm | , |  |  | ~96.3 Å pore diameter,~203 m 2 /g,Mesoporous Carbon,~0.35 g/mL (free fall density),~0.49 cm 3 /g mesoporosity,bottle of 50 g,45 μm
Small Particle GCB Adsorbent,matrix Graphitized Carbon, <200 nm, bottle of 50 g,,,231-153-3,, | 14029-U |  | Supelco | 小颗粒石墨化炭黑吸附剂 |  | ,,,,~0.07 g/mL (free fall density) | Adsorbents , Gas Chromatography (GC) , Graphitized Carbon Black (GCB) Adsorbents , Small Particle GCB Adsorbents , Specialty Carbon Adsorbents , 分析/色谱 |  | ~137 Å pore diameter,70 m 2 /g,Graphitized Carbon,~0.01 cm 3 /g microporosity,bottle of 50 g,<200 nm | , |  |  | ~137 Å pore diameter,70 m 2 /g,Graphitized Carbon,~0.07 g/mL (free fall density),~0.01 cm 3 /g microporosity,bottle of 50 g,<200 nm
Filter Cartridge Assembly,,,,,, | 21031 |  | Supelco | 过滤器滤芯组件 |  | ,,,, | Active Sampling , Air Monitoring , Filter Cartridge , ORBO PUF Cartridges , Sample Preparation & Purification , Small PUF Cartridges , Solvent Desorption Tubes & Cartridges , 分析/色谱 |  | pkg of 1 ea,suitable for TO-10A per US EPA,suitable for IP-8 per US EPA | , |  |  | pkg of 1 ea,suitable for TO-10A per US EPA,suitable for IP-8 per US EPA
,pkg of 1 ea,,,,, | 20556 |  | Supelco | Glass Cartridge for Small PUF Plug |  | ,,,for use with ORBO-1000 (22 mm PUF plug), | Active Sampling , Air Monitoring , ORBO PUF Cartridges , Sample Preparation & Purification , Small PUF Cartridges , Solvent Desorption Tubes & Cartridges , 分析/色谱 |  | pkg of 1 ea,glass cartridge | , |  |  | pkg of 1 ea,glass cartridge,for use with ORBO-1000 (22 mm PUF plug)
,O.D. × L 22 mm × 7.6 cm, pkg of 3 ea,,,,, | 20557 |  | Supelco | ORBO ™ 1000 Precleaned Small PUF Cartridge |  | ,,,, | Active Sampling , Air Monitoring , ORBO PUF Cartridges , Sample Preparation & Purification , Small PUF Cartridges , Solvent Desorption Tubes & Cartridges , 分析/色谱 |  | suitable for TO-10A per US EPA,ORBO ™ 1000,Small PUF,22 mm × 7.6 cm,precleaned,pkg of 3 ea,suitable for D4861 per ASTM,PUF polyurethane foam | , |  |  | suitable for TO-10A per US EPA,ORBO ™ 1000,Small PUF,22 mm × 7.6 cm,precleaned,pkg of 3 ea,suitable for D4861 per ASTM,PUF polyurethane foam
,O.D. × L 22 mm × 7.6 cm, pkg of 3 ea,,,,, | 20600-U |  | Supelco | ORBO ™ 1000 Precleaned Small PUF Plug, Replacement |  | ,,,, | Active Sampling , Air Monitoring , ORBO PUF Cartridges , Sample Preparation & Purification , Small PUF Cartridges , Solvent Desorption Tubes & Cartridges , 分析/色谱 |  | suitable for TO-10A per US EPA,ORBO ™ 1000,Replacement Plug,22 mm × 7.6 cm,precleaned,pkg of 3 ea,suitable for D4861 per ASTM,PUF Polyurethane foam | , |  |  | suitable for TO-10A per US EPA,ORBO ™ 1000,Replacement Plug,22 mm × 7.6 cm,precleaned,pkg of 3 ea,suitable for D4861 per ASTM,PUF Polyurethane foam
,O.D. × L 22 mm × 10 cm, pkg of 3 ea,,,,, | 21233-U |  | Supelco | ORBO ™ 1500 Precleaned Small PUF/Amberlite ® XAD ® -2/PUF Cartridge |  | ,,,, | Active Sampling , Air Monitoring , ORBO PUF Cartridges , Sample Preparation & Purification , Small PUF Cartridges , Solvent Desorption Tubes & Cartridges , 分析/色谱 |  | suitable for (Semivolatiles (pesticides, PCBs, PAHs)),ORBO ™ 1500,PUF/XAD-2/PUF Layers (Each PUF 30 mm L; 1.5g Amberlite ® XAD ® -2),22 mm × 10 cm,precleaned,pkg of 3 ea,suitable for (Research pesticides) | , |  |  | suitable for (Semivolatiles (pesticides, PCBs, PAHs)),ORBO ™ 1500,PUF/XAD-2/PUF Layers (Each PUF 30 mm L; 1.5g Amberlite ® XAD ® -2),22 mm × 10 cm,precleaned,pkg of 3 ea,suitable for (Research pesticides)
,pkg of 1 ea,,,,, | 20563 |  | Supelco | Glass Cartridge and Screen for Large PUF Plug |  | ,,,for use with ORBO-2000 (6.5 cm Large PUF Plug), | Active Sampling , Air Monitoring , Large PUF Cartridges , ORBO PUF Cartridges , Sample Preparation & Purification , Solvent Desorption Tubes & Cartridges , 分析/色谱 |  | pkg of 1 ea,glass cartridge | , |  |  | pkg of 1 ea,glass cartridge,for use with ORBO-2000 (6.5 cm Large PUF Plug)
,O.D. × L 6 cm × 7.6 cm, pkg of 1 ea,,,,, | 20037 |  | Supelco | ORBO ™ 2000 Precleaned Large PUF Cartridge |  | ,,,, | Active Sampling , Air Monitoring , Large PUF Cartridges , ORBO PUF Cartridges , Sample Preparation & Purification , Solvent Desorption Tubes & Cartridges , 分析/色谱 |  | suitable for TO-9A per US EPA,ORBO ™ 2000,Large PUF,6 cm × 7.6 cm,precleaned,pkg of 1 ea,suitable for D6209 per ASTM,PUF polyurethane foam | , |  |  | suitable for TO-9A per US EPA,ORBO ™ 2000,Large PUF,6 cm × 7.6 cm,precleaned,pkg of 1 ea,suitable for D6209 per ASTM,PUF polyurethane foam
,O.D. × L 6 cm × 7.6 cm, pkg of 1 ea,,,,, | 20038 |  | Supelco | ORBO ™ 2000 Precleaned Large PUF Plug, Replacement |  | ,,,, | Active Sampling , Air Monitoring , Large PUF Cartridges , ORBO PUF Cartridges , Sample Preparation & Purification , Solvent Desorption Tubes & Cartridges , 分析/色谱 |  | suitable for TO-9A per US EPA,ORBO ™ 2000,Large PUF,6 cm × 7.6 cm,precleaned,pkg of 1 ea,suitable for D6209 per ASTM,PUF Polyurethane Foam | , |  |  | suitable for TO-9A per US EPA,ORBO ™ 2000,Large PUF,6 cm × 7.6 cm,precleaned,pkg of 1 ea,suitable for D6209 per ASTM,PUF Polyurethane Foam
,O.D. × L 6.5 cm × 125 mm, pkg of 1 ea,,,,, | 21235-U |  | Supelco | ORBO ™ 2500 Precleaned Large PUF/Amberlite ® XAD ® -2/PUF Cartridge |  | ,,,, | Active Sampling , Air Monitoring , Large PUF Cartridges , ORBO PUF Cartridges , Sample Preparation & Purification , Solvent Desorption Tubes & Cartridges , 分析/色谱 |  | suitable for 600 per US EPA (8-80-038),ORBO ™ 2500,PUF/XAD-2/PUF Layers (PUFs 25 mm L & 50 mm L; 10 g Amberlite ® XAD ® -2),6.5 cm × 125 mm,precleaned,pkg of 1 ea,suitable for (Semivolatiles (pesticides, PCBs, PAHs)) | , |  |  | suitable for 600 per US EPA (8-80-038),ORBO ™ 2500,PUF/XAD-2/PUF Layers (PUFs 25 mm L & 50 mm L; 10 g Amberlite ® XAD ® -2),6.5 cm × 125 mm,precleaned,pkg of 1 ea,suitable for (Semivolatiles (pesticides, PCBs, PAHs))
Pre-Cleaned 2 Piece Large Puf Set,,,,,, | 20009-U |  | Supelco | 预清洗的两件式大型 Puf 套装 |  | ,,,, | Active Sampling , Air Monitoring , Large PUF Cartridges , ORBO PUF Cartridges , Sample Preparation & Purification , Solvent Desorption Tubes & Cartridges , 分析/色谱 |  |  | ,
Stainless Steel Screen,,,,,, | 21008-U |  | Supelco | 不锈钢滤网 |  | ,,,, | Active Sampling , Air Monitoring , Large PUF Cartridges , ORBO PUF Cartridges , Sample Preparation & Purification , Solvent Desorption Tubes & Cartridges , 分析/色谱 |  | pkg of 2 ea,Supelco ORBO ™ 2000 | , |  |  | pkg of 2 ea,Supelco ORBO ™ 2000
,O.D. × L 1/4 in. × 3 1/2 in., stainless steel TD tube, Sealed with Brass Endcaps, preconditioned, pkg of 10 ea,,,,, | 29743-U |  | Supelco | Carbosieve SIII |  | ,,,for use with PerkinElmer, Markes, DANI, OI Analytical, and Shimadzu Instruments, | Active Sampling , Air Monitoring , Sample Preparation & Purification , TD Tubes Stainless Steel, Preconditioned, Sealed with Brass Endcaps , Thermal Desorption Tubes , Thermal Desorption for PerkinElmer, Markes, DANI, OI-Analytical, and Shimadzu Instruments , 分析/色谱 |  | Carbosieve ® S-III carbon molecular sieve,1/4 in. × 3 1/2 in.,stainless steel TD tube,preconditioned,pkg of 10 ea,suitable for TO-2 per US EPA | , |  |  | Carbosieve ® S-III carbon molecular sieve,1/4 in. × 3 1/2 in.,stainless steel TD tube,preconditioned,pkg of 10 ea,suitable for TO-2 per US EPA,for use with PerkinElmer, Markes, DANI, OI Analytical, and Shimadzu Instruments
,O.D. × L 1/4 in. × 3 1/2 in., stainless steel TD tube, Sealed with Brass Endcaps, preconditioned, pkg of 10 ea,,,,, | 29745-U |  | Supelco | Carbotrap 202 |  | ,,,for use with PerkinElmer, Markes, DANI, OI Analytical, and Shimadzu Instruments, | Active Sampling , Air Monitoring , Sample Preparation & Purification , TD Tubes Stainless Steel, Preconditioned, Sealed with Brass Endcaps , Thermal Desorption Tubes , Thermal Desorption for PerkinElmer, Markes, DANI, OI-Analytical, and Shimadzu Instruments , 分析/色谱 |  | Carbotrap ® 202 (Packed with Carbopack B & Carbopack C),Carbopack ™ C graphitized carbon black (GCB),1/4 in. × 3 1/2 in.,stainless steel TD tube,preconditioned,pkg of 10 ea,suitable for (C5-C20 Compounds in Air) | , |  |  | Carbotrap ® 202 (Packed with Carbopack B & Carbopack C),Carbopack ™ C graphitized carbon black (GCB),1/4 in. × 3 1/2 in.,stainless steel TD tube,preconditioned,pkg of 10 ea,suitable for (C5-C20 Compounds in Air),for use with PerkinElmer, Markes, DANI, OI Analytical, and Shimadzu Instruments
,O.D. × L 1/4 in. × 3 1/2 in., stainless steel TD tube, Sealed with Brass Endcaps, preconditioned, pkg of 10 ea,,,,, | 29744-U |  | Supelco | Carbotrap 217 |  | ,,,for use with PerkinElmer, Markes, DANI, OI Analytical, and Shimadzu Instruments, | Active Sampling , Air Monitoring , Sample Preparation & Purification , TD Tubes Stainless Steel, Preconditioned, Sealed with Brass Endcaps , Thermal Desorption Tubes , Thermal Desorption for PerkinElmer, Markes, DANI, OI-Analytical, and Shimadzu Instruments , 分析/色谱 |  | suitable for TO-17 per US EPA,Carbotrap ® 217 (Packed with Carbotrap B and Carboxen-1000),1/4 in. × 3 1/2 in.,stainless steel TD tube,preconditioned,pkg of 10 ea,suitable for TO-14 per US EPA (Air Toxics) | , |  |  | suitable for TO-17 per US EPA,Carbotrap ® 217 (Packed with Carbotrap B and Carboxen-1000),1/4 in. × 3 1/2 in.,stainless steel TD tube,preconditioned,pkg of 10 ea,suitable for TO-14 per US EPA (Air Toxics),for use with PerkinElmer, Markes, DANI, OI Analytical, and Shimadzu Instruments
,O.D. × L 1/4 in. × 3 1/2 in., stainless steel TD tube, Sealed with Brass Endcaps, preconditioned, pkg of 10 ea,,,,, | 29746-U |  | Supelco | Carbotrap 300 |  | ,,,for use with PerkinElmer, Markes, DANI, OI Analytical, and Shimadzu Instruments, | Active Sampling , Air Monitoring , Sample Preparation & Purification , TD Tubes Stainless Steel, Preconditioned, Sealed with Brass Endcaps , Thermal Desorption Tubes , Thermal Desorption for PerkinElmer, Markes, DANI, OI-Analytical, and Shimadzu Instruments , 分析/色谱 |  | suitable for TO-3 per US EPA,Carbosieve ® S-III carbon molecular sieve (CMS),1/4 in. × 3 1/2 in.,stainless steel TD tube,preconditioned,pkg of 10 ea,suitable for TO-1 per US EPA | , |  |  | suitable for TO-3 per US EPA,Carbosieve ® S-III carbon molecular sieve (CMS),1/4 in. × 3 1/2 in.,stainless steel TD tube,preconditioned,pkg of 10 ea,suitable for TO-1 per US EPA,for use with PerkinElmer, Markes, DANI, OI Analytical, and Shimadzu Instruments
,60/80 mesh, O.D. × L 1/4 in. × 3 1/2, stainless steel TD tube, sealed with Brass Endcaps, preconditioned, pkg of 10 ea,,,,, | 29742-U |  | Supelco | Tenax ® GR |  | ,,,for use with PerkinElmer, Markes, DANI, OI Analytical, and Shimadzu Instruments, | Active Sampling , Air Monitoring , Sample Preparation & Purification , TD Tubes Stainless Steel, Preconditioned, Sealed with Brass Endcaps , Thermal Desorption Tubes , Thermal Desorption for PerkinElmer, Markes, DANI, OI-Analytical, and Shimadzu Instruments , 分析/色谱 |  | Tenax GR graphitized porous polymer,1/4 in. × 3 1/2,stainless steel TD tube,preconditioned,pkg of 10 ea,suitable for (extends range of Tenax TA),60/80 mesh | , |  |  | Tenax GR graphitized porous polymer,1/4 in. × 3 1/2,stainless steel TD tube,preconditioned,pkg of 10 ea,suitable for (extends range of Tenax TA),for use with PerkinElmer, Markes, DANI, OI Analytical, and Shimadzu Instruments,60/80 mesh
Tenax ® TA,60/80 mesh, O.D. × L 1/4 in. × 3 1/2 in., stainless steel TD tube, sealed with (Brass Endcaps), preconditioned, pkg of 10 ea,,,,, | 29741-U |  | Supelco | Tenax ® TA |  | ,,,for use with PerkinElmer, Markes, DANI, OI Analytical, and Shimadzu Instruments, | Active Sampling , Air Monitoring , Sample Preparation & Purification , TD Tubes Stainless Steel, Preconditioned, Sealed with Brass Endcaps , Thermal Desorption Tubes , Thermal Desorption for PerkinElmer, Markes, DANI, OI-Analytical, and Shimadzu Instruments , 分析/色谱 |  | suitable for TO-1 per US EPA,Tenax TA porous polymer,1/4 in. × 3 1/2 in.,stainless steel TD tube,preconditioned,pkg of 10 ea,suitable for IP-1B per US EPA,60/80 mesh | , |  |  | suitable for TO-1 per US EPA,Tenax TA porous polymer,1/4 in. × 3 1/2 in.,stainless steel TD tube,preconditioned,pkg of 10 ea,suitable for IP-1B per US EPA,for use with PerkinElmer, Markes, DANI, OI Analytical, and Shimadzu Instruments,60/80 mesh
,stainless steel TD tube, O.D. × L 1/4 in. × 3 1/2 in., preconditioned, pkg of 10 ea,,,,, | 20012-U |  | Supelco | Carbosieve ® SIII |  | ,,,for use with PerkinElmer, Markes, DANI, OI Analytical, and Shimadzu Instruments, | Active Sampling , Air Monitoring , Sample Preparation & Purification , TD Tubes Stainless Steel, Preconditioned, Sealed in TDS3 Storage Container , Thermal Desorption Tubes , Thermal Desorption for PerkinElmer, Markes, DANI, OI-Analytical, and Shimadzu Instruments , 分析/色谱 |  | Carbosieve ® S-III carbon molecular sieve,1/4 in. × 3 1/2 in.,stainless steel TD tube,preconditioned,pkg of 10 ea,suitable for TO-2 per US EPA,Sealed with TDS³ Storage Container | , |  |  | Carbosieve ® S-III carbon molecular sieve,1/4 in. × 3 1/2 in.,stainless steel TD tube,preconditioned,pkg of 10 ea,suitable for TO-2 per US EPA,for use with PerkinElmer, Markes, DANI, OI Analytical, and Shimadzu Instruments,Sealed with TDS³ Storage Container
,stainless steel TD tube, O.D. × L 1/4 in. × 3 1/2 in., preconditioned, pkg of 10 ea,,,,, | 20083-U |  | Supelco | Carbotrap ® 202 |  | ,,,for use with PerkinElmer, Markes, DANI, OI Analytical, and Shimadzu Instruments, | Active Sampling , Air Monitoring , Sample Preparation & Purification , TD Tubes Stainless Steel, Preconditioned, Sealed in TDS3 Storage Container , Thermal Desorption Tubes , Thermal Desorption for PerkinElmer, Markes, DANI, OI-Analytical, and Shimadzu Instruments , 分析/色谱 |  | Carbotrap ® C graphitized carbon black (GCB),Carbotrap ® 202 (Packed with Carbopack B & Carbopack C),1/4 in. × 3 1/2 in.,stainless steel TD tube,preconditioned,pkg of 10 ea,suitable for (C5-C20 Compounds in Air),Sealed with TDS³ Storage Container | , |  |  | Carbotrap ® C graphitized carbon black (GCB),Carbotrap ® 202 (Packed with Carbopack B & Carbopack C),1/4 in. × 3 1/2 in.,stainless steel TD tube,preconditioned,pkg of 10 ea,suitable for (C5-C20 Compounds in Air),for use with PerkinElmer, Markes, DANI, OI Analytical, and Shimadzu Instruments,Sealed with TDS³ Storage Container
,stainless steel TD tube, O.D. × L 1/4 in. × 3 1/2 in., preconditioned, pkg of 10 ea,,,,, | 20013-U |  | Supelco | Carbotrap ® 217 |  | ,,,for use with PerkinElmer, Markes, DANI, OI Analytical, and Shimadzu Instruments, | Active Sampling , Air Monitoring , Sample Preparation & Purification , TD Tubes Stainless Steel, Preconditioned, Sealed in TDS3 Storage Container , Thermal Desorption Tubes , Thermal Desorption for PerkinElmer, Markes, DANI, OI-Analytical, and Shimadzu Instruments , 分析/色谱 |  | suitable for TO-17 per US EPA,Carbotrap ® 217 (packed with Carbotrap B and Carboxen-1000),1/4 in. × 3 1/2 in.,stainless steel TD tube,preconditioned,pkg of 10 ea,suitable for TO-14 per US EPA (Air Toxics),Sealed with TDS³ storage container | , |  |  | suitable for TO-17 per US EPA,Carbotrap ® 217 (packed with Carbotrap B and Carboxen-1000),1/4 in. × 3 1/2 in.,stainless steel TD tube,preconditioned,pkg of 10 ea,suitable for TO-14 per US EPA (Air Toxics),for use with PerkinElmer, Markes, DANI, OI Analytical, and Shimadzu Instruments,Sealed with TDS³ storage container
,O.D. × L 1/4 in. × 3 1/2 in., stainless steel TD tube, preconditioned, pkg of 10 ea,,,,, | 21705-U |  | Supelco | Carbotrap ® 300 |  | ,,,for use with DANI, Markes, OI Analytical, PerkinElmer and Shimadzu Instruments, | Active Sampling , Air Monitoring , Sample Preparation & Purification , TD Tubes Stainless Steel, Preconditioned, Sealed in TDS3 Storage Container , Thermal Desorption Tubes , Thermal Desorption for PerkinElmer, Markes, DANI, OI-Analytical, and Shimadzu Instruments , 分析/色谱 |  | suitable for TO-3 per US EPA,Carbosieve ® S-III carbon molecular sieve (CMS),1/4 in. × 3 1/2 in.,stainless steel TD tube,preconditioned,pkg of 10 ea,suitable for TO-1 per US EPA,Sealed with TDS³ Storage Container | , |  |  | suitable for TO-3 per US EPA,Carbosieve ® S-III carbon molecular sieve (CMS),1/4 in. × 3 1/2 in.,stainless steel TD tube,preconditioned,pkg of 10 ea,suitable for TO-1 per US EPA,for use with DANI, Markes, OI Analytical, PerkinElmer and Shimadzu Instruments,Sealed with TDS³ Storage Container
Empty Tube for Thermal Desorption,stainless steel TD tube (includes screens), O.D. × L 1/4 in. × 3 1/2, pkg of 10 ea,,,,, | 21822-U |  | Supelco | 热脱附空管 |  | ,,,for use with PerkinElmer, Markes, DANI, OI Analytical, and Shimadzu Instruments, | Active Sampling , Air Monitoring , Sample Preparation & Purification , TD Tubes Stainless Steel, Preconditioned, Sealed in TDS3 Storage Container , Thermal Desorption Tubes , Thermal Desorption for PerkinElmer, Markes, DANI, OI-Analytical, and Shimadzu Instruments , 分析/色谱 |  | pkg of 10 ea,stainless steel TD tube (includes screens),1/4 in. × 3 1/2 | , |  |  | pkg of 10 ea,stainless steel TD tube (includes screens),for use with PerkinElmer, Markes, DANI, OI Analytical, and Shimadzu Instruments,1/4 in. × 3 1/2
,stainless steel TD tube, O.D. × L 1/4 in. × 3 1/2 in., preconditioned, pkg of 10 ea,,,,, | 20011-U |  | Supelco | Tenax ® GR |  | ,,,for use with PerkinElmer, Markes, DANI, OI Analytical, and Shimadzu Instruments, | Active Sampling , Air Monitoring , Sample Preparation & Purification , TD Tubes Stainless Steel, Preconditioned, Sealed in TDS3 Storage Container , Thermal Desorption Tubes , Thermal Desorption for PerkinElmer, Markes, DANI, OI-Analytical, and Shimadzu Instruments , 分析/色谱 |  | Tenax GR graphitized porous polymer,1/4 in. × 3 1/2 in.,stainless steel TD tube,preconditioned,pkg of 10 ea,suitable for (extends range of Tenax GR),Sealed with TDS³ Storage Container | , |  |  | Tenax GR graphitized porous polymer,1/4 in. × 3 1/2 in.,stainless steel TD tube,preconditioned,pkg of 10 ea,suitable for (extends range of Tenax GR),for use with PerkinElmer, Markes, DANI, OI Analytical, and Shimadzu Instruments,Sealed with TDS³ Storage Container
,stainless steel TD tube, O.D. × L 1/4 in. × 3 1/2 in., preconditioned, pkg of 10 ea,,,,, | 20010-U |  | Supelco | Tenax ® TA |  | ,,,for use with PerkinElmer, Markes, DANI, OI Analytical, and Shimadzu Instruments, | Active Sampling , Air Monitoring , Sample Preparation & Purification , TD Tubes Stainless Steel, Preconditioned, Sealed in TDS3 Storage Container , Thermal Desorption Tubes , Thermal Desorption for PerkinElmer, Markes, DANI, OI-Analytical, and Shimadzu Instruments , 分析/色谱 |  | suitable for TO-1 per US EPA,Tenax TA porous polymer,1/4 in. × 3 1/2 in.,stainless steel TD tube,preconditioned,pkg of 10 ea,suitable for IP-1B per US EPA,Sealed with TDS³ Storage Container | , |  |  | suitable for TO-1 per US EPA,Tenax TA porous polymer,1/4 in. × 3 1/2 in.,stainless steel TD tube,preconditioned,pkg of 10 ea,suitable for IP-1B per US EPA,for use with PerkinElmer, Markes, DANI, OI Analytical, and Shimadzu Instruments,Sealed with TDS³ Storage Container
,O.D. × L 1/4 in. × 3 1/2 in., glass TD tube, fritted, Sealed with Brass Endcaps, preconditioned, pkg of 10 ea,,,,, | 29754-U |  | Supelco | Carbopack B |  | ,,,for use with PerkinElmer, Markes, DANI, OI Analytical, and Shimadzu Instruments, | Active Sampling , Air Monitoring , Sample Preparation & Purification , TD Tubes Glass-Fritted, Preconditioned, Sealed with Brass Endcaps , Thermal Desorption Tubes , Thermal Desorption for PerkinElmer, Markes, DANI, OI-Analytical, and Shimadzu Instruments , 分析/色谱 |  | preconditioned,~100 m 2 /g,Carbopack ™ Graphitized Carbon Black (GCB),1/4 in. × 3 1/2 in.,glass TD tube,fritted,pkg of 10 ea,suitable for (suitable for (For sampling a wide range of VOCs)),40/60 mesh | , |  |  | preconditioned,~100 m 2 /g,Carbopack ™ Graphitized Carbon Black (GCB),1/4 in. × 3 1/2 in.,glass TD tube,fritted,pkg of 10 ea,suitable for (suitable for (For sampling a wide range of VOCs)),for use with PerkinElmer, Markes, DANI, OI Analytical, and Shimadzu Instruments,40/60 mesh
,O.D. × L 1/4 in. × 3 1/2 in., glass TD tube, fritted, Sealed with Brass Endcaps, preconditioned, pkg of 10 ea,,,,, | 29756-U |  | Supelco | Carbopack X |  | ,,,for analyte group C 3 -C 5, | Active Sampling , Air Monitoring , Sample Preparation & Purification , TD Tubes Glass-Fritted, Preconditioned, Sealed with Brass Endcaps , Thermal Desorption Tubes , Thermal Desorption for PerkinElmer, Markes, DANI, OI-Analytical, and Shimadzu Instruments , 分析/色谱 |  | mode of use adsorbent,Carbopack ™ X graphitized carbon black (GCB),1/4 in. × 3 1/2 in.,glass TD tube,fritted,pkg of 10 ea,suitable for (for sampling 1,3-butadiene) | , |  |  | mode of use adsorbent,Carbopack ™ X graphitized carbon black (GCB),1/4 in. × 3 1/2 in.,glass TD tube,fritted,pkg of 10 ea,suitable for (for sampling 1,3-butadiene),for analyte group C 3 -C 5
,O.D. × L 1/4 in. × 3 1/2 in., glass TD tube, fritted, Sealed with Brass Endcaps, preconditioned, pkg of 10 ea,,,,, | 29750-U |  | Supelco | Carbotrap 217 |  | ,,,for use with PerkinElmer, Markes, DANI, OI Analytical, and Shimadzu Instruments, | Active Sampling , Air Monitoring , Sample Preparation & Purification , TD Tubes Glass-Fritted, Preconditioned, Sealed with Brass Endcaps , Thermal Desorption Tubes , Thermal Desorption for PerkinElmer, Markes, DANI, OI-Analytical, and Shimadzu Instruments , 分析/色谱 |  | suitable for TO-17 per US EPA,Carbopack ™ graphitized carbon black (GCB),1/4 in. × 3 1/2 in.,glass TD tube,fritted,pkg of 10 ea,suitable for TO-14 per US EPA (Air Toxics) | , |  |  | suitable for TO-17 per US EPA,Carbopack ™ graphitized carbon black (GCB),1/4 in. × 3 1/2 in.,glass TD tube,fritted,pkg of 10 ea,suitable for TO-14 per US EPA (Air Toxics),for use with PerkinElmer, Markes, DANI, OI Analytical, and Shimadzu Instruments
,O.D. × L 1/4 in. × 3 1/2 in., glass TD tube, fritted, Sealed with Brass Endcaps, preconditioned, pkg of 10 ea,,,,, | 29751-U |  | Supelco | Carbotrap 300 |  | ,,,for use with PerkinElmer, Markes, DANI, OI Analytical, and Shimadzu Instruments, | Active Sampling , Air Monitoring , Sample Preparation & Purification , TD Tubes Glass-Fritted, Preconditioned, Sealed with Brass Endcaps , Thermal Desorption Tubes , Thermal Desorption for PerkinElmer, Markes, DANI, OI-Analytical, and Shimadzu Instruments , 分析/色谱 |  | suitable for TO-3 per US EPA,Carbosieve ® S-III carbon molecular sieve (CMS),1/4 in. × 3 1/2 in.,glass TD tube,fritted,pkg of 10 ea,suitable for TO-1 per US EPA | , |  |  | suitable for TO-3 per US EPA,Carbosieve ® S-III carbon molecular sieve (CMS),1/4 in. × 3 1/2 in.,glass TD tube,fritted,pkg of 10 ea,suitable for TO-1 per US EPA,for use with PerkinElmer, Markes, DANI, OI Analytical, and Shimadzu Instruments
,O.D. × L 1/4 in. × 3 1/2 in., glass TD tube, fritted, Sealed with Brass Endcaps, preconditioned, pkg of 10 ea,,,,, | 29752-U |  | Supelco | Carbotrap 349 |  | ,,,for use with PerkinElmer, Markes, DANI, OI Analytical, and Shimadzu Instruments, | Active Sampling , Air Monitoring , Sample Preparation & Purification , TD Tubes Glass-Fritted, Preconditioned, Sealed with Brass Endcaps , Thermal Desorption Tubes , Thermal Desorption for PerkinElmer, Markes, DANI, OI-Analytical, and Shimadzu Instruments , 分析/色谱 |  | suitable for IP-1B per US EPA,Carbopack ™ Y graphitized carbon black (GCB),1/4 in. × 3 1/2 in.,glass TD tube,fritted,pkg of 10 ea,suitable for 2549 per NIOSH | , |  |  | suitable for IP-1B per US EPA,Carbopack ™ Y graphitized carbon black (GCB),1/4 in. × 3 1/2 in.,glass TD tube,fritted,pkg of 10 ea,suitable for 2549 per NIOSH,for use with PerkinElmer, Markes, DANI, OI Analytical, and Shimadzu Instruments
,O.D. × L 1/4 × 3 1/2, glass TD tube, fritted, Sealed with Brass Endcaps, preconditioned, pkg of 10 ea,,,,, | 29755-U |  | Supelco | Carboxen 1016 |  | ,,,for use with PerkinElmer, Markes, DANI, OI Analytical, and Shimadzu Instruments PerkinElmer, Markes, DANI, OI Analytical, and Shimadzu Instruments, | Active Sampling , Air Monitoring , Sample Preparation & Purification , TD Tubes Glass-Fritted, Preconditioned, Sealed with Brass Endcaps , Thermal Desorption Tubes , Thermal Desorption for PerkinElmer, Markes, DANI, OI-Analytical, and Shimadzu Instruments , 分析/色谱 |  | preconditioned,Carboxen ® 1016 carbon molecular sieve (CMS),1/4 × 3 1/2,glass TD tube,fritted,pkg of 10 ea,suitable for (An Alternative to Tenax TA) | , |  |  | preconditioned,Carboxen ® 1016 carbon molecular sieve (CMS),1/4 × 3 1/2,glass TD tube,fritted,pkg of 10 ea,suitable for (An Alternative to Tenax TA),for use with PerkinElmer, Markes, DANI, OI Analytical, and Shimadzu Instruments PerkinElmer, Markes, DANI, OI Analytical, and Shimadzu Instruments
,O.D. × L 1/4 in. × 3 1/2, glass TD tube, fritted, Sealed with Brass Endcaps, preconditioned, pkg of 10 ea,,,,, | 29753-U |  | Supelco | Carboxen 569 |  | ,,,for sampling (For Sampling in high humidity conditions), | Active Sampling , Air Monitoring , Sample Preparation & Purification , TD Tubes Glass-Fritted, Preconditioned, Sealed with Brass Endcaps , Thermal Desorption Tubes , Thermal Desorption for PerkinElmer, Markes, DANI, OI-Analytical, and Shimadzu Instruments , 分析/色谱 |  | for use with PerkinElmer, Markes, DANI, OI Analytical, and Shimadzu Instruments,Carboxen ® 569 carbon molecular sieve (CMS),1/4 in. × 3 1/2,glass TD tube,fritted,pkg of 10 ea | , |  |  | for use with PerkinElmer, Markes, DANI, OI Analytical, and Shimadzu Instruments,Carboxen ® 569 carbon molecular sieve (CMS),1/4 in. × 3 1/2,glass TD tube,fritted,pkg of 10 ea,for sampling (For Sampling in high humidity conditions)
,60/80 mesh, O.D. × L 1/4 in. × 3 1/2 in., glass TD tube, fritted, sealed with Brass Endcaps, preconditioned, pkg of 10 ea,,,,, | 29749-U |  | Supelco | Tenax GR |  | ,,,for use with PerkinElmer, Markes, DANI, OI Analytical, and Shimadzu Instruments, | Active Sampling , Air Monitoring , Sample Preparation & Purification , TD Tubes Glass-Fritted, Preconditioned, Sealed with Brass Endcaps , Thermal Desorption Tubes , Thermal Desorption for PerkinElmer, Markes, DANI, OI-Analytical, and Shimadzu Instruments , 分析/色谱 |  | preconditioned,Tenax GR graphitized porous polymer,1/4 in. × 3 1/2 in.,glass TD tube,fritted,pkg of 10 ea,suitable for (extends range of Tenax TA),60/80 mesh | , |  |  | preconditioned,Tenax GR graphitized porous polymer,1/4 in. × 3 1/2 in.,glass TD tube,fritted,pkg of 10 ea,suitable for (extends range of Tenax TA),for use with PerkinElmer, Markes, DANI, OI Analytical, and Shimadzu Instruments,60/80 mesh
,35/60 mesh, O.D. × L 1/4 in. × 3 1/2 in., glass TD tube, fritted, sealed with Brass Endcaps, preconditioned, pkg of 10 ea,,,,, | 29747-U |  | Supelco | Tenax TA |  | ,,,for use with PerkinElmer, Markes, DANI, OI Analytical, and Shimadzu Instruments, | Active Sampling , Air Monitoring , Sample Preparation & Purification , TD Tubes Glass-Fritted, Preconditioned, Sealed with Brass Endcaps , Thermal Desorption Tubes , Thermal Desorption for PerkinElmer, Markes, DANI, OI-Analytical, and Shimadzu Instruments , 分析/色谱 |  | suitable for TO-1 per US EPA,Tenax TA porous polymer (35/60),1/4 in. × 3 1/2 in.,glass TD tube,fritted,pkg of 10 ea,suitable for IP-1B per US EPA,35/60 mesh | , |  |  | suitable for TO-1 per US EPA,Tenax TA porous polymer (35/60),1/4 in. × 3 1/2 in.,glass TD tube,fritted,pkg of 10 ea,suitable for IP-1B per US EPA,for use with PerkinElmer, Markes, DANI, OI Analytical, and Shimadzu Instruments,35/60 mesh
,60/80 mesh, O.D. × L 1/4 in. × 3 1/2 in., glass TD tube, fritted, sealed with Brass Endcaps, preconditioned, pkg of 10 ea,,,,, | 29748-U |  | Supelco | Tenax TA |  | ,,,for use with PerkinElmer, Markes, DANI, OI Analytical, and Shimadzu Instruments, | Active Sampling , Air Monitoring , Sample Preparation & Purification , TD Tubes Glass-Fritted, Preconditioned, Sealed with Brass Endcaps , Thermal Desorption Tubes , Thermal Desorption for PerkinElmer, Markes, DANI, OI-Analytical, and Shimadzu Instruments , 分析/色谱 |  | suitable for TO-1 per US EPA,Tenax TA porous polymer,1/4 in. × 3 1/2 in.,glass TD tube,fritted,pkg of 10 ea,suitable for IP-1B per US EPA,60/80 mesh | , |  |  | suitable for TO-1 per US EPA,Tenax TA porous polymer,1/4 in. × 3 1/2 in.,glass TD tube,fritted,pkg of 10 ea,suitable for IP-1B per US EPA,for use with PerkinElmer, Markes, DANI, OI Analytical, and Shimadzu Instruments,60/80 mesh
,glass TD tube, fritted, O.D. × L 1/4 in. × 3 1/2 in., preconditioned, pkg of 10 ea,,,,, | 29535-U |  | Supelco | Carbopack ™ B |  | ,,,for use with PerkinElmer, Markes, DANI, OI Analytical, and Shimadzu Instruments, | Active Sampling , Air Monitoring , Sample Preparation & Purification , TD Tubes Glass-Fritted, Preconditioned, Sealed in TDS3 Storage Containers , Thermal Desorption Tubes , Thermal Desorption for PerkinElmer, Markes, DANI, OI-Analytical, and Shimadzu Instruments , 分析/色谱 |  | preconditioned,~100 m 2 /g,Sealed with TDS³ Storage Container,1/4 in. × 3 1/2 in.,glass TD tube,fritted,pkg of 10 ea,suitable for (For sampling a wide range of VOCs),Carbopack ™ graphitized carbon black (GCB) | , |  |  | preconditioned,~100 m 2 /g,Sealed with TDS³ Storage Container,1/4 in. × 3 1/2 in.,glass TD tube,fritted,pkg of 10 ea,suitable for (For sampling a wide range of VOCs),for use with PerkinElmer, Markes, DANI, OI Analytical, and Shimadzu Instruments,Carbopack ™ graphitized carbon black (GCB)
,glass TD tube, fritted, O.D. × L 1/4 in. × 3 1/2 in., preconditioned, pkg of 10 ea,,,,, | 29537-U |  | Supelco | Carbopack ™ X |  | ,,,for analyte group C 3 -C 5, | Active Sampling , Air Monitoring , Sample Preparation & Purification , TD Tubes Glass-Fritted, Preconditioned, Sealed in TDS3 Storage Containers , Thermal Desorption Tubes , Thermal Desorption for PerkinElmer, Markes, DANI, OI-Analytical, and Shimadzu Instruments , 分析/色谱 |  | mode of use adsorbent,Sealed with TDS³ Storage Container,1/4 in. × 3 1/2 in.,glass TD tube,fritted,pkg of 10 ea,suitable for (For sampling 1,3-butadiene),Carbopack ™ X graphitized carbon black (GCB) | , |  |  | mode of use adsorbent,Sealed with TDS³ Storage Container,1/4 in. × 3 1/2 in.,glass TD tube,fritted,pkg of 10 ea,suitable for (For sampling 1,3-butadiene),for analyte group C 3 -C 5,Carbopack ™ X graphitized carbon black (GCB)
,glass TD tube, fritted, O.D. × L 1/4 in. × 3 1/2 in., preconditioned, pkg of 10 ea,,,,, | 29531-U |  | Supelco | Carbotrap ® 217 |  | ,,,for use with PerkinElmer, Markes, DANI, OI Analytical, and Shimadzu Instruments, | Active Sampling , Air Monitoring , Sample Preparation & Purification , TD Tubes Glass-Fritted, Preconditioned, Sealed in TDS3 Storage Containers , Thermal Desorption Tubes , Thermal Desorption for PerkinElmer, Markes, DANI, OI-Analytical, and Shimadzu Instruments , 分析/色谱 |  | suitable for TO-17 per US EPA,Sealed with TDS³ Storage Container,1/4 in. × 3 1/2 in.,glass TD tube,fritted,pkg of 10 ea,suitable for TO-14 per US EPA,Carbopack ™ graphitized carbon black (GCB) | , |  |  | suitable for TO-17 per US EPA,Sealed with TDS³ Storage Container,1/4 in. × 3 1/2 in.,glass TD tube,fritted,pkg of 10 ea,suitable for TO-14 per US EPA,for use with PerkinElmer, Markes, DANI, OI Analytical, and Shimadzu Instruments,Carbopack ™ graphitized carbon black (GCB)
,glass TD tube, fritted, O.D. × L 1/4 in. × 3 1/2 in., preconditioned, pkg of 10 ea,,,,, | 29532-U |  | Supelco | Carbotrap ® 300 |  | ,,,for use with PerkinElmer, Markes, DANI, OI Analytical, and Shimadzu Instruments, | Active Sampling , Air Monitoring , Sample Preparation & Purification , TD Tubes Glass-Fritted, Preconditioned, Sealed in TDS3 Storage Containers , Thermal Desorption Tubes , Thermal Desorption for PerkinElmer, Markes, DANI, OI-Analytical, and Shimadzu Instruments , 分析/色谱 |  | suitable for TO-3 per US EPA,Sealed with TDS³ Storage Container,1/4 in. × 3 1/2 in.,glass TD tube,fritted,pkg of 10 ea,suitable for TO-1 per US EPA,Carbosieve ® S-III carbon molecular sieve (CMS) | , |  |  | suitable for TO-3 per US EPA,Sealed with TDS³ Storage Container,1/4 in. × 3 1/2 in.,glass TD tube,fritted,pkg of 10 ea,suitable for TO-1 per US EPA,for use with PerkinElmer, Markes, DANI, OI Analytical, and Shimadzu Instruments,Carbosieve ® S-III carbon molecular sieve (CMS)
,glass TD tube, fritted, O.D. × L 1/4 in. × 3 1/2 in., preconditioned, pkg of 10 ea,,,,, | 29533-U |  | Supelco | Carbotrap ® 349 |  | ,,,for use with PerkinElmer, Markes, DANI, OI Analytical, and Shimadzu Instruments, | Active Sampling , Air Monitoring , Sample Preparation & Purification , TD Tubes Glass-Fritted, Preconditioned, Sealed in TDS3 Storage Containers , Thermal Desorption Tubes , Thermal Desorption for PerkinElmer, Markes, DANI, OI-Analytical, and Shimadzu Instruments , 分析/色谱 |  | suitable for IP-1B per US EPA,Sealed with TDS³ Storage Container,1/4 in. × 3 1/2 in.,glass TD tube,fritted,pkg of 10 ea,suitable for 2549 per NIOSH,Carbopack ™ Y graphitized carbon black (GCB) | , |  |  | suitable for IP-1B per US EPA,Sealed with TDS³ Storage Container,1/4 in. × 3 1/2 in.,glass TD tube,fritted,pkg of 10 ea,suitable for 2549 per NIOSH,for use with PerkinElmer, Markes, DANI, OI Analytical, and Shimadzu Instruments,Carbopack ™ Y graphitized carbon black (GCB)
,glass TD tube, fritted, O.D. × L 1/4 in. × 3 1/2 in., preconditioned, pkg of 10 ea,,,,, | 29536-U |  | Supelco | Carboxen ® 1016 |  | ,,,for use with PerkinElmer, Markes, DANI, OI Analytical, and Shimadzu Instruments, | Active Sampling , Air Monitoring , Sample Preparation & Purification , TD Tubes Glass-Fritted, Preconditioned, Sealed in TDS3 Storage Containers , Thermal Desorption Tubes , Thermal Desorption for PerkinElmer, Markes, DANI, OI-Analytical, and Shimadzu Instruments , 分析/色谱 |  | preconditioned,Sealed with TDS³ Storage Container,1/4 in. × 3 1/2 in.,glass TD tube,fritted,pkg of 10 ea,suitable for (An alternative to Tenax TA),carbon molecular sieve (CMS) | , |  |  | preconditioned,Sealed with TDS³ Storage Container,1/4 in. × 3 1/2 in.,glass TD tube,fritted,pkg of 10 ea,suitable for (An alternative to Tenax TA),for use with PerkinElmer, Markes, DANI, OI Analytical, and Shimadzu Instruments,carbon molecular sieve (CMS)
,glass TD tube, fritted, O.D. × L 1/4 in. × 3 1/2 in., preconditioned, pkg of 10 ea,,,,, | 29534-U |  | Supelco | Carboxen ® 569 |  | ,,,for use with PerkinElmer, Markes, DANI, OI Analytical, and Shimadzu Instruments, | Active Sampling , Air Monitoring , Sample Preparation & Purification , TD Tubes Glass-Fritted, Preconditioned, Sealed in TDS3 Storage Containers , Thermal Desorption Tubes , Thermal Desorption for PerkinElmer, Markes, DANI, OI-Analytical, and Shimadzu Instruments , 分析/色谱 |  | preconditioned,Sealed with TDS³ Storage Container,1/4 in. × 3 1/2 in.,glass TD tube,fritted,pkg of 10 ea,suitable for (For sampling in high humidity conditions),Carboxen ® 569 carbon molecular sieve (CMS) | , |  |  | preconditioned,Sealed with TDS³ Storage Container,1/4 in. × 3 1/2 in.,glass TD tube,fritted,pkg of 10 ea,suitable for (For sampling in high humidity conditions),for use with PerkinElmer, Markes, DANI, OI Analytical, and Shimadzu Instruments,Carboxen ® 569 carbon molecular sieve (CMS)
Empty Tube for Thermal Desorption,glass TD tube, fritted, O.D. × L 1/4 in. × 3 1/2 in., pkg of 10 ea,,,,, | 29538-U |  | Supelco | 热脱附空管 |  | ,,,for use with PerkinElmer, Markes, DANI, OI Analytical, and Shimadzu Instruments, | Active Sampling , Air Monitoring , Sample Preparation & Purification , TD Tubes Glass-Fritted, Preconditioned, Sealed in TDS3 Storage Containers , Thermal Desorption Tubes , Thermal Desorption for PerkinElmer, Markes, DANI, OI-Analytical, and Shimadzu Instruments , 分析/色谱 |  | pkg of 10 ea,glass TD tube,fritted,1/4 in. × 3 1/2 in. | , |  |  | pkg of 10 ea,glass TD tube,fritted,1/4 in. × 3 1/2 in.,for use with PerkinElmer, Markes, DANI, OI Analytical, and Shimadzu Instruments
,O.D. × L 1/4 in. × 3 1/2 in., glass TD tube, fritted, preconditioned, pkg of 10 ea,,,,, | 29549-U |  | Supelco | Tenax GR |  | ,,,for use with PerkinElmer, Markes, DANI, OI Analytical, and Shimadzu Instruments, | Active Sampling , Air Monitoring , Sample Preparation & Purification , TD Tubes Glass-Fritted, Preconditioned, Sealed in TDS3 Storage Containers , Thermal Desorption Tubes , Thermal Desorption for PerkinElmer, Markes, DANI, OI-Analytical, and Shimadzu Instruments , 分析/色谱 |  | preconditioned,Sealed with TDS³ Storage Container,1/4 in. × 3 1/2 in.,glass TD tube,fritted,pkg of 10 ea,suitable for (extends the range of Tenax TA),Tenax GR | , |  |  | preconditioned,Sealed with TDS³ Storage Container,1/4 in. × 3 1/2 in.,glass TD tube,fritted,pkg of 10 ea,suitable for (extends the range of Tenax TA),for use with PerkinElmer, Markes, DANI, OI Analytical, and Shimadzu Instruments,Tenax GR
,O.D. × L 1/4 in. × 3 1/2 in., glass TD tube, fritted, 60/80 mesh, preconditioned, Sealed with TDS 3 Storage Container, pkg of 10 ea,,,,, | 29539-U |  | Supelco | Tenax TA |  | ,,,for use with PerkinElmer, Markes, DANI, OI Analytical, and Shimadzu Instruments, | Active Sampling , Air Monitoring , Sample Preparation & Purification , TD Tubes Glass-Fritted, Preconditioned, Sealed in TDS3 Storage Containers , Thermal Desorption Tubes , Thermal Desorption for PerkinElmer, Markes, DANI, OI-Analytical, and Shimadzu Instruments , 分析/色谱 |  | suitable for TO-1 per US EPA,Tenax TA,1/4 in. × 3 1/2 in.,glass TD tube,fritted,pkg of 10 ea,suitable for IP-1B per US EPA,60/80 mesh | , |  |  | suitable for TO-1 per US EPA,Tenax TA,1/4 in. × 3 1/2 in.,glass TD tube,fritted,pkg of 10 ea,suitable for IP-1B per US EPA,for use with PerkinElmer, Markes, DANI, OI Analytical, and Shimadzu Instruments,60/80 mesh
,35/60 mesh, glass TD tube, fritted, O.D. × L 1/4 in. × 3 1/2 in., preconditioned, pkg of 10 ea,,,,, | 29530-U |  | Supelco | Tenax ® TA |  | ,,,for use with PerkinElmer, Markes, DANI, OI Analytical, and Shimadzu Instruments, | Active Sampling , Air Monitoring , Sample Preparation & Purification , TD Tubes Glass-Fritted, Preconditioned, Sealed in TDS3 Storage Containers , Thermal Desorption Tubes , Thermal Desorption for PerkinElmer, Markes, DANI, OI-Analytical, and Shimadzu Instruments , 分析/色谱 |  | suitable for TO-1 per US EPA,Sealed with TDS³ Storage Container,1/4 in. × 3 1/2 in.,glass TD tube,fritted,pkg of 10 ea,Tenax TA porous polymer,suitable for IP-1B per US EPA,35/60 mesh | , |  |  | suitable for TO-1 per US EPA,Sealed with TDS³ Storage Container,1/4 in. × 3 1/2 in.,glass TD tube,fritted,pkg of 10 ea,Tenax TA porous polymer,suitable for IP-1B per US EPA,for use with PerkinElmer, Markes, DANI, OI Analytical, and Shimadzu Instruments,35/60 mesh
Tenax ® TA / Carboxen ® 1018,glass TD tube, preconditioned, O.D. × L 1/4 in. × 3 1/2 in., Sealed with (Swagelok ® End-Fittings), pkg of 10 ea,,,,, | 28718-U |  | Supelco | Tenax ® TA/Carboxen ® 1018 | (PDF) | ,,,for use with PerkinElmer, Markes, DANI, OI Analytical, and Shimadzu Instruments, | Active Sampling , Air Monitoring , Non-Fritted Glass TD Tubes, Preconditioned, Sealed with Brass Endcaps , Sample Preparation & Purification , TD Tubes Glass-Fritted, Preconditioned, Sealed in TDS3 Storage Containers , Thermal Desorption Tubes , Thermal Desorption for PerkinElmer, Markes, DANI, OI-Analytical, and Shimadzu Instruments , 分析/色谱 |  | suitable for TO-1 per US EPA,Carboxen ® 1018 carbon molecular sieve (CMS),1/4 in. × 3 1/2 in.,glass TD tube,preconditioned,pkg of 10 ea,suitable for IP-1B per US EPA | , |  |  | suitable for TO-1 per US EPA,Carboxen ® 1018 carbon molecular sieve (CMS),1/4 in. × 3 1/2 in.,glass TD tube,preconditioned,pkg of 10 ea,suitable for IP-1B per US EPA,for use with PerkinElmer, Markes, DANI, OI Analytical, and Shimadzu Instruments
Empty Tube for Thermal Desorption,glass TD tube (non-fritted), O.D. × L 1/4 in. × 3 1/2 in., with (Tension Springs (qty 10)), pkg of 10 tubes,,,,, | 28714-U |  | Supelco | 热脱附空管 |  | ,,,for use with PerkinElmer, Markes, DANI, OI Analytical, and Shimadzu Instruments, | Active Sampling , Air Monitoring , Non-Fritted Glass TD Tubes, Preconditioned, Sealed with Brass Endcaps , Sample Preparation & Purification , Thermal Desorption Tubes , Thermal Desorption for PerkinElmer, Markes, DANI, OI-Analytical, and Shimadzu Instruments , 分析/色谱 |  | pkg of 10 tubes,glass TD tube (non-fritted),1/4 in. × 3 1/2 in. | , |  |  | pkg of 10 tubes,glass TD tube (non-fritted),for use with PerkinElmer, Markes, DANI, OI Analytical, and Shimadzu Instruments,1/4 in. × 3 1/2 in.
,size 60-80 mesh, glass TD tube (non-fritted), O.D. × L 1/4 in. × 3 1/2 in., preconditioned, Sealed with (Swagelok ® End-fittings),,,,, | 28715-U |  | Supelco | Tenax ® TA | (PDF) | ,,,for use with PerkinElmer, Markes, DANI, OI Analytical, and Shimadzu Instruments, | Active Sampling , Air Monitoring , Non-Fritted Glass TD Tubes, Preconditioned, Sealed with Brass Endcaps , Sample Preparation & Purification , Thermal Desorption Tubes , Thermal Desorption for PerkinElmer, Markes, DANI, OI-Analytical, and Shimadzu Instruments , 分析/色谱 |  | suitable for TO-1 per US EPA,Tenax TA,1/4 in. × 3 1/2 in.,glass TD tube (non-fritted),preconditioned,pkg of 10 tubes,suitable for IP-1B per US EPA,60-80 mesh | , |  |  | suitable for TO-1 per US EPA,Tenax TA,1/4 in. × 3 1/2 in.,glass TD tube (non-fritted),preconditioned,pkg of 10 tubes,suitable for IP-1B per US EPA,for use with PerkinElmer, Markes, DANI, OI Analytical, and Shimadzu Instruments,60-80 mesh
,stainless steel TD tube, O.D. × L 1/4 × 3 1/2, unconditioned, pkg of 10 ea,,,,, | 30135-U |  | Supelco | Carbopack ™ B |  | ,,,PerkinElmer, Markes, DANI, OI Analytical, and Shimadzu Instruments, | Active Sampling , Air Monitoring , Sample Preparation & Purification , TD Tubes, Stainless Steel, Unconditioned , Thermal Desorption Tubes , Thermal Desorption for PerkinElmer, Markes, DANI, OI-Analytical, and Shimadzu Instruments , 分析/色谱 |  | ~100 m 2 /g,Carbopack ™ graphitized carbon black (GCB),1/4 × 3 1/2,stainless steel TD tube,unconditioned,pkg of 10 ea,suitable for (For sampling a wide range of VOCs) | , |  |  | ~100 m 2 /g,Carbopack ™ graphitized carbon black (GCB),1/4 × 3 1/2,stainless steel TD tube,unconditioned,pkg of 10 ea,suitable for (For sampling a wide range of VOCs),PerkinElmer, Markes, DANI, OI Analytical, and Shimadzu Instruments
,stainless steel TD tube, O.D. × L 1/4 × 3 1/2, unconditioned, pkg of 10 ea,,,,, | 30137-U |  | Supelco | Carbotrap ® 217 |  | ,,,PerkinElmer, Markes, DANI, OI Analytical, and Shimadzu Instruments, | Active Sampling , Air Monitoring , Sample Preparation & Purification , TD Tubes, Stainless Steel, Unconditioned , Thermal Desorption Tubes , Thermal Desorption for PerkinElmer, Markes, DANI, OI-Analytical, and Shimadzu Instruments , 分析/色谱 |  | suitable for TO-15 per US EPA,Carbotrap ® 217 graphitized carbon black (GCB),1/4 × 3 1/2,stainless steel TD tube,unconditioned,pkg of 10 ea,suitable for (Air Toxics) | , |  |  | suitable for TO-15 per US EPA,Carbotrap ® 217 graphitized carbon black (GCB),1/4 × 3 1/2,stainless steel TD tube,unconditioned,pkg of 10 ea,suitable for (Air Toxics),PerkinElmer, Markes, DANI, OI Analytical, and Shimadzu Instruments
,stainless steel TD tube, unconditioned,,,,, | 30139-U |  | Supelco | Carbotrap ® 300 |  | ,,,PerkinElmer, Markes, DANI, OI Analytical, and Shimadzu Instruments, | Active Sampling , Air Monitoring , Sample Preparation & Purification , TD Tubes, Stainless Steel, Unconditioned , Thermal Desorption Tubes , Thermal Desorption for PerkinElmer, Markes, DANI, OI-Analytical, and Shimadzu Instruments , 分析/色谱 |  | suitable for TO-3 per US EPA,Carbotrap ® 300 graphitized carbon black (GCB),1/4 × 3 1/2,stainless steel TD tube,unconditioned,pkg of 10 ea,suitable for TO-1 per US EPA | , |  |  | suitable for TO-3 per US EPA,Carbotrap ® 300 graphitized carbon black (GCB),1/4 × 3 1/2,stainless steel TD tube,unconditioned,pkg of 10 ea,suitable for TO-1 per US EPA,PerkinElmer, Markes, DANI, OI Analytical, and Shimadzu Instruments
,stainless steel TD tube, O.D. × L 1/4 in. × 3 1/2 in., unconditioned, pkg of 10 ea,,,,, | 30131-U |  | Supelco | Tenax ® TA |  | ,,,PerkinElmer, Markes, DANI, OI Analytical, and Shimadzu Instruments, | Active Sampling , Air Monitoring , Sample Preparation & Purification , TD Tubes, Stainless Steel, Unconditioned , Thermal Desorption Tubes , Thermal Desorption for PerkinElmer, Markes, DANI, OI-Analytical, and Shimadzu Instruments , 分析/色谱 |  | suitable for TO-1 per US EPA,Tenax TA porous polymer,1/4 in. × 3 1/2 in.,stainless steel TD tube,unconditioned,pkg of 10 ea,suitable for IP-1B per US EPA,35-60 mesh | , |  |  | suitable for TO-1 per US EPA,Tenax TA porous polymer,1/4 in. × 3 1/2 in.,stainless steel TD tube,unconditioned,pkg of 10 ea,suitable for IP-1B per US EPA,PerkinElmer, Markes, DANI, OI Analytical, and Shimadzu Instruments,35-60 mesh
,stainless steel TD tube, O.D. × L 1/4 in. × 3 1/2 in., unconditioned, pkg of 10 ea,,,,, | 30133-U |  | Supelco | Tenax ® TA |  | ,,,PerkinElmer, Markes, DANI, OI Analytical, and Shimadzu Instruments, | Active Sampling , Air Monitoring , Sample Preparation & Purification , TD Tubes, Stainless Steel, Unconditioned , Thermal Desorption Tubes , Thermal Desorption for PerkinElmer, Markes, DANI, OI-Analytical, and Shimadzu Instruments , 分析/色谱 |  | suitable for TO-1 per US EPA,Tenax TA porous polymer,1/4 in. × 3 1/2 in.,stainless steel TD tube,unconditioned,pkg of 10 ea,suitable for IP-1B per US EPA,60-80 mesh | , |  |  | suitable for TO-1 per US EPA,Tenax TA porous polymer,1/4 in. × 3 1/2 in.,stainless steel TD tube,unconditioned,pkg of 10 ea,suitable for IP-1B per US EPA,PerkinElmer, Markes, DANI, OI Analytical, and Shimadzu Instruments,60-80 mesh
,glass TD tube, fritted, O.D. × L 1/4 in. × 3 1/2 in., unconditioned, pkg of 10 ea, matrix Carbopack ™,,,,, | 30136-U |  | Supelco | Carbopack ™ B |  | ,,,for use with PerkinElmer, Markes, DANI, OI Analytical, and Shimadzu Instruments, | Active Sampling , Air Monitoring , Sample Preparation & Purification , TD Tubes Glass-Fritted, Unconditioned , Thermal Desorption Tubes , Thermal Desorption for PerkinElmer, Markes, DANI, OI-Analytical, and Shimadzu Instruments , 分析/色谱 |  | unconditioned,~100 m 2 /g,Carbopack ™,1/4 in. × 3 1/2 in.,glass TD tube,fritted,pkg of 10 ea,suitable for D6196 per ASTM,45-60 mesh | , |  |  | unconditioned,~100 m 2 /g,Carbopack ™,1/4 in. × 3 1/2 in.,glass TD tube,fritted,pkg of 10 ea,suitable for D6196 per ASTM,for use with PerkinElmer, Markes, DANI, OI Analytical, and Shimadzu Instruments,45-60 mesh
,glass TD tube, fritted, O.D. × L 1/4 in. × 3 1/2, unconditioned, pkg of 10 ea,,,,, | 30138-U |  | Supelco | Carbotrap ® 217 |  | ,,,for use with PerkinElmer, Markes, DANI, OI Analytical, and Shimadzu Instruments, | Active Sampling , Air Monitoring , Sample Preparation & Purification , TD Tubes Glass-Fritted, Unconditioned , Thermal Desorption Tubes , Thermal Desorption for PerkinElmer, Markes, DANI, OI-Analytical, and Shimadzu Instruments , 分析/色谱 |  | Carboxen ® 1000 Carbon Molecular Sieve (CMS),Carbotrap ® 217 (packed with Carbotrap B and Carboxen 1000),1/4 in. × 3 1/2,glass TD tube,fritted,pkg of 10 ea,suitable for TO-14 per US EPA (Air Toxics) | , |  |  | Carboxen ® 1000 Carbon Molecular Sieve (CMS),Carbotrap ® 217 (packed with Carbotrap B and Carboxen 1000),1/4 in. × 3 1/2,glass TD tube,fritted,pkg of 10 ea,suitable for TO-14 per US EPA (Air Toxics),for use with PerkinElmer, Markes, DANI, OI Analytical, and Shimadzu Instruments
,glass TD tube, fritted, O.D. × L 1/4 in. × 3 1/2 in., unconditioned, pkg of 10 ea,,,,, | 30141-U |  | Supelco | Carbotrap ® 300 |  | ,,,, | Active Sampling , Air Monitoring , Sample Preparation & Purification , TD Tubes Glass-Fritted, Unconditioned , Thermal Desorption Tubes , Thermal Desorption for PerkinElmer, Markes, DANI, OI-Analytical, and Shimadzu Instruments , 分析/色谱 |  | suitable for TO-3 per US EPA,Carbosieve ® S-III Carbon Molecular Sieve (CMS),1/4 in. × 3 1/2 in.,glass TD tube,fritted,pkg of 10 ea,suitable for TO-1 per US EPA | , |  |  | suitable for TO-3 per US EPA,Carbosieve ® S-III Carbon Molecular Sieve (CMS),1/4 in. × 3 1/2 in.,glass TD tube,fritted,pkg of 10 ea,suitable for TO-1 per US EPA
,glass TD tube, fritted, O.D. × L 1/4 in. × 3 1/2 in., unconditioned, pkg of 10 ea, 35-60 mesh,,,,, | 30132-U |  | Supelco | Tenax ® TA |  | ,,,for use with PerkinElmer, Markes, DANI, OI Analytical, and Shimadzu Instruments, | Active Sampling , Air Monitoring , Sample Preparation & Purification , TD Tubes Glass-Fritted, Unconditioned , Thermal Desorption Tubes , Thermal Desorption for PerkinElmer, Markes, DANI, OI-Analytical, and Shimadzu Instruments , 分析/色谱 |  | suitable for TO-1 per US EPA,Tenax TA,1/4 in. × 3 1/2 in.,glass TD tube,fritted,pkg of 10 ea,suitable for IP-1B per US EPA,35-60 mesh | , |  |  | suitable for TO-1 per US EPA,Tenax TA,1/4 in. × 3 1/2 in.,glass TD tube,fritted,pkg of 10 ea,suitable for IP-1B per US EPA,for use with PerkinElmer, Markes, DANI, OI Analytical, and Shimadzu Instruments,35-60 mesh
,glass TD tube, fritted, O.D. × L 1/4 in. × 3 1/2 in., unconditioned, pkg of 10 ea, 60-80 mesh,,,,, | 30134-U |  | Supelco | Tenax ® TA |  | ,,,for use with PerkinElmer, Markes, DANI, OI Analytical, and Shimadzu Instruments, | Active Sampling , Air Monitoring , Sample Preparation & Purification , TD Tubes Glass-Fritted, Unconditioned , Thermal Desorption Tubes , Thermal Desorption for PerkinElmer, Markes, DANI, OI-Analytical, and Shimadzu Instruments , 分析/色谱 |  | suitable for TO-1 per US EPA,Tenax TA,1/4 in. × 3 1/2 in.,glass TD tube,fritted,pkg of 10 ea,suitable for IP-1B,60-80 mesh | , |  |  | suitable for TO-1 per US EPA,Tenax TA,1/4 in. × 3 1/2 in.,glass TD tube,fritted,pkg of 10 ea,suitable for IP-1B,for use with PerkinElmer, Markes, DANI, OI Analytical, and Shimadzu Instruments,60-80 mesh
Diffusion Caps,Standard,,,,, | 28017-U |  | Supelco | 扩散盖 |  | ,,,100 °C, | Active Sampling , Air Monitoring , Passive Sampling Accessories (Stainless Steel Tubes Only) , Sample Preparation & Purification , Thermal Desorption Tubes , Thermal Desorption for PerkinElmer, Markes, DANI, OI-Analytical, and Shimadzu Instruments , 分析/色谱 |  | , L4070207,17 mm × 10.0 mm × 15 mm | , |  |  | , L4070207,17 mm × 10.0 mm × 15 mm,100 °C
Diffusion Caps,with Silicone Membrane,,,,, | 28018-U |  | Supelco | 扩散盖 |  | ,,,100 °C, | Active Sampling , Air Monitoring , Passive Sampling Accessories (Stainless Steel Tubes Only) , Sample Preparation & Purification , Thermal Desorption Tubes , Thermal Desorption for PerkinElmer, Markes, DANI, OI-Analytical, and Shimadzu Instruments , 分析/色谱 |  | pkg of 10 pkg,, L4070208,17 mm × 10.0 mm × 15 mm | , |  |  | pkg of 10 pkg,, L4070208,17 mm × 10.0 mm × 15 mm,100 °C
Pen Clips for SS Tubes, pk 10,,,,,, | 28016-U |  | Supelco | 不锈钢热脱附管夹，每包 10 件 |  | ,,,, | Active Sampling , Air Monitoring , Passive Sampling Accessories (Stainless Steel Tubes Only) , Sample Preparation & Purification , Thermal Desorption Tubes , Thermal Desorption for PerkinElmer, Markes, DANI, OI-Analytical, and Shimadzu Instruments , 分析/色谱 |  | pkg of 10 ea,, L4071029,17 cm × 10.0 cm × 1.5 cm | , |  |  | pkg of 10 ea,, L4071029,17 cm × 10.0 cm × 1.5 cm
,for use with 1/4 in. (6.35 mm) Thermal Desorption Tube, pk of 20 ea,,,,, | 23094-U |  | Supelco | 1/4 in. Brass Swagelok ® and PTFE Ferrule End-Fitting Assembly, Precleaned |  | ,,,for use with 1/4 in. (6.35 mm) Thermal Desorption Tube, | Active Sampling , Air Monitoring , Sample Preparation & Purification , Storage Endcaps for 1/4 in. O.D Glass and Stainless Steel Thermal Desorption Tubes , Thermal Desorption Tubes , Thermal Desorption for PerkinElmer, Markes, DANI, OI-Analytical, and Shimadzu Instruments , 分析/色谱 |  | pk of 20 ea,Swagelok ® , B-400-C,1/4 in. Swagelok,brass (precleaned and assembled) | , |  |  | pk of 20 ea,Swagelok ® , B-400-C,1/4 in. Swagelok,brass (precleaned and assembled),for use with 1/4 in. (6.35 mm) Thermal Desorption Tube
PTFE End Caps for Turbomatrix,,,,,, | 28002-U |  | Supelco | 用于 Turbomatrix 的 PTFE 端盖 |  | ,,,, | Active Sampling , Air Monitoring , Sample Preparation & Purification , Storage Endcaps for 1/4 in. O.D Glass and Stainless Steel Thermal Desorption Tubes , Thermal Desorption Tubes , Thermal Desorption for PerkinElmer, Markes, DANI, OI-Analytical, and Shimadzu Instruments , 分析/色谱 |  |  | ,
Replacement Ferrules for TMX Brass Caps, pk 20,,,,,, | 28012-U |  | Supelco | TMX 铜质盖的密封圈备件，每包 20 件 |  | ,,,260 °C, | Active Sampling , Air Monitoring , Sample Preparation & Purification , Storage Endcaps for 1/4 in. O.D Glass and Stainless Steel Thermal Desorption Tubes , Thermal Desorption Tubes , Thermal Desorption for PerkinElmer, Markes, DANI, OI-Analytical, and Shimadzu Instruments , 分析/色谱 |  | , M0413625,17 cm × 10.0 cm × 1.0 cm | , |  |  | , M0413625,17 cm × 10.0 cm × 1.0 cm,260 °C
Storage Container Cap,PTFE, for use with PerkinElmer ATD-400,,,,, | 28019-U |  | Supelco | 存储容器盖 |  | ,,,for use with PerkinElmer ATD-400, | Active Sampling , Air Monitoring , Sample Preparation & Purification , Storage Endcaps for 1/4 in. O.D Glass and Stainless Steel Thermal Desorption Tubes , Thermal Desorption Tubes , Thermal Desorption for PerkinElmer, Markes, DANI, OI-Analytical, and Shimadzu Instruments , 分析/色谱 |  | pkg of 20 ea,, L4270122,PTFE,17 cm × 10.0 cm × 3.0 cm | , |  |  | , L4270122,PTFE,pkg of 20 ea,17 cm × 10.0 cm × 3.0 cm,260 °C,for use with PerkinElmer ATD-400
TurboMatrix storage cap,brass, for use with PerkinElmer Turbomatrix,,,,, | 28011-U |  | Supelco | TurboMatrix 储存盖 |  | ,,,for use with PerkinElmer Turbomatrix, | Active Sampling , Air Monitoring , Sample Preparation & Purification , Storage Endcaps for 1/4 in. O.D Glass and Stainless Steel Thermal Desorption Tubes , Thermal Desorption Tubes , Thermal Desorption for PerkinElmer, Markes, DANI, OI-Analytical, and Shimadzu Instruments , 分析/色谱 |  | pkg of 20 ea,, M0413624,brass,17 cm × 10.0 cm × 1.5 cm | , |  |  | , M0413624,brass,pkg of 20 ea,17 cm × 10.0 cm × 1.5 cm,260 °C,for use with PerkinElmer Turbomatrix
Stainless Steel Tension Springs for TD Tubes,,,,,, | 23393-U |  | Supelco | TD 管的不锈钢拉伸弹簧 |  | ,,,, | Active Sampling , Air Monitoring , Sample Preparation & Purification , Thermal Desorption Tube Accessories , Thermal Desorption Tubes , Thermal Desorption for PerkinElmer, Markes, DANI, OI-Analytical, and Shimadzu Instruments , 分析/色谱 |  | pack of 100 ea | , |  |  | pack of 100 ea
,stainless steel TD tube, O.D. × I.D. × L 6 mm × 4 mm × 7 in., preconditioned, pkg of 1 ea,,,,, | 28274-U |  | Supelco | Carbosieve ® SIII |  | ,,,for use with Gerstel ® TDS A & TDS 2, | Active Sampling , Air Monitoring , Gerstel Stainless Steel Thermal Desorption Tubes , Sample Preparation & Purification , Thermal Desorption Tubes , Thermal Desorption Tubes for Gerstel Instruments , 分析/色谱 |  | Carbosieve ® S-III carbon molecular sieve (CMS),Sealed with TDS³ Storage Container,stainless steel TD tube,preconditioned,pkg of 1 ea,suitable for TO-2 per US EPA,6 mm × 4 mm × 7 in. | , |  |  | Carbosieve ® S-III carbon molecular sieve (CMS),Sealed with TDS³ Storage Container,stainless steel TD tube,preconditioned,pkg of 1 ea,suitable for TO-2 per US EPA,for use with Gerstel ® TDS A & TDS 2,6 mm × 4 mm × 7 in.
,stainless steel TD tube, O.D. × I.D. × L 6 mm × 4 mm × 7 in., preconditioned, pkg of 1 ea,,,,, | 28273-U |  | Supelco | Carbotrap ® 300 |  | ,,,for use with Gerstel ® TDS A & TDS 2, | Active Sampling , Air Monitoring , Gerstel Stainless Steel Thermal Desorption Tubes , Sample Preparation & Purification , Thermal Desorption Tubes , Thermal Desorption Tubes for Gerstel Instruments , 分析/色谱 |  | suitable for TO-3 per US EPA,Carbosieve ® S-III carbon molecular sieve (CMS),Sealed with TDS³ Storage Container,stainless steel TD tube,preconditioned,pkg of 1 ea,suitable for TO-1 per US EPA,6 mm × 4 mm × 7 in. | , |  |  | suitable for TO-3 per US EPA,Carbosieve ® S-III carbon molecular sieve (CMS),Sealed with TDS³ Storage Container,stainless steel TD tube,preconditioned,pkg of 1 ea,suitable for TO-1 per US EPA,for use with Gerstel ® TDS A & TDS 2,6 mm × 4 mm × 7 in.
,stainless steel, O.D. × I.D. × L 6 mm × 4 mm × 7 in., pkg of 1 ea,,,,, | 28276-U |  | Supelco | Empty Stainless Steel Tube w/ Screens for GERSTEL ® TD |  | ,,,for use with Gerstel ® TDS A & TDS 2, | Active Sampling , Air Monitoring , Gerstel Stainless Steel Thermal Desorption Tubes , Sample Preparation & Purification , Thermal Desorption Tubes , Thermal Desorption Tubes for Gerstel Instruments , 分析/色谱 |  | pkg of 1 ea,stainless steel,6 mm × 4 mm × 7 in. | , |  |  | pkg of 1 ea,stainless steel,6 mm × 4 mm × 7 in.,for use with Gerstel ® TDS A & TDS 2
Screens for GERSTEL ® TD Tubes,pkg of 10 ea,,,,, | 28277-U |  | Supelco | GERSTEL ® TD 管的滤网 |  | ,,,for use with Gerstel ®, | Active Sampling , Air Monitoring , Gerstel Stainless Steel Thermal Desorption Tubes , Sample Preparation & Purification , Thermal Desorption Tubes , Thermal Desorption Tubes for Gerstel Instruments , 分析/色谱 |  | pkg of 10 ea,stainless steel,(Fits both stainless steel and glass tubes) | , |  |  | pkg of 10 ea,stainless steel,(Fits both stainless steel and glass tubes),for use with Gerstel ®
,stainless steel TD tube, O.D. × I.D. × L 6 mm × 4 mm × 7 in., preconditioned, pkg of 1 ea,,,,, | 28272-U |  | Supelco | Tenax ® GR |  | ,,,for use with Gerstel ® TDS A & TDS 2, | Active Sampling , Air Monitoring , Gerstel Stainless Steel Thermal Desorption Tubes , Sample Preparation & Purification , Thermal Desorption Tubes , Thermal Desorption Tubes for Gerstel Instruments , 分析/色谱 |  | Tenax GR Composite of 30% graphite carbon & 70% Tenax TA,Sealed with TDS³ Storage Container,stainless steel TD tube,preconditioned,pkg of 1 ea,suitable for (extends range of Tenax TA),6 mm × 4 mm × 7 in. | , |  |  | Tenax GR Composite of 30% graphite carbon & 70% Tenax TA,Sealed with TDS³ Storage Container,stainless steel TD tube,preconditioned,pkg of 1 ea,suitable for (extends range of Tenax TA),for use with Gerstel ® TDS A & TDS 2,6 mm × 4 mm × 7 in.
,stainless steel TD tube, O.D. × I.D. × L 6 mm × 4 mm × 7 in., preconditioned, pkg of 1 ea,,,,, | 28271-U |  | Supelco | Tenax ® TA |  | ,,,for use with Gerstel ® TDS A & TDS 2, | Active Sampling , Air Monitoring , Gerstel Stainless Steel Thermal Desorption Tubes , Sample Preparation & Purification , Thermal Desorption Tubes , Thermal Desorption Tubes for Gerstel Instruments , 分析/色谱 |  | suitable for TO-1 per US EPA,Tenax TA porous polymer,Sealed with TDS³ Storage Container,stainless steel TD tube,preconditioned,pkg of 1 ea,suitable for IP-1B per US EPA,6 mm × 4 mm × 7 in. | , |  |  | suitable for TO-1 per US EPA,Tenax TA porous polymer,Sealed with TDS³ Storage Container,stainless steel TD tube,preconditioned,pkg of 1 ea,suitable for IP-1B per US EPA,for use with Gerstel ® TDS A & TDS 2,6 mm × 4 mm × 7 in.
,glass TD tube, fritted, O.D. × I.D. × L 6 mm × 4 mm × 7 in., preconditioned, pkg of 1 ea,,,,, | 28284-U |  | Supelco | Carbosieve ® SIII |  | ,,,for use with Gerstel ® TDS A & TDS 2, | Active Sampling , Air Monitoring , Gerstel Glass Thermal Desorption Tubes , Sample Preparation & Purification , Thermal Desorption Tubes , Thermal Desorption Tubes for Gerstel Instruments , 分析/色谱 |  | preconditioned,Carbosieve ® S-III carbon molecular sieve (CMS),glass TD tube,fritted,6 mm × 4 mm × 7 in.,pkg of 1 ea,suitable for TO-2 per US EPA,Sealed with TDS³ Storage Container | , |  |  | preconditioned,Carbosieve ® S-III carbon molecular sieve (CMS),glass TD tube,fritted,6 mm × 4 mm × 7 in.,pkg of 1 ea,suitable for TO-2 per US EPA,for use with Gerstel ® TDS A & TDS 2,Sealed with TDS³ Storage Container
,glass TD tube, fritted, O.D. × I.D. × L 6 mm × 4 mm × 7 in., preconditioned, pkg of 1 ea,,,,, | 28313-U |  | Supelco | Carbotrap ® 202 |  | ,,,for use with Gerstel ® TDS A & TDS 2, | Active Sampling , Air Monitoring , Gerstel Glass Thermal Desorption Tubes , Sample Preparation & Purification , Thermal Desorption Tubes , Thermal Desorption Tubes for Gerstel Instruments , 分析/色谱 |  | Carbotrap ® C graphitized carbon black (GCB),Carbotrap ® 202 (Packed with Carbotrap B & Carbotrap C),glass TD tube,fritted,6 mm × 4 mm × 7 in.,pkg of 1 ea,suitable for (C5-C20 Compounds in Air),Sealed with TDS³ Storage Container | , |  |  | Carbotrap ® C graphitized carbon black (GCB),Carbotrap ® 202 (Packed with Carbotrap B & Carbotrap C),glass TD tube,fritted,6 mm × 4 mm × 7 in.,pkg of 1 ea,suitable for (C5-C20 Compounds in Air),for use with Gerstel ® TDS A & TDS 2,Sealed with TDS³ Storage Container
,glass TD tube, fritted, O.D. × I.D. × L 6 mm × 4 mm × 7 in., preconditioned, pkg of 1 ea,,,,, | 28312-U |  | Supelco | Carbotrap ® 217 |  | ,,,for use with Gerstel ® TDS A & TDS 2, | Active Sampling , Air Monitoring , Gerstel Glass Thermal Desorption Tubes , Sample Preparation & Purification , Thermal Desorption Tubes , Thermal Desorption Tubes for Gerstel Instruments , 分析/色谱 |  | Carboxen ® 1000 carbon molecular sieve (CMS),Carbotrap ® 217 (Packed with Carbotrap B and Carboxen-1000),glass TD tube,fritted,6 mm × 4 mm × 7 in.,pkg of 1 ea,suitable for TO-17 per US EPA,Sealed with TDS³ Storage Container | , |  |  | Carboxen ® 1000 carbon molecular sieve (CMS),Carbotrap ® 217 (Packed with Carbotrap B and Carboxen-1000),glass TD tube,fritted,6 mm × 4 mm × 7 in.,pkg of 1 ea,suitable for TO-17 per US EPA,for use with Gerstel ® TDS A & TDS 2,Sealed with TDS³ Storage Container
,glass TD tube, fritted, O.D. × I.D. × L 6 mm × 4 mm × 7 in., preconditioned, pkg of 1 ea,,,,, | 28283-U |  | Supelco | Carbotrap ® 300 |  | ,,,for use with Gerstel ® TDS A & TDS 2, | Active Sampling , Air Monitoring , Gerstel Glass Thermal Desorption Tubes , Sample Preparation & Purification , Thermal Desorption Tubes , Thermal Desorption Tubes for Gerstel Instruments , 分析/色谱 |  | Carbotrap ® C graphitized carbon black (GCB),Carbosieve ® S-III carbon molecular sieve (CMS),glass TD tube,fritted,6 mm × 4 mm × 7 in.,pkg of 1 ea,suitable for TO-17 per US EPA,Sealed with TDS³ Storage Container | , |  |  | Carbotrap ® C graphitized carbon black (GCB),Carbosieve ® S-III carbon molecular sieve (CMS),glass TD tube,fritted,6 mm × 4 mm × 7 in.,pkg of 1 ea,suitable for TO-17 per US EPA,for use with Gerstel ® TDS A & TDS 2,Sealed with TDS³ Storage Container
,glass TD tube, fritted, O.D. × I.D. × L 6 mm × 4 mm × 7 in., preconditioned, pkg of 1 ea,,,,, | 28311-U |  | Supelco | Carbotrap ® 349 |  | ,,,for use with Gerstel ® TDS A & TDS 2, | Active Sampling , Air Monitoring , Gerstel Glass Thermal Desorption Tubes , Sample Preparation & Purification , Thermal Desorption Tubes , Thermal Desorption Tubes for Gerstel Instruments , 分析/色谱 |  | suitable for IP-1B per US EPA,Carbopack ™ Y graphitized carbon black (GCB),glass TD tube,fritted,6 mm × 4 mm × 7 in.,pkg of 1 ea,suitable for 2549 per NIOSH,Sealed with TDS³ Storage Container | , |  |  | suitable for IP-1B per US EPA,Carbopack ™ Y graphitized carbon black (GCB),glass TD tube,fritted,6 mm × 4 mm × 7 in.,pkg of 1 ea,suitable for 2549 per NIOSH,for use with Gerstel ® TDS A & TDS 2,Sealed with TDS³ Storage Container
,glass TD tube, fritted, O.D. × I.D. × L 6 mm × 4 mm × 7 in., preconditioned, pkg of 1 ea,,,,, | 28285-U |  | Supelco | Chromosorb ® 106 |  | ,,,for use with Gerstel ® TDS A & TDS 2, | Active Sampling , Air Monitoring , Gerstel Glass Thermal Desorption Tubes , Sample Preparation & Purification , Thermal Desorption Tubes , Thermal Desorption Tubes for Gerstel Instruments , 分析/色谱 |  | suitable for D6196 per ASTM,Chromosorb 106 Styrene-divinylbenzene (S-DVB) Polymer,glass TD tube,fritted,6 mm × 4 mm × 7 in.,pkg of 1 ea,suitable for 72 per MDHS,Sealed with TDS³ Storage Container | , |  |  | suitable for D6196 per ASTM,Chromosorb 106 Styrene-divinylbenzene (S-DVB) Polymer,glass TD tube,fritted,6 mm × 4 mm × 7 in.,pkg of 1 ea,suitable for 72 per MDHS,for use with Gerstel ® TDS A & TDS 2,Sealed with TDS³ Storage Container
,glass TDU tube, O.D. × I.D. × L 6 mm × 4 mm × 7 in., pkg of 1 ea,,,,, | 28287-U |  | Supelco | Empty Tube for GERSTEL ® TD, No-Frit |  | ,,,for use with Gerstel ®, | Active Sampling , Air Monitoring , Gerstel Glass Thermal Desorption Tubes , Sample Preparation & Purification , Thermal Desorption Tubes , Thermal Desorption Tubes for Gerstel Instruments , 分析/色谱 |  | pkg of 1 ea,glass TDU tube,6 mm × 4 mm × 7 in. | , |  |  | pkg of 1 ea,glass TDU tube,6 mm × 4 mm × 7 in.,for use with Gerstel ®
,glass TD tube, fritted, O.D. × I.D. × L 6 mm × 4 mm × 7 in., pkg of 1 ea,,,,, | 28286-U |  | Supelco | Empty Tube with Frit for GERSTEL ® TD |  | ,,,for use with Gerstel ® TDS A & TDS2, | Active Sampling , Air Monitoring , Gerstel Glass Thermal Desorption Tubes , Sample Preparation & Purification , Thermal Desorption Tubes , Thermal Desorption Tubes for Gerstel Instruments , 分析/色谱 |  | pkg of 1 ea,glass TD tube,fritted,6 mm × 4 mm × 7 in. | , |  |  | pkg of 1 ea,glass TD tube,for use with Gerstel ® TDS A & TDS2,6 mm × 4 mm × 7 in.,fritted
,glass TD tube, fritted, O.D. × I.D. × L 6 mm × 4 mm × 7 in., preconditioned, pkg of 1 ea,,,,, | 28282-U |  | Supelco | Tenax ® GR |  | ,,,for use with Gerstel ® TDS A & TDS 2, | Active Sampling , Air Monitoring , Gerstel Glass Thermal Desorption Tubes , Sample Preparation & Purification , Thermal Desorption Tubes , Thermal Desorption Tubes for Gerstel Instruments , 分析/色谱 |  | preconditioned,Tenax GR Composite of 30% graphite carbon & 70% Tenax TA,glass TD tube,fritted,6 mm × 4 mm × 7 in.,pkg of 1 ea,suitable for (extends range of Tenax TA),Sealed with TDS³ Storage Container | , |  |  | preconditioned,Tenax GR Composite of 30% graphite carbon & 70% Tenax TA,glass TD tube,fritted,6 mm × 4 mm × 7 in.,pkg of 1 ea,suitable for (extends range of Tenax TA),for use with Gerstel ® TDS A & TDS 2,Sealed with TDS³ Storage Container
,glass TD tube, fritted, O.D. × I.D. × L 6 mm × 4 mm × 7 in., preconditioned, pkg of 1 ea,,,,, | 28281-U |  | Supelco | Tenax ® TA |  | ,,,for use with Gerstel ® TDS A & TDS 2, | Active Sampling , Air Monitoring , Gerstel Glass Thermal Desorption Tubes , Sample Preparation & Purification , Thermal Desorption Tubes , Thermal Desorption Tubes for Gerstel Instruments , 分析/色谱 |  | suitable for TO-1 per US EPA,Tenax TA porous polymer,glass TD tube,fritted,6 mm × 4 mm × 7 in.,pkg of 1 ea,suitable for IP-1B per US EPA,Sealed with TDS³ Storage Container | , |  |  | suitable for TO-1 per US EPA,Tenax TA porous polymer,glass TD tube,fritted,6 mm × 4 mm × 7 in.,pkg of 1 ea,suitable for IP-1B per US EPA,for use with Gerstel ® TDS A & TDS 2,Sealed with TDS³ Storage Container
Carbotrap ® 200 Dynatherm ™ 890, 850,for use with Dynatherm ™ ACEM-9300, ACEM-900 850/890 TDU, MTDU and OI Analytical Air Tube Desorber or DMP-16,,,,, | 20242 |  | Supelco | Carbotrap ® 200 Dynatherm ™ 890，850 |  | ,,,for use with Dynatherm ™ ACEM-9300, ACEM-900 850/890 TDU, MTDU and OI Analytical Air Tube Desorber or DMP-16, | Active Sampling , Air Monitoring , Dynatherm Standard Sampling Tubes , Sample Preparation & Purification , Tekmar Thermal Desorption Tubes (Glass, 1/4″ OD X 7″ Long, 4 mm ID) , Thermal Desorption Tubes , Thermal Desorption Tubes for CDS/Dynatherm Instruments , Thermal Desorption Tubes for Teledyne / Tekmar Instruments , 分析/色谱 |  | Glass beads,Supelco Carbotrap ® 200,Carbotrap ® 200,4 mm × 6 mm,glass TD tube (non-fritted),preconditioned,pkg of 1 ea | , |  |  | Glass beads,Supelco Carbotrap ® 200,Carbotrap ® 200,4 mm × 6 mm,glass TD tube (non-fritted),preconditioned,Carbosieve S-III,pkg of 1 ea,for use with Dynatherm ™ ACEM-9300, ACEM-900 850/890 TDU, MTDU and OI Analytical Air Tube Desorber or DMP-16
,glass TD tube, fritted, O.D. × I.D. × L 6 mm × 4 mm × 4.5 in., preconditioned, pkg of 1 ea,,,,, | 20875 |  | Supelco | Carbotrap ® 300 |  | ,,,for use with Dynatherm ™ ACEM-9300, ACEM-900 850/890 TDU, MTDU, and OI Analytical Eclipse Air Tube Desorber, | Active Sampling , Air Monitoring , Dynatherm Standard Sampling Tubes , Sample Preparation & Purification , Thermal Desorption Tubes , Thermal Desorption Tubes for CDS/Dynatherm Instruments , 分析/色谱 |  | suitable for TO-3 per US EPA,Carbosieve ® S-III carbon molecular sieve (CMS),glass TD tube,fritted,6 mm × 4 mm × 4.5 in.,pkg of 1 ea,suitable for TO-1 per US EPA,Sealed with TDS³ Storage Container | , |  |  | suitable for TO-3 per US EPA,Carbosieve ® S-III carbon molecular sieve (CMS),glass TD tube,fritted,6 mm × 4 mm × 4.5 in.,pkg of 1 ea,suitable for TO-1 per US EPA,for use with Dynatherm ™ ACEM-9300, ACEM-900 850/890 TDU, MTDU, and OI Analytical Eclipse Air Tube Desorber,Sealed with TDS³ Storage Container
Carbotrap ® 300 Dynatherm ™ 890, 850,,,,,, | 20379 |  | Supelco | Carbotrap ® 300 Dynatherm ™ 890，850 |  | ,,,for use with Dynatherm ™ ACEM-9300, ACEM-900 850/890 TDU, MTDU and OI Analytical Air Tube Desorber or DMP-16, | Active Sampling , Air Monitoring , Dynatherm Standard Sampling Tubes , Sample Preparation & Purification , Thermal Desorption Tubes , Thermal Desorption Tubes for CDS/Dynatherm Instruments , 分析/色谱 |  | suitable for TO-3 per US EPA,Supelco Carbotrap ® 300,Carbotrap ® 300,4 mm × 6 mm,glass TD tube (non-fritted),preconditioned,pkg of 1 ea,suitable for IP-1B per US EPA | , |  |  | suitable for TO-3 per US EPA,Supelco Carbotrap ® 300,Carbotrap ® 300,4 mm × 6 mm,glass TD tube (non-fritted),preconditioned,Carbosieve S-III,pkg of 1 ea,suitable for IP-1B per US EPA,for use with Dynatherm ™ ACEM-9300, ACEM-900 850/890 TDU, MTDU and OI Analytical Air Tube Desorber or DMP-16
,glass TD tube, fritted, O.D. × I.D. × L 6 mm × 4 mm × 4.5 in., preconditioned, pkg of 1 ea,,,,, | 20877 |  | Supelco | Carbotrap ® 317 |  | ,,,for use with Dynatherm ™ ACEM-9300, ACEM-900 850/890 TDU, MTDU, and OI Analytical Ecliplse Air Tube Desorber, | Active Sampling , Air Monitoring , Dynatherm Standard Sampling Tubes , Sample Preparation & Purification , Thermal Desorption Tubes , Thermal Desorption Tubes for CDS/Dynatherm Instruments , 分析/色谱 |  | Carboxen ® 1000 carbon molecular sieve (CMS),Carbotrap ® 317 (Packed with Carbotrap C, Carbotrap B, Carboxen 1000),glass TD tube,fritted,6 mm × 4 mm × 4.5 in.,pkg of 1 ea,suitable for TO-17 per US EPA,Sealed with TDS³ Storage Container | , |  |  | Carboxen ® 1000 carbon molecular sieve (CMS),Carbotrap ® 317 (Packed with Carbotrap C, Carbotrap B, Carboxen 1000),glass TD tube,fritted,6 mm × 4 mm × 4.5 in.,pkg of 1 ea,suitable for TO-17 per US EPA,for use with Dynatherm ™ ACEM-9300, ACEM-900 850/890 TDU, MTDU, and OI Analytical Ecliplse Air Tube Desorber,Sealed with TDS³ Storage Container
,glass TD tube, fritted, O.D. × I.D. × L 6 mm × 4 mm × 4.5 in., preconditioned, pkg of 1 ea,,,,, | 20882 |  | Supelco | Carbotrap ® 400 |  | ,,,for use with ACEM-9300, ACEM-900 850/890 TDU, MTDU, and OI Analytical Eclipse Air Tube Desorber, | Active Sampling , Air Monitoring , Dynatherm Standard Sampling Tubes , Sample Preparation & Purification , Thermal Desorption Tubes , Thermal Desorption Tubes for CDS/Dynatherm Instruments , 分析/色谱 |  | preconditioned,Carbotrap ® 400 (Packed with Carbotrap F, Carbotrap C, Carbotrap B, Carboxen-569),glass TD tube,fritted,6 mm × 4 mm × 4.5 in.,pkg of 1 ea,suitable for (for sampling C2 and larger compounds in aqueous samples),Sealed with TDS³ Storage Container | , |  |  | preconditioned,Carbotrap ® 400 (Packed with Carbotrap F, Carbotrap C, Carbotrap B, Carboxen-569),glass TD tube,fritted,6 mm × 4 mm × 4.5 in.,pkg of 1 ea,suitable for (for sampling C2 and larger compounds in aqueous samples),for use with ACEM-9300, ACEM-900 850/890 TDU, MTDU, and OI Analytical Eclipse Air Tube Desorber,Sealed with TDS³ Storage Container
Carbotrap ® 400 Dynatherm ™ 890, 850,,,,,, | 20359 |  | Supelco | Carbotrap ® 400 Dynatherm ™ 890，850 |  | ,,,for use with Dynatherm ™ ACEM-9300, ACEM-900 850/890 TDU, MTDU and OI Analytical Air Tube Desorber or DMP-16, | Active Sampling , Air Monitoring , Dynatherm Standard Sampling Tubes , Sample Preparation & Purification , Thermal Desorption Tubes , Thermal Desorption Tubes for CDS/Dynatherm Instruments , 分析/色谱 |  | Carboxen 569,Supelco Carbotrap ® 400,Carbotrap ® 400,glass TD tube (non-fritted),preconditioned,pkg of 1 ea,4 mm × 6 mm | , |  |  | Carboxen 569,Supelco Carbotrap ® 400,Carbotrap ® 400,glass TD tube (non-fritted),preconditioned,Carbotrap B,pkg of 1 ea,for use with Dynatherm ™ ACEM-9300, ACEM-900 850/890 TDU, MTDU and OI Analytical Air Tube Desorber or DMP-16,4 mm × 6 mm
,TDU tube I.D. × O.D. × L 4 mm × 6 mm × 4.5 in.,,,,, | 20235-U |  | Supelco | Empty Glass Sampling Tube for Dynatherm ™ TDUs, Non-Fritted |  | ,,,for use with Dynatherm ™ ACEM-9300, ACEM-900 850/890 TDU, MTDU and OI Analytical Air Tube Desorber or DMP-16, | Active Sampling , Air Monitoring , Dynatherm Standard Sampling Tubes , Sample Preparation & Purification , Thermal Desorption Tubes , Thermal Desorption Tubes for CDS/Dynatherm Instruments , 分析/色谱 |  | pkg of 5 ea,glass TD tube (fritted),empty,4 mm × 6 mm × 4.5 in. | , |  |  | pkg of 5 ea,glass TD tube (fritted),for use with Dynatherm ™ ACEM-9300, ACEM-900 850/890 TDU, MTDU and OI Analytical Air Tube Desorber or DMP-16,4 mm × 6 mm × 4.5 in.,empty
Empty Tube for Thermal Desorption,glass TD tube, fritted, O.D. × I.D. × L 6 mm × 4 mm × 4.5 in., pkg of 3 ea,,,,, | 20380-U |  | Supelco | 热脱附空管 |  | ,,,for use with Dynatherm ™ ACEM-9300, ACEM-900 850/890 TDU, MTDU, and OI Analytical Air Tube Desorber or DMP-16, | Active Sampling , Air Monitoring , Dynatherm Standard Sampling Tubes , Sample Preparation & Purification , Thermal Desorption Tubes , Thermal Desorption Tubes for CDS/Dynatherm Instruments , 分析/色谱 |  | pkg of 3 ea,glass TD tube,fritted,6 mm × 4 mm × 4.5 in. | , |  |  | pkg of 3 ea,glass TD tube,for use with Dynatherm ™ ACEM-9300, ACEM-900 850/890 TDU, MTDU, and OI Analytical Air Tube Desorber or DMP-16,6 mm × 4 mm × 4.5 in.,fritted
,glass TD tube, fritted, O.D. × I.D. × L 6 mm × 4 mm × 4.5 in., preconditioned, pkg of 1 ea,,,,, | 20896-U |  | Supelco | Tenax ® TA |  | ,,,for use with ACEM-9300, ACEM-900 850/890 TDU, MTDU, and OI Analytical Eclipse Air Tube Desorber, | Active Sampling , Air Monitoring , Dynatherm Standard Sampling Tubes , Sample Preparation & Purification , Thermal Desorption Tubes , Thermal Desorption Tubes for CDS/Dynatherm Instruments , 分析/色谱 |  | suitable for TO-1 per US EPA,Tenax TA porous polymer,glass TD tube,fritted,6 mm × 4 mm × 4.5 in.,pkg of 1 ea,suitable for IP-1B per US EPA,Sealed with TDS³ Storage Container | , |  |  | suitable for TO-1 per US EPA,Tenax TA porous polymer,glass TD tube,fritted,6 mm × 4 mm × 4.5 in.,pkg of 1 ea,suitable for IP-1B per US EPA,for use with ACEM-9300, ACEM-900 850/890 TDU, MTDU, and OI Analytical Eclipse Air Tube Desorber,Sealed with TDS³ Storage Container
,glass TD tube (fast-flow), preconditioned,,,,, | 20881 |  | Supelco | Carbotrap ® 317 |  | ,,,for use with Dynatherm ™ ACEM-9300, IACEM-980, ACEM 900 and MTDU equipped with fast-flow "FF", | Active Sampling , Air Monitoring , Dynatherm Fast Flow Sampling Tubes , Sample Preparation & Purification , Thermal Desorption Tubes , Thermal Desorption Tubes for CDS/Dynatherm Instruments , 分析/色谱 |  | 7 mm × 10 mm × 4.5 in.,glass TD tube (fast-flow),preconditioned,pkg of 1 ea,suitable for TO-17 per US EPA,Carbotrap ® 317 | , |  |  | Carbotrap ® 317,glass TD tube (fast-flow),preconditioned,pkg of 1 ea,suitable for TO-17 per US EPA,for use with Dynatherm ™ ACEM-9300, IACEM-980, ACEM 900 and MTDU equipped with fast-flow "FF",7 mm × 10 mm × 4.5 in.
,for use with Dynatherm ™ 850/890 TDU, I.D. × O.D. × L 1 mm × 6 mm × 4.5 in., glass TD tube (focusing tube),,,,, | 20361 |  | Supelco | Carbotrap ® 201 |  | ,,,for use with Dynatherm ™ 850/890 TDU, | Active Sampling , Air Monitoring , Dynatherm Focusing Tubes (Fits: Model 850/890 TDU) , Sample Preparation & Purification , Thermal Desorption Tubes , Thermal Desorption Tubes for CDS/Dynatherm Instruments , 分析/色谱 |  | pkg of 1 ea,glass TD tube (focusing tube),1 mm × 6 mm × 4.5 in.,Carbotrap ® 201 | , |  |  | pkg of 1 ea,Carbotrap ® 201,glass TD tube (focusing tube),for use with Dynatherm ™ 850/890 TDU,1 mm × 6 mm × 4.5 in.
,for use with Dynatherm ™ ACEM 900/901-FF, I.D. × O.D. × L 1 mm × 6 mm × 7.25 in.,,,,, | 20865 |  | Supelco | Carbotrap ® 201 |  | ,,,for use with Dynatherm ™ ACEM 900/901-FF, | Active Sampling , Air Monitoring , Dynatherm Focusing Tubes (Fits: ACEM-900) , Sample Preparation & Purification , Thermal Desorption Tubes , Thermal Desorption Tubes for CDS/Dynatherm Instruments , 分析/色谱 |  | pkg of 1 ea,glass TD tube (focusing tube),1 mm × 6 mm × 7.25 in.,Carbotrap ® 201 | , |  |  | pkg of 1 ea,Carbotrap ® 201,glass TD tube (focusing tube),for use with Dynatherm ™ ACEM 900/901-FF,1 mm × 6 mm × 7.25 in.
Storage Container For 1/2 in. x 7 in. TD Tube,,,,,, | 20853 |  | Supelco | 存储容器，用于 1/2 英寸×7 英寸TD 管 |  | ,,,, | Active Sampling , Air Monitoring , Sample Preparation & Purification , Tekmar Thermal Desorption Tubes (Glass, 1/2″ OD X 7″ Long, 10 mm ID) , Tekmar Thermal Desorption Tubes (Stainless Steel, 1/2″ OD X 7″ Long, 12 mm ID) , Thermal Desorption Tubes , Thermal Desorption Tubes for Teledyne / Tekmar Instruments , 分析/色谱 |  | 1/2 in. × 7 in. (17.8 cm) | , |  |  | 1/2 in. × 7 in. (17.8 cm)
,O.D. × L 1/2 in. × 7 in., glass TD tube,,,,, | 20988 |  | Supelco | Tenax ® TA |  | ,,,for use with Tekmar, | Active Sampling , Air Monitoring , Sample Preparation & Purification , Tekmar Thermal Desorption Tubes (Glass, 1/2″ OD X 7″ Long, 10 mm ID) , Thermal Desorption Tubes , Thermal Desorption Tubes for Teledyne / Tekmar Instruments , 分析/色谱 |  | pkg of 1 ea,suitable for TO-1 per US EPA,glass TD tube,suitable for IP-1B per US EPA,1/2 in. × 7 in. | , |  |  | suitable for TO-1 per US EPA,1/2 in. × 7 in.,glass TD tube,pkg of 1 ea,suitable for IP-1B per US EPA,for use with Tekmar
,glass TD tube, O.D. × I.D. × L 1/4 in. × 4 mm × 7 in., preconditioned, pkg of 1 ea,,,,, | 20912-U |  | Supelco | Carbotrap ® 300 |  | ,,,for use with Tekmar AEROTrap 6000 models, | Active Sampling , Air Monitoring , Sample Preparation & Purification , Tekmar Thermal Desorption Tubes (Glass, 1/4″ OD X 7″ Long, 4 mm ID) , Thermal Desorption Tubes , Thermal Desorption Tubes for Teledyne / Tekmar Instruments , 分析/色谱 |  | Carbotrap ® graphitized carbon black (GCB),Carbosieve ® S-III carbon molecular sieve (CMS),Sealed with TDS³ Storage Container,glass TD tube,preconditioned,pkg of 1 ea,suitable for TO-17 per US EPA,1/4 in. × 4 mm × 7 in. | , |  |  | Carbotrap ® graphitized carbon black (GCB),Carbosieve ® S-III carbon molecular sieve (CMS),Sealed with TDS³ Storage Container,glass TD tube,preconditioned,pkg of 1 ea,suitable for TO-17 per US EPA,for use with Tekmar AEROTrap 6000 models,1/4 in. × 4 mm × 7 in.
Empty Tube for Thermal Desorption,glass TD tube, O.D. × I.D. × L 1/4 in. × 4 mm × 7 in., pkg of 1 ea,,,,, | 20918 |  | Supelco | 热脱附空管 |  | ,,,for use with Tekmar AEROTrap 6000 models, | Active Sampling , Air Monitoring , Sample Preparation & Purification , Tekmar Thermal Desorption Tubes (Glass, 1/4″ OD X 7″ Long, 4 mm ID) , Thermal Desorption Tubes , Thermal Desorption Tubes for Teledyne / Tekmar Instruments , 分析/色谱 |  | pkg of 1 ea,glass TD tube,1/4 in. × 4 mm × 7 in. | , |  |  | pkg of 1 ea,glass TD tube,1/4 in. × 4 mm × 7 in.,for use with Tekmar AEROTrap 6000 models
Empty Tube for Thermal Desorption,stainless steel TD tube, O.D. × I.D. × L 1/2 in. × 12 mm × 7 in., pkg of 1 ea,,,,, | 20924 |  | Supelco | 热脱附空管 |  | ,,,for use with Tekmar AEROTrap 6000 models, | Active Sampling , Air Monitoring , Sample Preparation & Purification , Tekmar Thermal Desorption Tubes (Stainless Steel, 1/2″ OD X 7″ Long, 12 mm ID) , Thermal Desorption Tubes , Thermal Desorption Tubes for Teledyne / Tekmar Instruments , 分析/色谱 |  | pkg of 1 ea,stainless steel TD tube,1/2 in. × 12 mm × 7 in. | , |  |  | pkg of 1 ea,stainless steel TD tube,1/2 in. × 12 mm × 7 in.,for use with Tekmar AEROTrap 6000 models
,stainless steel TD tube, O.D. × I.D. × L 1/2 in. × 12 mm × 7 in., preconditioned, pkg of 1 ea,,,,, | 20984 |  | Supelco | Tenax ® TA |  | ,,,for use with Tekmar AEROTrap 6000 models, | Active Sampling , Air Monitoring , Sample Preparation & Purification , Tekmar Thermal Desorption Tubes (Stainless Steel, 1/2″ OD X 7″ Long, 12 mm ID) , Thermal Desorption Tubes , Thermal Desorption Tubes for Teledyne / Tekmar Instruments , 分析/色谱 |  | suitable for TO-1 per US EPA,Tenax TA porous polymer,Sealed with Glass Storage Container,stainless steel TD tube,preconditioned,pkg of 1 ea,suitable for IP-1B per US EPA,1/2 in. × 12 mm × 7 in. | , |  |  | suitable for TO-1 per US EPA,Tenax TA porous polymer,Sealed with Glass Storage Container,stainless steel TD tube,preconditioned,pkg of 1 ea,suitable for IP-1B per US EPA,for use with Tekmar AEROTrap 6000 models,1/2 in. × 12 mm × 7 in.
,stainless steel TD tube, O.D. × I.D. × L 1/4 in. × 5 mm × 7 in., preconditioned, pkg of 1 ea,,,,, | 20370-U |  | Supelco | Carbotrap ® 300 |  | ,,,for use with Tekmar AEROTrap 6000 models, | Active Sampling , Air Monitoring , Sample Preparation & Purification , Tekmar Thermal Desorption Tubes (Stainless Steel, 1/4″ OD X 7″ Long, 5 mm ID) , Thermal Desorption Tubes , Thermal Desorption Tubes for Teledyne / Tekmar Instruments , 分析/色谱 |  | suitable for TO-3 per US EPA,Carbosieve ® S-III carbon molecular sieve (CMS),Sealed with TDS³ Storage Container,stainless steel TD tube,preconditioned,pkg of 1 ea,suitable for TO-1 per US EPA,1/4 in. × 5 mm × 7 in. | , |  |  | suitable for TO-3 per US EPA,Carbosieve ® S-III carbon molecular sieve (CMS),Sealed with TDS³ Storage Container,stainless steel TD tube,preconditioned,pkg of 1 ea,suitable for TO-1 per US EPA,for use with Tekmar AEROTrap 6000 models,1/4 in. × 5 mm × 7 in.
Empty Tube for Thermal Desorption,stainless steel TD tube, O.D. × I.D. × L 1/4 in. × 5 mm × 7 in., pkg of 1 ea,,,,, | 20920-U |  | Supelco | 热脱附空管 |  | ,,,for use with Tekmar AEROTrap 6000 models, | Active Sampling , Air Monitoring , Sample Preparation & Purification , Tekmar Thermal Desorption Tubes (Stainless Steel, 1/4″ OD X 7″ Long, 5 mm ID) , Thermal Desorption Tubes , Thermal Desorption Tubes for Teledyne / Tekmar Instruments , 分析/色谱 |  | pkg of 1 ea,stainless steel TD tube,1/4 in. × 5 mm × 7 in. | , |  |  | pkg of 1 ea,stainless steel TD tube,1/4 in. × 5 mm × 7 in.,for use with Tekmar AEROTrap 6000 models
,stainless steel TD tube, O.D. × I.D. × L 1/4 in. × 5 mm × 7 in., preconditioned, pkg of 1 ea,,,,, | 20913-U |  | Supelco | Tenax ® TA |  | ,,,for use with Tekmar AEROTrap 6000 models, | Active Sampling , Air Monitoring , Sample Preparation & Purification , Tekmar Thermal Desorption Tubes (Stainless Steel, 1/4″ OD X 7″ Long, 5 mm ID) , Thermal Desorption Tubes , Thermal Desorption Tubes for Teledyne / Tekmar Instruments , 分析/色谱 |  | suitable for TO-1 per US EPA,Tenax TA porous polymer,Sealed with TDS³ Storage Container,stainless steel TD tube,preconditioned,pkg of 1 ea,suitable for IP-1B per US EPA,1/4 in. × 5 mm × 7 in. | , |  |  | suitable for TO-1 per US EPA,Tenax TA porous polymer,Sealed with TDS³ Storage Container,stainless steel TD tube,preconditioned,pkg of 1 ea,suitable for IP-1B per US EPA,for use with Tekmar AEROTrap 6000 models,1/4 in. × 5 mm × 7 in.
,,C,134499,,MFCD00082335,24860261 | 33484 | 54078-29-4 | Sigma | 1,8- Diazafluoren- 9- one |  | ,,,2-8°C, | Amino Acid Analysis , Detection Products for Amino Acid Analysis , Fluorescent Labels , Other Fluorescent Labels , Peptide Analysis and Characterization , Peptides , Reagents for Amino Acid Analysis , Reagents for amino acid derivatisation & detection , Regents for amino acid analysis , Wavelength Index , 分析/色谱 , 分析试剂 , 发光化合物及其检测 , 特定应用试剂 , 生化试剂 , 荧光探针，标记，粒子和染色剂 |  | acetic acid: soluble10 mg/mL, clear,λ ex 470 nm; λ em 570 nm | , |  |  | 2-8°C,acetic acid: soluble10 mg/mL, clear,229-233 °C,λ ex 470 nm; λ em 570 nm
Esbach’s solution,for the determination of proteins,,,,MFCD00146872, | 45700 |  | Fluka | Esbach 溶液 |  | ,,,, | Reagents for Amino Acid Analysis , Reagents for amino acid derivatisation & detection , Regents for amino acid analysis , 分析/色谱 , 分析试剂 , 特定应用试剂 |  | for the determination of proteins,n 20/D 1.336 | , |  |  | for the determination of proteins,n 20/D 1.336
2- Mercaptoethanesulfonic acid solution,for protein sequence analysis, ampule, 3.0 M±0.1 M in H 2 O (T),HSCH,1098878,,MFCD00069179,24882825 | 63707 | 3375-50-6 | Sigma | 2-巯基乙磺酸 溶液 |  | ,,,,1.25 g/mL at 20 °C | Protein Sequencing , Reagents for Amino Acid Analysis , Reagents for Protein Sequencing , Reagents for amino acid derivatisation & detection , Regents for amino acid analysis , 分子生物学 , 分析/色谱 , 分析试剂 , 特定应用试剂 , 蛋白质组学 , 蛋白质结构分析 |  | for protein sequence analysis,3.0 M±0.1 M in H 2 O (T),ampule | , |  |  | for protein sequence analysis,3.0 M±0.1 M in H 2 O (T),ampule,1.25 g/mL at 20 °C
Phenyl isothiocyanate,for protein sequence analysis, ≥99.5% (GC),C,471392,203-138-1,MFCD00004798, | 78781 | 103-72-0 | Fluka | 异硫氰酸苯酯 | (PDF) | ≥99.5% (GC),,218 °C(lit.),2-8°C,1.132 g/mL at 20 °C(lit.) | Amino Acid Analysis , Detection Products for Amino Acid Analysis , Peptide Analysis and Characterization , Peptides , Reagents for Amino Acid Analysis , Reagents for amino acid derivatisation & detection , Regents for amino acid analysis , 分析/色谱 , 分析试剂 , 特定应用试剂 , 生化试剂 |  | for protein sequence analysis,n 20/D 1.6515(lit.),n 20/D 1.649 | , |  |  | n 20/D 1.6515(lit.),≥99.5% (GC),1.132 g/mL at 20 °C(lit.),for protein sequence analysis,2-8°C,218 °C(lit.),−21 °C(lit.),n 20/D 1.649
2,2′-Thiodiethanol,≥99.0% (GC),S(CH,1236325,203-874-3,MFCD00002910,24889113 | 88559 | 111-48-8 | Sigma | 2,2′-硫基二乙醇 |  | ≥99.0% (GC),,164-166 °C/20 mmHg(lit.),−16 °C(lit.),1.221 g/mL at 25 °C(lit.) | Reagents for Amino Acid Analysis , Reagents for amino acid derivatisation & detection , Regents for amino acid analysis , 分析/色谱 , 分析试剂 , 特定应用试剂 |  | n 20/D 1.5215(lit.),n 20/D 1.521 | , |  |  | n 20/D 1.5215(lit.),≥99.0% (GC),1.221 g/mL at 25 °C(lit.),164-166 °C/20 mmHg(lit.),−16 °C(lit.),n 20/D 1.521
Triethylamine,for amino acid analysis, ≥99.5% (GC),(C,605283,204-469-4,MFCD00009051,24889347 | 90337 | 121-44-8 | Sigma | 三乙基胺 |  | ≥99.5% (GC),593 °F,88.8 °C(lit.),−115 °C(lit.),0.726 g/mL at 25 °C(lit.) | Acids & Bases , Amino Acid Analysis , Amino Acid Analysis Reagents , Bases , Chemical Synthesis , Organic Bases , Peptide Analysis and Characterization , Peptides , Reagents for Amino Acid Analysis , Reagents for amino acid derivatisation & detection , Regents for amino acid analysis , Synthetic Reagents , 分析/色谱 , 分析试剂 , 特定应用试剂 , 生化试剂 | 51.75 mmHg ( 20 °C) | for amino acid analysis,8 %,n 20/D 1.401(lit.) | , |  |  | ≥99.5% (GC),0.726 g/mL at 25 °C(lit.),for amino acid analysis,≤0.1% water,88.8 °C(lit.),−115 °C(lit.),3.5 (vs air),593 °F,51.75 mmHg ( 20 °C),n 20/D 1.401(lit.),8 %
Aniline hydrochloride,purum p.a., for sugar analysis, ≥99.0% (AT),C,3593823,205-519-8,MFCD00012958,24846637 | 10414 | 142-04-1 | Sigma-Aldrich | 苯胺 盐酸盐 |  | ≥99.0% (AT),,,196-198 °C(lit.),4.46 (vs air) | Reagents for Analysis of Carbohydrates , Reagents for Food Analysis , 分析/色谱 , 分析试剂 , 特定应用试剂 , 食品和饮料 |  | purum p.a.,197-200 °C,sulfate (SO 4 2- ): ≤200 mg/kg,≤0.05% | , |  |  | 197-200 °C,≥99.0% (AT),purum p.a.,196-198 °C(lit.),4.46 (vs air),sulfate (SO 4 2- ): ≤200 mg/kg,≤0.05%
Benedict’s reagent,for the qualitative determination of sugars,,,,MFCD00146068, | 11945 | 63126-89-6 | Fluka | 用于糖类定性测定的 Benedict 试剂 |  | ,,,cupric sulfate, | Reagents for Analysis of Carbohydrates , Reagents for Food Analysis , 分析/色谱 , 分析试剂 , 特定应用试剂 , 食品和饮料 |  |  | , |  |  | cupric sulfate
Fehling’s reagent I for sugars,Reag. Ph. Eur., for determination of sugar, solution I: copper(II) sulfate,,,,MFCD00010981,24862153 | 36018 | 7758-98-7 | Fluka | 糖斐林试剂 I |  | ,,,,1.038-1.060 g/mL at 20 °C | Pharmacopoeia , Pharmacopoeia A-Z , Reagents for Analysis of Carbohydrates , Reagents for Food Analysis , 分析/色谱 , 分析试剂 , 特定应用试剂 , 食品和饮料 |  | Reag. Ph. Eur.,for determination of sugar,17.6 g/L±0.1 g/L Cu,in accordance for application | , |  |  | Reag. Ph. Eur.,for determination of sugar,17.6 g/L±0.1 g/L Cu,in accordance for application,1.038-1.060 g/mL at 20 °C
Lead(II) acetate basic,anhydrous, ACS reagent, for sugar analysis according to Horne, ≥33.0% basic Pb (as PbO) basis, ≥75.0% total Pb (as PbO) basis,,,215-630-3,MFCD00011154, | 32306 | 51404-69-4 | Fluka | 碱性乙酸铅 |  | ≥33.0% basic Pb (as PbO) basis,,,≤0.02% insoluble in acetic acid, | Catalysis and Inorganic Chemistry , Chemical Synthesis , Lead , Reagents for Analysis of Carbohydrates , Reagents for Food Analysis , 分析/色谱 , 分析试剂 , 特定应用试剂 , 食品和饮料 |  | ACS reagent,Zn: ≤10 mg/kg,chloride (Cl - ): ≤30 mg/kg,Ca: ≤50 mg/kg,≤1.0% loss on drying, 105 °C, 2 h | , |  |  | Zn: ≤10 mg/kg,≤1.0% loss on drying, 105 °C, 2 h,≥33.0% basic Pb (as PbO) basis,ACS reagent,Ca: ≤50 mg/kg,≤0.02% insoluble in acetic acid,chloride (Cl - ): ≤30 mg/kg
Lead subacetate,ACS reagent,Pb(C,,215-630-3,MFCD00013041,24854222 | 237159 | 1335-32-6 | Sigma-Aldrich | 碱式乙酸铅 |  | ,,,≤0.02% insol. dil. HOAc, | Catalysis and Inorganic Chemistry , Chemical Synthesis , Essential Chemicals , Lead , Lead Salts , Reagents for Analysis of Carbohydrates , Reagents for Food Analysis , Research Essentials , Salts , 分析/色谱 , 分析试剂 , 特定应用试剂 , 食品和饮料 |  | ACS reagent,Na: ≤0.05%,NO 3 - and NO 2 - : passes test,Cu: ≤0.002%,≤1.5% loss on drying | , |  |  | Na: ≤0.05%,≤1.5% loss on drying,ACS reagent,Cu: ≤0.002%,≤0.02% insol. dil. HOAc,NO 3 - and NO 2 - : passes test
Phenylhydrazine hydrochloride,for the detection of sugar, ≥99.0%,C,3594958,200-444-7,MFCD00012924,24887157 | 78690 | 59-88-1 | Fluka | 苯肼 盐酸盐 | (PDF) | ≥99.0% (AT),,,250-254 °C (dec.)(lit.), | Reagents for Analysis of Carbohydrates , Reagents for Food Analysis , 分析/色谱 , 分析试剂 , 特定应用试剂 , 食品和饮料 |  | ≥99.0%,for the detection of sugar,≤0.05% | , |  |  | ≥99.0%,≥99.0% (AT),for the detection of sugar,≤0.05%,250-254 °C (dec.)(lit.)
Schiff’s reagent for aldehydes,for microscopy,,,,, | 84655 |  | Sigma | 用于醛的席夫试剂 |  | ,,,, | Core Bioreagents , Reagents for Analysis of Carbohydrates , Reagents for Food Analysis , Research Essentials , Stains and Dyes , 分析/色谱 , 分析试剂 , 特定应用试剂 , 食品和饮料 |  | for microscopy | , |  |  | for microscopy
Calibrator 0,0 for FOS (Food-Oil-Sensor),86.5% isopropyl myristate basis, 13.5% heptadecane basis,,,,, | 86321 |  | Fluka | 食用油传感器校正标准品 0,0 |  | 13.5% heptadecane basis,,,, | Reagents for Analysis of Fats and Oils , Reagents for Food Analysis , 分析/色谱 , 分析试剂 , 特定应用试剂 , 食品和饮料 |  | 86.5% isopropyl myristate basis | , |  |  | 86.5% isopropyl myristate basis,13.5% heptadecane basis
Calibrator 4,0 for FOS (Food-Oil-Sensor),100% isopropyl myristate basis,,,203-751-4,, | 94696 |  | Fluka | FOS（食用油传感器）用校正品 4,0 |  | 100% isopropyl myristate basis,,,, | Reagents for Analysis of Fats and Oils , Reagents for Food Analysis , 分析/色谱 , 分析试剂 , 特定应用试剂 , 食品和饮料 |  |  | , |  |  | 100% isopropyl myristate basis
Poly(vinylpolypyrrolidone),~110 μm particle size,,,,MFCD00149016, | 77627 | 9003-39-8 | Fluka | 聚乙烯聚吡咯烷酮 |  | ,,,, | Hydrophilic Polymers , Hydrophobic Polymers , Other Reagents for Food Analysis , Poly(vinylpyrrolidinone) (PVP) , Poly(vinylpyrrolidone) , Poly(vinylpyrrolidone) (PVP) and Copolymers , Polymer Science , Polymers , Reagents for Analysis of Proteins , Reagents for Food Analysis , Vinylpyridine and Vinypyrrolidone Polymers , 分析/色谱 , 分析试剂 , 材料科学 , 特定应用试剂 , 食品和饮料 |  | ~110 μm | , |  |  | ~110 μm
2,6- Dichloroindophenol sodium salt hydrate,suitable for vitamin C determination, BioReagent,C,3641229,210-640-4,MFCD00150014,24893561 | D1878 | 620-45-1 | Sigma | 2,6-二氯靛酚 钠盐 水合物 | (PDF) | ,,,, | Core Bioreagents , D , Reagents for Analysis of Vitamins , Reagents for Food Analysis , Research Essentials , Stains & Dyes, A to Z , Stains and Dyes , 分析/色谱 , 分析试剂 , 特定应用试剂 , 细胞生物学 , 血液学和组织学 , 食品和饮料 |  | BioReagent,suitable for vitamin C determination,powder,H 2 O: soluble10 mg/mL, clear, blue to very deep blue | , |  |  | BioReagent,suitable for vitamin C determination,powder,H 2 O: soluble10 mg/mL, clear, blue to very deep blue
Sodium 2,6- dichloroindophenolate hydrate,ACS reagent,C,3641229,210-640-4,MFCD00150014,24847300 | 119814 | 620-45-1 | Sigma-Aldrich | 2,6-二氯靛酚钠 水合物 | (PDF) | ,,,, | Building Blocks , Chemical Synthesis , Essential Chemicals , Imines/Amidines , Nitrogen Compounds , Organic Building Blocks , Reagents for Analysis of Vitamins , Reagents for Food Analysis , Research Essentials , Salts , Sodium Salts , 分析/色谱 , 分析试剂 , 特定应用试剂 , 食品和饮料 |  | ACS reagent,≤12.0% loss on drying,λ max 605 nm | , |  |  | ACS reagent,≤12.0% loss on drying,λ max 605 nm
Acesulfame K,for food analysis, ≥99.0%,C,3637857,259-715-3,MFCD00043833,24844910 | 04054 | 55589-62-3 | Fluka | AK 糖 |  | ≥99.0% (HPLC),,,, | Other Reagents for Food Analysis , Reagents for Food Analysis , 分析/色谱 , 分析试剂 , 特定应用试剂 , 食品和饮料 |  | for food analysis,≥99.0%,200 × sucrose | , |  |  | for food analysis,≥99.0%,≥99.0% (HPLC),200 × sucrose
Sulfuric acid solution,purum p.a., for milk-analysis, 91%,H,2037554,231-639-5,MFCD00064589,24888253 | 84722 | 7664-93-9 | Fluka | 硫酸 溶液 |  | ,,,, | Acids , Acids & Bases , Chemical Synthesis , Inorganic Acids , Other Reagents for Food Analysis , Reagents for Food Analysis , Synthetic Reagents , 分析/色谱 , 分析试剂 , 特定应用试剂 , 食品和饮料 |  | for milk-analysis,purum p.a.,nitrate (NO 3 - ): ≤0.2 mg/kg | , |  |  | for milk-analysis,purum p.a.,nitrate (NO 3 - ): ≤0.2 mg/kg
α-Amylase from Bacillus licheniformis,suitable for determination of starch (Kit STA-20),,,232-560-9,MFCD00081319, | A4582 | 9000-85-5 | Fluka | α-淀粉酶 来源于 地衣芽孢杆菌 | ),32160410,(PDF) | ,,,2-8°C, | 3.2.x.x Glycosidases , 3.x.x.x Hydrolases , Enzyme Class Index , Reagents for Food Analysis , Replacement Reagents for Kits , 分析/色谱 , 分析试剂 , 特定应用试剂 , 生化试剂 , 酶、抑制剂和底物 , 食品和饮料 |  | suitable for determination of starch (Kit STA-20) | , |  |  | 2-8°C,suitable for determination of starch (Kit STA-20)
,solution, for use in Total Dietary Fiber Assay, TDF-100A,,,232-560-9,MFCD00081319, | A3306 | 9000-85-5 | Sigma | α-Amylase, heat-stable | ),(PDF),32160410 | ,,,2-8°C, | 3.2.x.x Glycosidases , 3.x.x.x Hydrolases , Application Index , Carbohydrate Hydrolysis , Carbohydrate hydrolysis & PTM analysis , Enzyme Class Index , Enzymes for Alternative Energy Research , Enzymes for Lignocellulosic Ethanol Research , Reagents for Food Analysis , Replacement Reagents for Kits , Starch and Pectin Hydrolysis , 分析/色谱 , 分析试剂 , 特定应用试剂 , 生化试剂 , 酶、抑制剂和底物 , 食品和饮料 |  | for use in Total Dietary Fiber Assay, TDF-100A,solution | , |  |  | 2-8°C,for use in Total Dietary Fiber Assay, TDF-100A,solution
,for use in Total Dietary Fiber Assay, TDF-100A,,,,, | A9913 | 9032-08-0 | Fluka | Amyloglucosidase solution from Aspergillus niger | (PDF) | ,,,2-8°C, | 3.2.x.x Glycosidases , 3.x.x.x Hydrolases , Application Index , Carbohydrate Hydrolysis , Carbohydrate hydrolysis & PTM analysis , Enzyme Class Index , Reagents for Food Analysis , Replacement Reagents for Kits , 分析/色谱 , 分析试剂 , 特定应用试剂 , 生化试剂 , 酶、抑制剂和底物 , 食品和饮料 |  | for use in Total Dietary Fiber Assay, TDF-100A | , |  |  | 2-8°C,for use in Total Dietary Fiber Assay, TDF-100A
(+)-Arabinogalactan,for use with Total Dietary Fiber Control Kit, TDF-C10, from larch wood,,,232-910-0,MFCD00062638, | A9788 | 9036-66-2 | Fluka | (+)-阿拉伯半乳聚糖 | (PDF) | ,,,2-8°C, | Reagents for Food Analysis , Replacement Reagents for Kits , 分析/色谱 , 分析试剂 , 特定应用试剂 , 食品和饮料 |  | from larch wood,for use with Total Dietary Fiber Control Kit, TDF-C10,lyophilized powder | , |  |  | 2-8°C,from larch wood,for use with Total Dietary Fiber Control Kit, TDF-C10,>200 °C (dec.)(lit.),lyophilized powder
Casein from bovine milk,for use in the Total Dietary Fiber Control Kit, TDF-C10,,,232-555-1,MFCD00081481, | C7906 | 9000-71-9 | Fluka | 酪蛋白 来源于牛奶 | (PDF) | ,,,2-8°C, | Reagents for Food Analysis , Replacement Reagents for Kits , 分析/色谱 , 分析试剂 , 特定应用试剂 , 食品和饮料 |  | for use in the Total Dietary Fiber Control Kit, TDF-C10,suitable for use with the Total Dietary Fiber Assay Kit as internal control | , |  |  | 2-8°C,for use in the Total Dietary Fiber Control Kit, TDF-C10,suitable for use with the Total Dietary Fiber Assay Kit as internal control,280 °C (dec.)(lit.)
Celite ® , acid-washed,for use in Total Dietary Fiber Assay, TDF-100A,,,,MFCD00132803,24893092 | C8656 | 68855-54-9 | Sigma | Celite ® ，酸洗过 | (PDF) | ,,,, | Adsorbents, Filter Aids and Drying Agents , Diatomaceous Earth , Essential Chemicals , Reagents for Food Analysis , Replacement Reagents for Kits , Research Essentials , 分析/色谱 , 分析试剂 , 特定应用试剂 , 食品和饮料 |  | ≤1% loss on ignition,for use in Total Dietary Fiber Assay, TDF-100A | , |  |  | ≤1% loss on ignition,for use in Total Dietary Fiber Assay, TDF-100A
o -Dianisidine dihydrochloride,for enzymic, spectrophotometric determination, vial of 5 mg,,,243-737-5,, | D2679 |  | Sigma-Aldrich | 邻联茴香胺 二盐酸盐 | (PDF) | ,,,2-8°C, | D , Reagents for Food Analysis , Replacement Reagents for Kits , Stains & Dyes, A to Z , Stains and Dyes , 分析/色谱 , 分析试剂 , 特定应用试剂 , 细胞生物学 , 血液学和组织学 , 食品和饮料 |  | for enzymic, spectrophotometric determination,vial of 5 mg | , |  |  | for enzymic, spectrophotometric determination,vial of 5 mg,2-8°C
β- D -Glucan from barley,for use with Total Dietary Fiber Control Kit, TDF-C10,(C,,,MFCD00466918, | G7391 | 9041-22-9 | Fluka | β- D -葡聚糖 来源于大麦 |  | ,,,2-8°C, | Reagents for Food Analysis , Replacement Reagents for Kits , 分析/色谱 , 分析试剂 , 特定应用试剂 , 食品和饮料 |  | for use with Total Dietary Fiber Control Kit, TDF-C10,lyophilized powder | , |  |  | 2-8°C,for use with Total Dietary Fiber Control Kit, TDF-C10,lyophilized powder
D -(+)-Glucose solution,1 mg/mL in 0.1% benzoic acid, standard for enzymatic assay kits GAGO20, GAHK20, STA20, analytical standard,C,1281608,,MFCD00063774,24895121 | G3285 | 50-99-7 | Fluka | D -(+)-葡萄糖 溶液 | (PDF) | ,,,2-8°C, | Reagents for Food Analysis , Replacement Reagents for Kits , 分析/色谱 , 分析试剂 , 特定应用试剂 , 食品和饮料 |  | analytical standard,human ... PYGM (5837),1 mg/mL in 0.1% benzoic acid | , |  |  | analytical standard,2-8°C,1 mg/mL in 0.1% benzoic acid,human ... PYGM (5837)
Glucose Assay Reagent,for use with enzymatic assay kits GAHK20, SCA20, FA20, SA20,,,,, | G3293 |  | Sigma | 葡萄糖测定试剂 | (PDF) | ,,,2-8°C, | Reagents for Food Analysis , Replacement Reagents for Kits , 分析/色谱 , 分析试剂 , 特定应用试剂 , 食品和饮料 |  | <0.01% ATP-ase, myokinase | , |  |  | <0.01% ATP-ase, myokinase,2-8°C,≤0.005% Creatine phosphokinase, glutathione reductase, myokinase, NADH-oxidase,NADPH oxidase, phosphogluconic dehydrogenase, phosphoglucose isomerase, lactic dehydrogenase
Glucose oxidase/peroxidase reagent,for use with enzymatic assay kits GAGO20, STA20,,,,, | G3660 |  | Sigma | 葡萄糖氧化酶/过氧化物酶试剂 | (PDF) | ,,,2-8°C, | Application Index , Diagnostic and Analytical Enzymes , Reagents for Food Analysis , Replacement Reagents for Kits , 分析/色谱 , 分析试剂 , 特定应用试剂 , 生化试剂 , 酶、抑制剂和底物 , 食品和饮料 |  |  | , |  |  | 2-8°C
Pectin,for use with Total Dietary Fiber Control Kit, TDF-C10,,,232-553-0,MFCD00081838, | P7536 | 9000-69-5 | Fluka | 果胶 | (PDF) | ,,,2-8°C, | Reagents for Food Analysis , Replacement Reagents for Kits , 分析/色谱 , 分析试剂 , 特定应用试剂 , 食品和饮料 |  | for use with Total Dietary Fiber Control Kit, TDF-C10,lyophilized powder | , |  |  | 2-8°C,for use with Total Dietary Fiber Control Kit, TDF-C10,lyophilized powder
Phosphoglucose Isomerase from baker's yeast ( S. cerevisiae ),for use with Fructose Assay Kit FA-20,,,232-603-1,MFCD00131887, | F2668 | 9001-41-6 | Fluka | 磷酸葡萄糖异构酶 来源于面包酵母（ 酿酒酵母 ） | ),(PDF) | ,,,2-8°C, | 5.3.x.x Intramolecular oxidoreductases , 5.x.x.x Isomerases , Enzyme Class Index , Reagents for Food Analysis , Replacement Reagents for Kits , 分析/色谱 , 分析试剂 , 特定应用试剂 , 生化试剂 , 酶、抑制剂和底物 , 食品和饮料 |  |  | , |  |  | 2-8°C
Protease from Bacillus licheniformis,lyophilized powder, for use in Total Dietary Fiber Assay, TDF-100A,,,232-752-2,MFCD00132092, | P3910 | 9014-01-1 | Sigma | Protease 来源于 地衣芽孢杆菌 | ),32160410,(PDF) | ,,,2-8°C, | 3.4.x.x Peptidases , 3.x.x.x Hydrolases , Analytical and Industrial Enzymes , Application Index , Diagnostic and Analytical Enzymes , Enzyme Class Index , Enzymes , Proteases , Proteases & Protein Sequencing , Reagents for Food Analysis , Replacement Reagents for Kits , Subtilisin , 分析/色谱 , 分析试剂 , 特定应用试剂 , 生化试剂 , 酶、抑制剂和底物 , 食品和饮料 |  | for use in Total Dietary Fiber Assay, TDF-100A,lyophilized powder | , |  |  | 2-8°C,for use in Total Dietary Fiber Assay, TDF-100A,lyophilized powder
Starch from corn,for use with Total Dietary Fiber Control Kit, TDF-C10,(C,,232-679-6,MFCD00082026,24899520 | S2388 | 9005-25-8 | Fluka | 淀粉 来源于玉米 | (PDF) | ,,,2-8°C, | Carbohydrate , Metabolic Pathways , Metabolites and Cofactors on the Metabolic Pathways Chart , Reagents for Food Analysis , Replacement Reagents for Kits , 代谢组学 , 分析/色谱 , 分析试剂 , 特定应用试剂 , 细胞生物学 , 食品和饮料 |  | for use with Total Dietary Fiber Control Kit, TDF-C10 | , |  |  | 2-8°C,for use with Total Dietary Fiber Control Kit, TDF-C10
Starch from wheat,for use with Total Dietary Fiber Control Kit, TDF-C10,(C,,232-679-6,MFCD00082026,24899484 | S1514 | 9005-25-8 | Fluka | 淀粉 来源于小麦 |  | ,,,2-8°C, | Carbohydrate , Metabolic Pathways , Metabolites and Cofactors on the Metabolic Pathways Chart , Reagents for Food Analysis , Replacement Reagents for Kits , 代谢组学 , 分析/色谱 , 分析试剂 , 特定应用试剂 , 细胞生物学 , 食品和饮料 |  | for use with Total Dietary Fiber Control Kit, TDF-C10 | , |  |  | 2-8°C,for use with Total Dietary Fiber Control Kit, TDF-C10
Starch assay reagent,for use with enzymatic assay kits SA20, STA20,,,,, | S9144 |  | Fluka | 淀粉检测试剂 | (PDF) | ,,,2-8°C, | Reagents for Food Analysis , Replacement Reagents for Kits , 分析/色谱 , 分析试剂 , 特定应用试剂 , 食品和饮料 |  |  | , |  |  | 2-8°C
Sucrose assay reagent,for use with enzymatic assay kit SCA20,,,,, | S1299 |  | Fluka | 蔗糖检测试剂 | (PDF) | ,,,2-8°C, | Reagents for Food Analysis , Replacement Reagents for Kits , 分析/色谱 , 分析试剂 , 特定应用试剂 , 食品和饮料 |  |  | , |  |  | 2-8°C
,with heated cell holder, AC input 90 - 265 V (US, Schuko and UK Plugs),,,,, | GE80-2117-51 |  | Sigma | GE Novaspec Plus ™ spectrophotometer |  | ,,,, | Photometers , Spectroscopy , UV/Visible (UV/VIS) Spectroscopy , 分析/色谱 , 分析试剂 |  | GE Healthcare, 80-2117-51 | , |  |  | GE Healthcare, 80-2117-51
,with bluetooth, AC input 90 - 250 V (US, European Schuko and GB Plugs),,,,, | GE29003608 |  | Sigma | GE Ultrospec ™ 7000 spectrophotometer |  | ,,,, | Photometers , Spectroscopy , UV/Visible (UV/VIS) Spectroscopy , 分析/色谱 , 分析试剂 |  | GE Healthcare, 29-0036-08,533 mm × 457 mm × 330 mm,190-1100 nm frequency,pulsed xenon lamp,2 nm spectral range, (bandwidth) | , |  |  | GE Healthcare, 29-0036-08,533 mm × 457 mm × 330 mm,190-1100 nm frequency,pulsed xenon lamp,2 nm spectral range, (bandwidth)
,with bluetooth and printer, AC input 90 - 250 V (US, European Schuko and GB Plugs),,,,, | GE29003609 |  | Sigma | GE Ultrospec ™ 7000 spectrophotometer |  | ,,,, | Photometers , Spectroscopy , UV/Visible (UV/VIS) Spectroscopy , 分析/色谱 , 分析试剂 |  | GE Healthcare, 29-0036-09,533 mm × 457 mm × 330 mm,190-1100 nm frequency,pulsed xenon lamp,2 nm spectral range, (bandwidth) | , |  |  | GE Healthcare, 29-0036-09,533 mm × 457 mm × 330 mm,190-1100 nm frequency,pulsed xenon lamp,2 nm spectral range, (bandwidth)
,with bluetooth, AC input 90 - 250 V (US, European schuko and GB plugs),,,,, | GE29003613 |  | Sigma | GE Ultrospec ™ 8000 spectrophotomer |  | ,,,, | Photometers , Spectroscopy , UV/Visible (UV/VIS) Spectroscopy , 分析/色谱 , 分析试剂 |  | 190-1100 nm frequency,GE Healthcare, 29003613,533 mm × 457 mm × 330 mm,1 nm spectral range (bandwidth),duerterium and tungsten lamp | , |  |  | 190-1100 nm frequency,GE Healthcare, 29003613,533 mm × 457 mm × 330 mm,1 nm spectral range (bandwidth),duerterium and tungsten lamp
,with bluetooth and printer, AC input 90 - 250 V (US, European schuko and GB plugs),,,,, | GE29003614 |  | Sigma | GE Ultrospec ™ 8000 spectrophotomer |  | ,,,, | Photometers , Spectroscopy , UV/Visible (UV/VIS) Spectroscopy , 分析/色谱 , 分析试剂 |  | 190-1100 nm frequency,GE Healthcare, 29003614,533 mm × 457 mm × 330 mm,1 nm spectral range (bandwidth),duerterium and tungsten lamp | , |  |  | 190-1100 nm frequency,GE Healthcare, 29003614,533 mm × 457 mm × 330 mm,1 nm spectral range (bandwidth),duerterium and tungsten lamp
,with printer, AC input 90 - 250 V (US, European schuko and GB plugs),,,,, | GE29003618 |  | Sigma | GE Ultrospec ™ 9000 spectrophotomer |  | ,,,, | Photometers , Spectroscopy , UV/Visible (UV/VIS) Spectroscopy , 分析/色谱 , 分析试剂 |  | GE Healthcare, 29003618,190-1100 nm frequency,dueterium and tungsten lamp,0.5, 1, 2, 4 nm spectral range, (variable) | , |  |  | GE Healthcare, 29003618,190-1100 nm frequency,dueterium and tungsten lamp,0.5, 1, 2, 4 nm spectral range, (variable)
,with bluetooth, AC input 90 - 250 V (US, European schuko and GB plugs),,,,, | GE29003619 |  | Sigma | GE Ultrospec ™ 9000 spectrophotomer |  | ,,,, | Photometers , Spectroscopy , UV/Visible (UV/VIS) Spectroscopy , 分析/色谱 , 分析试剂 |  | GE Healthcare, 29003619,190-1100 nm frequency,dueterium and tungsten lamp,0.5, 1, 2, 4 nm spectral range, (variable) | , |  |  | GE Healthcare, 29003619,190-1100 nm frequency,dueterium and tungsten lamp,0.5, 1, 2, 4 nm spectral range, (variable)
,with bluetooth and printer, AC input 90 - 250 V (US, European schuko and GB plugs),,,,, | GE29003620 |  | Sigma | GE Ultrospec ™ 9000 spectrophotomer |  | ,,,, | Photometers , Spectroscopy , UV/Visible (UV/VIS) Spectroscopy , 分析/色谱 , 分析试剂 |  | GE Healthcare, 29003620,190-1100 nm frequency,dueterium and tungsten lamp,0.5, 1, 2, 4 nm spectral range, (variable) | , |  |  | GE Healthcare, 29003620,190-1100 nm frequency,dueterium and tungsten lamp,0.5, 1, 2, 4 nm spectral range, (variable)
α-Lactose,analytical standard,C,,,MFCD00150747,24870838 | 47287-U | 5989-81-1 | Supelco | α-乳糖 |  | ,,,, | Analytical Standards , Carbohydrates , Chromatography , Disaccharides , Food & Beverage Standards , Neat Components , 分析/色谱 |  | analytical standard,ampule of 500 mg | , |  |  | analytical standard,ampule of 500 mg
,European Pharmacopoeia (EP) Reference Standard,,,,, | Y0000070 |  | Fluka | Isomaltooligosaccharide |  | ,,,, | Analytical Standards , Carbohydrates , Chromatography , EP Standards , EP Standards I - K , Food & Beverage Standards , Neat Components , Oligosaccharides , Pharmaceutical Standards , Pharmacopeia Standards , 分析/色谱 |  |  | ,
Dextran,European Pharmacopoeia (EP) Reference Standard,[C,,,MFCD00130935, | D0731000 | 9004-54-0 | Fluka | 葡聚糖 |  | ,,,2-8°C, | Analytical Standards , Carbohydrates , Chromatography , EP Standards , EP Standards C - D , Food & Beverage Standards , Neat Components , Pharmaceutical Standards , Pharmacopeia Standards , Polysaccharides , 分析/色谱 |  |  | , |  |  | 2-8°C
,European Pharmacopoeia (EP) Reference Standard,[C,,,MFCD00130935, | D0731005 | 9004-54-0 | Fluka | Dextran 1 |  | ,,,2-8°C, | Analytical Standards , Carbohydrates , Chromatography , EP Standards , EP Standards C - D , Food & Beverage Standards , Neat Components , Pharmaceutical Standards , Pharmacopeia Standards , Polysaccharides , 分析/色谱 |  |  | , |  |  | 2-8°C
,European Pharmacopoeia (EP) Reference Standard,[C,,,MFCD00130935, | D0737000 | 9004-54-0 | Fluka | Dextran 250 for calibration |  | ,,,2-8°C, | Analytical Standards , Carbohydrates , Chromatography , EP Standards , EP Standards C - D , Food & Beverage Standards , Neat Components , Pharmaceutical Standards , Pharmacopeia Standards , Polysaccharides , 分析/色谱 |  |  | , |  |  | 2-8°C
,European Pharmacopoeia (EP) Reference Standard,[C,,,MFCD00130935, | D0733000 | 9004-54-0 | Fluka | Dextran 4 for calibration |  | ,,,2-8°C, | Analytical Standards , Carbohydrates , Chromatography , EP Standards , EP Standards C - D , Food & Beverage Standards , Neat Components , Pharmaceutical Standards , Pharmacopeia Standards , Polysaccharides , 分析/色谱 |  |  | , |  |  | 2-8°C
,European Pharmacopoeia (EP) Reference Standard,[C,,,MFCD00130935, | D0734000 | 9004-54-0 | Fluka | Dextran 10 for calibration |  | ,,,2-8°C, | Analytical Standards , Carbohydrates , Chromatography , EP Standards , EP Standards C - D , Food & Beverage Standards , Neat Components , Pharmaceutical Standards , Pharmacopeia Standards , Polysaccharides , 分析/色谱 |  |  | , |  |  | 2-8°C
,European Pharmacopoeia (EP) Reference Standard,[C,,,MFCD00130935, | D0735000 | 9004-54-0 | Fluka | Dextran 40 for calibration |  | ,,,2-8°C, | Analytical Standards , Carbohydrates , Chromatography , EP Standards , EP Standards C - D , Food & Beverage Standards , Neat Components , Pharmaceutical Standards , Pharmacopeia Standards , Polysaccharides , 分析/色谱 |  |  | , |  |  | 2-8°C
,European Pharmacopoeia (EP) Reference Standard,[C,,,MFCD00130935, | D0736000 | 9004-54-0 | Fluka | Dextran 70 for calibration |  | ,,,2-8°C, | Analytical Standards , Carbohydrates , Chromatography , EP Standards , EP Standards C - D , Food & Beverage Standards , Neat Components , Pharmaceutical Standards , Pharmacopeia Standards , Polysaccharides , 分析/色谱 |  |  | , |  |  | 2-8°C
,European Pharmacopoeia (EP) Reference Standard,[C,,,MFCD00130935, | D0738000 | 9004-54-0 | Fluka | Dextran 40 for performance test |  | ,,,2-8°C, | Analytical Standards , Carbohydrates , Chromatography , EP Standards , EP Standards C - D , Food & Beverage Standards , Neat Components , Pharmaceutical Standards , Pharmacopeia Standards , Polysaccharides , 分析/色谱 |  |  | , |  |  | 2-8°C
,European Pharmacopoeia (EP) Reference Standard,[C,,,MFCD00130935, | D0739000 | 9004-54-0 | Fluka | Dextran 60/70 for performance test |  | ,,,2-8°C, | Analytical Standards , Carbohydrates , Chromatography , EP Standards , EP Standards C - D , Food & Beverage Standards , Neat Components , Pharmaceutical Standards , Pharmacopeia Standards , Polysaccharides , 分析/色谱 |  |  | , |  |  | 2-8°C
,European Pharmacopoeia (EP) Reference Standard,[C,,,MFCD00130935, | D0732000 | 9004-54-0 | Fluka | Dextran Vo |  | ,,,2-8°C, | Analytical Standards , Carbohydrates , Chromatography , EP Standards , EP Standards C - D , Food & Beverage Standards , Neat Components , Pharmaceutical Standards , Pharmacopeia Standards , Polysaccharides , 分析/色谱 |  |  | , |  |  | 2-8°C
Nicotinamide (Niacinamide),analytical standard,C,383619,202-713-4,MFCD00006395,24871537 | 47865-U | 98-92-0 | Supelco | 尼克酰胺（烟酰胺） |  | ,,,128-131 °C(lit.), | Analytical Standards , Application Areas and Market Segments , Chromatography , Food & Beverage Standards , Neats and Solutions , Nutraceuticals , Pharma , Vitamin B , Vitamin B3 , Vitamins , Water-Soluble Vitamins , 分析/色谱 , 细胞生物学 , 营养研究 |  | analytical standard,ampule of 1000 mg,standard type water soluble vitamin,human ... PARP1 (142), SIRT2 (22933) | , |  |  | analytical standard,ampule of 1000 mg,standard type water soluble vitamin,human ... PARP1 (142), SIRT2 (22933),128-131 °C(lit.)
,certified reference material, 2000 μg/mL each component in methanol, ampule of 1 mL,,,,, | CRM48797 |  | Supelco | EPA VOC Mix 5 |  | ,,,, | Analytical Standards , Certified Reference Materials (CRMs) , EPA Drinking Water Methods/ Odor Standards , Organic CRMs TraceCERT , Supelco CRMs for Chromatography (solutions) , 分析/色谱 |  | certified reference material,TraceCERT ®,2000 μg/mL each component in methanol,ampule of 1 mL,certificate of analysis is enclosed in each package. | , |  |  | certified reference material,TraceCERT ®,2000 μg/mL each component in methanol,ampule of 1 mL,certificate of analysis is enclosed in each package.
,certified reference material, 10 mg/mL in heptane, ampule of 1 mL,,,,, | CRM47570 |  | Supelco | all-cis-4, 7, 10, 13, 16, 19-Docosahexaenoic acid methyl ester |  | ,,,, | Analytical Standards , Certified Reference Materials (CRMs) , Chromatography , F.A.M.E. Mixtures , FAMEs , Fatty Acids , Food & Beverage Standards , Lipid Analytical Standards , Lipids - FA/FAME/Oils/Sterols , Neats & Single Component Solutions , Organic CRMs TraceCERT , Other Lipid Related Products , Supelco CRMs for Chromatography (solutions) , 分析/色谱 , 生化试剂 , 脂类 |  | certified reference material,TraceCERT ®,10 mg/mL in heptane,ampule of 1 mL,certificate of analysis is enclosed in each package. | , |  |  | certified reference material,TraceCERT ®,10 mg/mL in heptane,ampule of 1 mL,certificate of analysis is enclosed in each package.
,certified reference material, 10 mg/mL in heptane, ampule of 1 mL,,,,, | CRM47563 |  | Supelco | cis- 7,10,13,16,19- Docosapentenoic acid methyl ester |  | ,,,, | Analytical Standards , Certified Reference Materials (CRMs) , Chromatography , Esters , F.A.M.E. Mixtures , FAMEs , Fatty Acids , Fatty Acids and conjugates , Fatty Acyls , Food & Beverage Standards , Lipid Analytical Standards , Lipids - FA/FAME/Oils/Sterols , Methyl Esters , Neats & Single Component Solutions , Organic CRMs TraceCERT , Other Lipid Related Products , Supelco CRMs for Chromatography (solutions) , Unsaturated Fatty Acids and Derivatives , 分析/色谱 , 生化试剂 , 脂类 |  | certified reference material,TraceCERT ®,10 mg/mL in heptane,ampule of 1 mL,certificate of analysis is enclosed in each package. | , |  |  | certified reference material,TraceCERT ®,10 mg/mL in heptane,ampule of 1 mL,certificate of analysis is enclosed in each package.
cis - 5,8,11,14,17- Eicosapentaenoic acid methyl ester,certified reference material, 10 mg/mL in heptane, ampule of 1 mL,CH,,,, | CRM47571 | 2734-47-6 | Supelco | 顺式 - 5,8,11,14,17- 二十碳五烯酸甲酯 |  | ,,,, | Analytical Standards , Branched fatty acids (Methyl Branched) , Certified Reference Materials (CRMs) , Chromatography , F.A.M.E. Mixtures , FAMEs , Fatty Acids , Fatty Acids and conjugates , Fatty Acyls , Food & Beverage Standards , Lipid Analytical Standards , Lipids - FA/FAME/Oils/Sterols , Neats & Single Component Solutions , Organic CRMs TraceCERT , Other Lipid Related Products , Supelco CRMs for Chromatography (solutions) , Unsaturated Fatty Acids and Derivatives , 分析/色谱 , 生化试剂 , 脂类 |  | certified reference material,TraceCERT ®,10 mg/mL in heptane,ampule of 1 mL,certificate of analysis is enclosed in each package. | , |  |  | certified reference material,TraceCERT ®,10 mg/mL in heptane,ampule of 1 mL,certificate of analysis is enclosed in each package.
Fatty Acid Methyl Ester Mix,C8 - C22, certified reference material, ampule of 100 mg,,,,, | CRM18920 |  | Supelco | 脂肪酸甲酯混标 |  | ,,,, | Analytical Standards , Capillary GC Columns and Guard Columns/Retention Gaps , Certified Reference Materials (CRMs) , F.A.M.E. Mixtures , GCxGC Capillary GC Columns , Gas Chromatography (GC) , Organic CRMs TraceCERT , Polar to Non-Polar Strategy , Standards , Supelco CRMs for Chromatography (solutions) , 分析/色谱 |  | certified reference material,TraceCERT ®,ampule of 100 mg,certificate of analysis is enclosed in each package. | , |  |  | certified reference material,TraceCERT ®,ampule of 100 mg,certificate of analysis is enclosed in each package.
Volatile Free Acid Mix,certified reference material, 10m molar in deionized water, bottle of 100 mL,,,231-791-2,, | CRM46975 |  | Supelco | 挥发性游离酸混标 |  | ,,,, | Analytical Standards , Certified Reference Materials (CRMs) , Life Sciences , Organic CRMs TraceCERT , Supelco CRMs for Chromatography (solutions) , 分析/色谱 |  | certified reference material,TraceCERT ®,10m molar in deionized water,bottle of 100 mL,certificate of analysis is enclosed in each package. | , |  |  | certified reference material,TraceCERT ®,10m molar in deionized water,bottle of 100 mL,certificate of analysis is enclosed in each package.
Aflatoxin B 1 solution,certified reference material, 3 μg/mL in benzene:acetonitrile (98:2), ampule of 1 mL,,1269174,,MFCD00869647, | CRM46323 | 1162-65-8 | Supelco | 黄曲霉素 B 1 溶液 |  | ,,,, | All alphabetically sorted , Analytical Standards , Biotoxins , CRM solutions , Certified Reference Materials (CRMs) , Chromatography , Life Sciences Standards , Mycotoxins , Organic CRMs TraceCERT , Single component solutions , Supelco CRMs for Chromatography (solutions) , 分析/色谱 |  | certified reference material,TraceCERT ®,3 μg/mL in benzene:acetonitrile (98:2),ampule of 1 mL,certificate of analysis is enclosed in each package. | , |  |  | certified reference material,TraceCERT ®,3 μg/mL in benzene:acetonitrile (98:2),ampule of 1 mL,certificate of analysis is enclosed in each package.
Aflatoxin B 1 solution,certified reference material, 20 μg/mL in methanol, ampule of 1 mL,,1269174,,MFCD00869647, | CRM44647 | 1162-65-8 | Supelco | 黄曲霉素 B 1 溶液 |  | ,,,, | All alphabetically sorted , Analytical Standards , Biotoxins , CRM solutions , Certified Reference Materials (CRMs) , Chromatography , Life Sciences Standards , Mycotoxins , Organic CRMs TraceCERT , Single component solutions , Supelco CRMs for Chromatography (solutions) , 分析/色谱 |  | certified reference material,TraceCERT ®,20 μg/mL in methanol,ampule of 1 mL,certificate of analysis is enclosed in each package. | , |  |  | certified reference material,TraceCERT ®,20 μg/mL in methanol,ampule of 1 mL,certificate of analysis is enclosed in each package.
Aflatoxin G 1 solution,certified reference material, 3 μg/mL in benzene:acetonitrile (98:2), ampule of 1 mL,,1299768,,MFCD00005089, | CRM46325 | 1165-39-5 | Supelco | 黄曲霉素 G 1 溶液 |  | ,,,, | All alphabetically sorted , Analytical Standards , Biotoxins , CRM solutions , Certified Reference Materials (CRMs) , Chromatography , Life Sciences Standards , Mycotoxins , Organic CRMs TraceCERT , Single component solutions , Supelco CRMs for Chromatography (solutions) , 分析/色谱 |  | certified reference material,TraceCERT ®,3 μg/mL in benzene:acetonitrile (98:2),ampule of 1 mL,certificate of analysis is enclosed in each package. | , |  |  | certified reference material,TraceCERT ®,3 μg/mL in benzene:acetonitrile (98:2),ampule of 1 mL,certificate of analysis is enclosed in each package.
Aflatoxin G 2 solution,certified reference material, 3 μg/mL in benzene:acetonitrile (98:2), ampule of 1 mL,,1692017,,MFCD00078141, | CRM46326 | 7241-98-7 | Supelco | 黄曲霉素 G 2 溶液 |  | ,,,, | All alphabetically sorted , Analytical Standards , Biotoxins , CRM solutions , Certified Reference Materials (CRMs) , Chromatography , Life Sciences Standards , Mycotoxins , Organic CRMs TraceCERT , Single component solutions , Supelco CRMs for Chromatography (solutions) , 分析/色谱 |  | certified reference material,TraceCERT ®,3 μg/mL in benzene:acetonitrile (98:2),ampule of 1 mL,certificate of analysis is enclosed in each package. | , |  |  | certified reference material,TraceCERT ®,3 μg/mL in benzene:acetonitrile (98:2),ampule of 1 mL,certificate of analysis is enclosed in each package.
Aflatoxin M 1 solution,certified reference material, 10 μg/mL in acetonitrile, ampule of 1 mL,,1630643,200-835-2,MFCD00871812, | CRM46319 | 6795-23-9 | Supelco | 黄曲霉素 M 1 溶液 |  | ,,,, | All alphabetically sorted , Analytical Standards , Biotoxins , CRM solutions , Certified Reference Materials (CRMs) , Chromatography , Life Sciences Standards , Mycotoxins , Organic CRMs TraceCERT , Single component solutions , Supelco CRMs for Chromatography (solutions) , 分析/色谱 |  | certified reference material,TraceCERT ®,10 μg/mL in acetonitrile,ampule of 1 mL,certificate of analysis is enclosed in each package. | , |  |  | certified reference material,TraceCERT ®,10 μg/mL in acetonitrile,ampule of 1 mL,certificate of analysis is enclosed in each package.
,certified reference material, 3 μg/mL in benzene:acetonitrile (98:2), ampule of 1 mL,C,1355115,,MFCD00078140, | CRM46324 | 7220-81-7 | Supelco | Aflatoxin B 2 solution |  | ,,,, | All alphabetically sorted , Analytical Standards , Biotoxins , CRM solutions , Certified Reference Materials (CRMs) , Chromatography , Life Sciences Standards , Mycotoxins , Organic CRMs TraceCERT , Single component solutions , Supelco CRMs for Chromatography (solutions) , 分析/色谱 |  | certified reference material,TraceCERT ®,3 μg/mL in benzene:acetonitrile (98:2),ampule of 1 mL,certificate of analysis is enclosed in each package. | , |  |  | certified reference material,TraceCERT ®,3 μg/mL in benzene:acetonitrile (98:2),ampule of 1 mL,certificate of analysis is enclosed in each package.
,certified reference material, 25 μg/mL in acetonitrile, ampule of 5 × 1 mL,,,,, | CRM40139 |  | Supelco | Japanese Aflatoxin Mixture |  | ,,,, | All alphabetically sorted , Analytical Standards , Biotoxins , CRM solutions , Certified Reference Materials (CRMs) , Chromatography , Life Sciences Standards , Mixtures for multi-analyte detection , Mycotoxins , Organic CRMs TraceCERT , Supelco CRMs for Chromatography (solutions) , 分析/色谱 |  | certified reference material,TraceCERT ®,25 μg/mL in acetonitrile,ampule of 5 × 1 mL,certificate of analysis is enclosed in each package. | , |  |  | certified reference material,TraceCERT ®,25 μg/mL in acetonitrile,ampule of 5 × 1 mL,certificate of analysis is enclosed in each package.
,certified reference material, 50 μg/mL in benzene: acetic acid (99:1), ampule of 1 mL,,,,, | CRM46912 |  | Supelco | Ochratoxin solution |  | ,,,, | All alphabetically sorted , Analytical Standards , Biotoxins , CRM solutions , Certified Reference Materials (CRMs) , Chromatography , Life Sciences Standards , Mycotoxins , Organic CRMs TraceCERT , Single component solutions , Supelco CRMs for Chromatography (solutions) , 分析/色谱 |  | certified reference material,TraceCERT ®,50 μg/mL in benzene: acetic acid (99:1),ampule of 1 mL,certificate of analysis is enclosed in each package. | , |  |  | certified reference material,TraceCERT ®,50 μg/mL in benzene: acetic acid (99:1),ampule of 1 mL,certificate of analysis is enclosed in each package.
Patulin solution,certified reference material, 100 μg/mL in chloroform, ampule of 1 mL,,,200-663-8,MFCD00005858, | CRM46914 | 149-29-1 | Supelco | 棒曲霉素 溶液 |  | ,,,, | All alphabetically sorted , Analytical Standards , Biotoxins , CRM solutions , Certified Reference Materials (CRMs) , Chromatography , Life Sciences Standards , Mycotoxins , Organic CRMs TraceCERT , Single component solutions , Supelco CRMs for Chromatography (solutions) , 分析/色谱 |  | certified reference material,TraceCERT ®,100 μg/mL in chloroform,ampule of 1 mL,certificate of analysis is enclosed in each package. | , |  |  | certified reference material,TraceCERT ®,100 μg/mL in chloroform,ampule of 1 mL,certificate of analysis is enclosed in each package.
Zearalenone solution,certified reference material, 50 μg/mL in acetonitrile, ampule of 1 mL,,,200-835-2,MFCD00133085, | CRM46916 | 17924-92-4 | Supelco | 玉米烯酮 溶液 |  | ,,,−20°C, | All alphabetically sorted , Analytical Standards , Biotoxins , CRM solutions , Certified Reference Materials (CRMs) , Chromatography , Life Sciences Standards , Mycotoxins , Organic CRMs TraceCERT , Single component solutions , Supelco CRMs for Chromatography (solutions) , 分析/色谱 |  | certified reference material,TraceCERT ®,50 μg/mL in acetonitrile,ampule of 1 mL,certificate of analysis is enclosed in each package. | , |  |  | TraceCERT ®,−20°C,certified reference material,ampule of 1 mL,certificate of analysis is enclosed in each package.,50 μg/mL in acetonitrile
,ASTM D 6045, D1500 (ASTM colour <0.5),,,,, | 134290 |  | Fluka | ASTM Colour Reference Standard |  | ,,,, | ASTM Colour Reference Standards, ASTM D 6045 , Analytical Standards , Colour Standards , Paragon Scientific , Physical Properties , 分析/色谱 |  | certified reference material,Paragon Scientific Ltd.,limited shelf life, expiry date on the label | , |  |  | certified reference material,Paragon Scientific Ltd.,limited shelf life, expiry date on the label
,ASTM D 6045, D1500 (ASTM colour 1),,,,, | 134000 |  | Fluka | ASTM Colour Reference Standard |  | ,,,, | ASTM Colour Reference Standards, ASTM D 6045 , Analytical Standards , Colour Standards , Paragon Scientific , Physical Properties , 分析/色谱 |  | certified reference material,Paragon Scientific Ltd.,limited shelf life, expiry date on the label | , |  |  | certified reference material,Paragon Scientific Ltd.,limited shelf life, expiry date on the label
,ASTM D 6045, D1500 (ASTM colour 3),,,,, | 134010 |  | Fluka | ASTM Colour Reference Standard |  | ,,,, | ASTM Colour Reference Standards, ASTM D 6045 , Analytical Standards , Colour Standards , Paragon Scientific , Physical Properties , 分析/色谱 |  | certified reference material,Paragon Scientific Ltd.,limited shelf life, expiry date on the label | , |  |  | certified reference material,Paragon Scientific Ltd.,limited shelf life, expiry date on the label
,ASTM D 6045, D1500 (ASTM colour 5),,,,, | 134020 |  | Fluka | ASTM Colour Reference Standard |  | ,,,, | ASTM Colour Reference Standards, ASTM D 6045 , Analytical Standards , Colour Standards , Paragon Scientific , Physical Properties , 分析/色谱 |  | certified reference material,Paragon Scientific Ltd.,limited shelf life, expiry date on the label | , |  |  | certified reference material,Paragon Scientific Ltd.,limited shelf life, expiry date on the label
,ASTM D 6045, D1500 (ASTM colour 7),,,,, | 134030 |  | Fluka | ASTM Colour Reference Standard |  | ,,,, | ASTM Colour Reference Standards, ASTM D 6045 , Analytical Standards , Colour Standards , Paragon Scientific , Physical Properties , 分析/色谱 |  | certified reference material,Paragon Scientific Ltd.,limited shelf life, expiry date on the label | , |  |  | certified reference material,Paragon Scientific Ltd.,limited shelf life, expiry date on the label
,ASTM D 1544, D 6166 (ASTM colour 2),,,,, | 134200 |  | Fluka | Gardner Colour Reference Standard |  | ,,,, | Analytical Standards , Colour Standards , Gardner Colour Reference Standards, ASTM D 1544 , Paragon Scientific , Physical Properties , 分析/色谱 |  | certified reference material,Paragon Scientific Ltd.,limited shelf life, expiry date on the label | , |  |  | certified reference material,Paragon Scientific Ltd.,limited shelf life, expiry date on the label
,ASTM D 1544, D 6166 (ASTM colour 5),,,,, | 134210 |  | Fluka | Gardner Colour Reference Standard |  | ,,,, | Analytical Standards , Colour Standards , Gardner Colour Reference Standards, ASTM D 1544 , Paragon Scientific , Physical Properties , 分析/色谱 |  | certified reference material,Paragon Scientific Ltd.,limited shelf life, expiry date on the label | , |  |  | certified reference material,Paragon Scientific Ltd.,limited shelf life, expiry date on the label
,ASTM D 1544, D 6166 (ASTM colour 8),,,,, | 134220 |  | Fluka | Gardner Colour Reference Standard |  | ,,,, | Analytical Standards , Colour Standards , Gardner Colour Reference Standards, ASTM D 1544 , Paragon Scientific , Physical Properties , 分析/色谱 |  | certified reference material,Paragon Scientific Ltd.,limited shelf life, expiry date on the label | , |  |  | certified reference material,Paragon Scientific Ltd.,limited shelf life, expiry date on the label
,ASTM D 1544, D 6166 (ASTM colour 11),,,,, | 133860 |  | Fluka | Gardner Colour Reference Standard |  | ,,,, | Analytical Standards , Colour Standards , Gardner Colour Reference Standards, ASTM D 1544 , Paragon Scientific , Physical Properties , 分析/色谱 |  | certified reference material,Paragon Scientific Ltd.,limited shelf life, expiry date on the label | , |  |  | certified reference material,Paragon Scientific Ltd.,limited shelf life, expiry date on the label
,ASTM D 1544, D 6166 (ASTM colour 14),,,,, | 133880 |  | Fluka | Gardner Colour Reference Standard |  | ,,,, | Analytical Standards , Colour Standards , Gardner Colour Reference Standards, ASTM D 1544 , Paragon Scientific , Physical Properties , 分析/色谱 |  | certified reference material,Paragon Scientific Ltd.,limited shelf life, expiry date on the label | , |  |  | certified reference material,Paragon Scientific Ltd.,limited shelf life, expiry date on the label
,ASTM D 1544, D 6166 (ASTM colour 17),,,,, | 133870 |  | Fluka | Gardner Colour Reference Standard |  | ,,,, | Analytical Standards , Colour Standards , Gardner Colour Reference Standards, ASTM D 1544 , Paragon Scientific , Physical Properties , 分析/色谱 |  | certified reference material,Paragon Scientific Ltd.,limited shelf life, expiry date on the label | , |  |  | certified reference material,Paragon Scientific Ltd.,limited shelf life, expiry date on the label
,0.4R 1.9Y 0.1N (5¼″),,,,, | 134080 |  | Fluka | Lovibond RYBN Colour Reference Standard |  | ,,,, | Analytical Standards , Colour Standards , Lovibond RYBN Colour Reference Standards , Paragon Scientific , Physical Properties , 分析/色谱 |  | certified reference material,Paragon Scientific Ltd.,limited shelf life, expiry date on the label | , |  |  | certified reference material,Paragon Scientific Ltd.,limited shelf life, expiry date on the label
,1.0R 4.3Y 0.1N (5¼″),,,,, | 134090 |  | Fluka | Lovibond RYBN Colour Reference Standard |  | ,,,, | Analytical Standards , Colour Standards , Lovibond RYBN Colour Reference Standards , Paragon Scientific , Physical Properties , 分析/色谱 |  | certified reference material,Paragon Scientific Ltd.,limited shelf life, expiry date on the label | , |  |  | certified reference material,Paragon Scientific Ltd.,limited shelf life, expiry date on the label
,1.4R 7.3Y 0.2 N (5¼″),,,,, | 134100 |  | Fluka | Lovibond RYBN Colour Reference Standard |  | ,,,, | Analytical Standards , Colour Standards , Lovibond RYBN Colour Reference Standards , Paragon Scientific , Physical Properties , 分析/色谱 |  | certified reference material,Paragon Scientific Ltd.,limited shelf life, expiry date on the label | , |  |  | certified reference material,Paragon Scientific Ltd.,limited shelf life, expiry date on the label
,1.6R 11.0Y 0.1N (5¼″),,,,, | 134110 |  | Fluka | Lovibond RYBN Colour Reference Standard |  | ,,,, | Analytical Standards , Colour Standards , Lovibond RYBN Colour Reference Standards , Paragon Scientific , Physical Properties , 分析/色谱 |  | certified reference material,Paragon Scientific Ltd.,limited shelf life, expiry date on the label | , |  |  | certified reference material,Paragon Scientific Ltd.,limited shelf life, expiry date on the label
,2.0R 14.0Y 0.1N (5¼″),,,,, | 134120 |  | Fluka | Lovibond RYBN Colour Reference Standard |  | ,,,, | Analytical Standards , Colour Standards , Lovibond RYBN Colour Reference Standards , Paragon Scientific , Physical Properties , 分析/色谱 |  | certified reference material,Paragon Scientific Ltd.,limited shelf life, expiry date on the label | , |  |  | certified reference material,Paragon Scientific Ltd.,limited shelf life, expiry date on the label
,2.9R 22.0Y 0.5N (5¼″),,,,, | 134130 |  | Fluka | Lovibond RYBN Colour Reference Standard |  | ,,,, | Analytical Standards , Colour Standards , Lovibond RYBN Colour Reference Standards , Paragon Scientific , Physical Properties , 分析/色谱 |  | certified reference material,Paragon Scientific Ltd.,limited shelf life, expiry date on the label | , |  |  | certified reference material,Paragon Scientific Ltd.,limited shelf life, expiry date on the label
,ASTM D 1209 (ASTM colour 5),,,,, | 134140 |  | Fluka | Pt-Co/Hazen/APHA Colour Reference Standard |  | ,,,, | Analytical Standards , Colour Standards , Paragon Scientific , Physical Properties , Pt-Co/Hazen/APHA Colour Reference Standards, ASTM D 1209 , 分析/色谱 |  | certified reference material,Paragon Scientific Ltd.,limited shelf life, expiry date on the label | , |  |  | certified reference material,Paragon Scientific Ltd.,limited shelf life, expiry date on the label
,ASTM D 1209 (ASTM colour 10),,,,, | 134150 |  | Fluka | Pt-Co/Hazen/APHA Colour Reference Standard |  | ,,,, | Analytical Standards , Colour Standards , Paragon Scientific , Physical Properties , Pt-Co/Hazen/APHA Colour Reference Standards, ASTM D 1209 , 分析/色谱 |  | certified reference material,Paragon Scientific Ltd.,limited shelf life, expiry date on the label | , |  |  | certified reference material,Paragon Scientific Ltd.,limited shelf life, expiry date on the label
,ASTM D 1209 (ASTM colour 15),,,,, | 134160 |  | Fluka | Pt-Co/Hazen/APHA Colour Reference Standard |  | ,,,, | Analytical Standards , Colour Standards , Paragon Scientific , Physical Properties , Pt-Co/Hazen/APHA Colour Reference Standards, ASTM D 1209 , 分析/色谱 |  | certified reference material,Paragon Scientific Ltd.,limited shelf life, expiry date on the label | , |  |  | certified reference material,Paragon Scientific Ltd.,limited shelf life, expiry date on the label
,ASTM D 1209 (ASTM colour 30),,,,, | 134170 |  | Fluka | Pt-Co/Hazen/APHA Colour Reference Standard |  | ,,,, | Analytical Standards , Colour Standards , Paragon Scientific , Physical Properties , Pt-Co/Hazen/APHA Colour Reference Standards, ASTM D 1209 , 分析/色谱 |  | certified reference material,Paragon Scientific Ltd.,limited shelf life, expiry date on the label | , |  |  | certified reference material,Paragon Scientific Ltd.,limited shelf life, expiry date on the label
,ASTM D 1209 (ASTM colour 50),,,,, | 134180 |  | Fluka | Pt-Co/Hazen/APHA Colour Reference Standard |  | ,,,, | Analytical Standards , Colour Standards , Paragon Scientific , Physical Properties , Pt-Co/Hazen/APHA Colour Reference Standards, ASTM D 1209 , 分析/色谱 |  | certified reference material,Paragon Scientific Ltd.,limited shelf life, expiry date on the label | , |  |  | certified reference material,Paragon Scientific Ltd.,limited shelf life, expiry date on the label
,ASTM D 1209 (ASTM colour 100),,,,, | 134190 |  | Fluka | Pt-Co/Hazen/APHA Colour Reference Standard |  | ,,,, | Analytical Standards , Colour Standards , Paragon Scientific , Physical Properties , Pt-Co/Hazen/APHA Colour Reference Standards, ASTM D 1209 , 分析/色谱 |  | certified reference material,Paragon Scientific Ltd.,limited shelf life, expiry date on the label | , |  |  | certified reference material,Paragon Scientific Ltd.,limited shelf life, expiry date on the label
,stock solution, ASTM D 1209 (ASTM colour 500),,,,, | 462803 |  | Fluka | Pt-Co/Hazen/APHA Colour Reference Standard |  | ,,,, | Analytical Standards , Colour Standards , Paragon Scientific , Physical Properties , Pt-Co/Hazen/APHA Colour Reference Standards, ASTM D 1209 , 分析/色谱 |  | certified reference material,Paragon Scientific Ltd.,limited shelf life, expiry date on the label | , |  |  | certified reference material,Paragon Scientific Ltd.,limited shelf life, expiry date on the label
,ASTM D 6045, D 156 (ASTM colour -10),,,,, | 134040 |  | Fluka | Saybolt Colour Reference Standard |  | ,,,, | Analytical Standards , Colour Standards , Paragon Scientific , Physical Properties , Saybolt Colour Reference Standards, ASTM D 6045 , 分析/色谱 |  | certified reference material,Paragon Scientific Ltd.,limited shelf life, expiry date on the label | , |  |  | certified reference material,Paragon Scientific Ltd.,limited shelf life, expiry date on the label
,ASTM D 6045, D 156 (ASTM colour 0),,,,, | 134050 |  | Fluka | Saybolt Colour Reference Standard |  | ,,,, | Analytical Standards , Colour Standards , Paragon Scientific , Physical Properties , Saybolt Colour Reference Standards, ASTM D 6045 , 分析/色谱 |  | certified reference material,Paragon Scientific Ltd.,limited shelf life, expiry date on the label | , |  |  | certified reference material,Paragon Scientific Ltd.,limited shelf life, expiry date on the label
,ASTM D 6045, D 156 (ASTM colour 12),,,,, | 134060 |  | Fluka | Saybolt Colour Reference Standard |  | ,,,, | Analytical Standards , Colour Standards , Paragon Scientific , Physical Properties , Saybolt Colour Reference Standards, ASTM D 6045 , 分析/色谱 |  | certified reference material,Paragon Scientific Ltd.,limited shelf life, expiry date on the label | , |  |  | certified reference material,Paragon Scientific Ltd.,limited shelf life, expiry date on the label
,ASTM D 6045, D 156 (ASTM colour 25),,,,, | 134070 |  | Fluka | Saybolt Colour Reference Standard |  | ,,,, | Analytical Standards , Colour Standards , Paragon Scientific , Physical Properties , Saybolt Colour Reference Standards, ASTM D 6045 , 分析/色谱 |  | certified reference material,Paragon Scientific Ltd.,limited shelf life, expiry date on the label | , |  |  | certified reference material,Paragon Scientific Ltd.,limited shelf life, expiry date on the label
,0.3R 1.7Y (5¼″),,,,, | 134240 |  | Fluka | AOCS-Tintometer Colour Reference Standard |  | ,,,, | Analytical Standards , Colour Standards , Paragon Scientific , Physical Properties , Tintometer Colour Reference Standards (AOCS) , 分析/色谱 |  | certified reference material,Paragon Scientific Ltd.,limited shelf life, expiry date on the label | , |  |  | certified reference material,Paragon Scientific Ltd.,limited shelf life, expiry date on the label
,1.3R 8.8Y (5¼″),,,,, | 134250 |  | Fluka | AOCS-Tintometer Colour Reference Standard |  | ,,,, | Analytical Standards , Colour Standards , Paragon Scientific , Physical Properties , Tintometer Colour Reference Standards (AOCS) , 分析/色谱 |  | certified reference material,Paragon Scientific Ltd.,limited shelf life, expiry date on the label | , |  |  | certified reference material,Paragon Scientific Ltd.,limited shelf life, expiry date on the label
,1.7R 12Y (5¼″),,,,, | 134260 |  | Fluka | AOCS-Tintometer Colour Reference Standard |  | ,,,, | Analytical Standards , Colour Standards , Paragon Scientific , Physical Properties , Tintometer Colour Reference Standards (AOCS) , 分析/色谱 |  | certified reference material,Paragon Scientific Ltd.,limited shelf life, expiry date on the label | , |  |  | certified reference material,Paragon Scientific Ltd.,limited shelf life, expiry date on the label
,3.0R 22Y (5¼″),,,,, | 134270 |  | Fluka | AOCS-Tintometer Colour Reference Standard |  | ,,,, | Analytical Standards , Colour Standards , Paragon Scientific , Physical Properties , Tintometer Colour Reference Standards (AOCS) , 分析/色谱 |  | certified reference material,Paragon Scientific Ltd.,limited shelf life, expiry date on the label | , |  |  | certified reference material,Paragon Scientific Ltd.,limited shelf life, expiry date on the label
,UKAS ISO/IEC17025 and ISO Guide 34 certified, density: 0.6643 g/mL at 15 °C,,,,, | DEN1501 |  | Fluka | Density Standard (15 °C) |  | ,,,,0.6643 g/mL at 15 °C | Analytical Standards , Density Standards , Paragon Scientific , Physical Properties , 分析/色谱 |  | Paragon Scientific Ltd.,limited shelf life, expiry date on the label | , |  |  | Paragon Scientific Ltd.,limited shelf life, expiry date on the label,0.6643 g/mL at 15 °C
,UKAS ISO/IEC17025 and ISO Guide 34 certified, density: 0.7306 g/mL at 15 °C,,,,, | DEN1502 |  | Fluka | Density Standard (15 °C) |  | ,,,,0.7306 g/mL at 15 °C | Analytical Standards , Density Standards , Paragon Scientific , Physical Properties , 分析/色谱 |  | Paragon Scientific Ltd.,limited shelf life, expiry date on the label | , |  |  | Paragon Scientific Ltd.,limited shelf life, expiry date on the label,0.7306 g/mL at 15 °C
,UKAS ISO/IEC17025 and ISO Guide 34 certified, density: 0.8118 g/mL at 15 °C,,,,, | DEN1503 |  | Fluka | Density Standard (15 °C) |  | ,,,,0.8118 g/mL at 15 °C | Analytical Standards , Density Standards , Paragon Scientific , Physical Properties , 分析/色谱 |  | Paragon Scientific Ltd.,limited shelf life, expiry date on the label | , |  |  | Paragon Scientific Ltd.,limited shelf life, expiry date on the label,0.8118 g/mL at 15 °C
,UKAS ISO/IEC17025 and ISO Guide 34 certified, density: 0.8118 g/mL at 15 °C,,,,, | DEN1504 |  | Fluka | Density Standard (15 °C) |  | ,,,,0.8118 g/mL at 15 °C | Analytical Standards , Density Standards , Paragon Scientific , Physical Properties , 分析/色谱 |  | Paragon Scientific Ltd.,limited shelf life, expiry date on the label | , |  |  | Paragon Scientific Ltd.,limited shelf life, expiry date on the label,0.8118 g/mL at 15 °C
,UKAS ISO/IEC17025 and ISO Guide 34 certified, density: 0.8536 g/mL at 15 °C,,,,, | DEN1505 |  | Fluka | Density Standard (15 °C) |  | ,,,,0.8536 g/mL at 15 °C | Analytical Standards , Density Standards , Paragon Scientific , Physical Properties , 分析/色谱 |  | Paragon Scientific Ltd.,limited shelf life, expiry date on the label | , |  |  | Paragon Scientific Ltd.,limited shelf life, expiry date on the label,0.8536 g/mL at 15 °C
,UKAS ISO/IEC17025 and ISO Guide 34 certified, density: 0.8628 g/mL at 15 °C,,,,, | DEN1506 |  | Fluka | Density Standard (15 °C) |  | ,,,,0.8628 g/mL at 15 °C | Analytical Standards , Density Standards , Paragon Scientific , Physical Properties , 分析/色谱 |  | Paragon Scientific Ltd.,limited shelf life, expiry date on the label | , |  |  | Paragon Scientific Ltd.,limited shelf life, expiry date on the label,0.8628 g/mL at 15 °C
,UKAS ISO/IEC17025 and ISO Guide 34 certified, density: 0.8782 g/mL at 15 °C,,,,, | DEN1507 |  | Fluka | Density Standard (15 °C) |  | ,,,,0.8782 g/mL at 15 °C | Analytical Standards , Density Standards , Paragon Scientific , Physical Properties , 分析/色谱 |  | Paragon Scientific Ltd.,limited shelf life, expiry date on the label | , |  |  | Paragon Scientific Ltd.,limited shelf life, expiry date on the label,0.8782 g/mL at 15 °C
,UKAS ISO/IEC17025 and ISO Guide 34 certified, density: 0.9413 g/mL at 15 °C,,,,, | DEN1508 |  | Fluka | Density Standard (15 °C) |  | ,,,,0.9413 g/mL at 15 °C | Analytical Standards , Density Standards , Paragon Scientific , Physical Properties , 分析/色谱 |  | Paragon Scientific Ltd.,limited shelf life, expiry date on the label | , |  |  | Paragon Scientific Ltd.,limited shelf life, expiry date on the label,0.9413 g/mL at 15 °C
,UKAS ISO/IEC17025 and ISO Guide 34 certified, density: 0.9829 g/mL at 15 °C,,,,, | DEN1509 |  | Fluka | Density Standard (15 °C) |  | ,,,,0.9829 g/mL at 15 °C | Analytical Standards , Density Standards , Paragon Scientific , Physical Properties , 分析/色谱 |  | Paragon Scientific Ltd.,limited shelf life, expiry date on the label | , |  |  | Paragon Scientific Ltd.,limited shelf life, expiry date on the label,0.9829 g/mL at 15 °C
,UKAS ISO/IEC17025 and ISO Guide 34 certified, density: 1.0269 g/mL at 15 °C,,,,, | DEN1510 |  | Fluka | Density Standard (15 °C) |  | ,,,,1.0269 g/mL at 15 °C | Analytical Standards , Density Standards , Paragon Scientific , Physical Properties , 分析/色谱 |  | Paragon Scientific Ltd.,limited shelf life, expiry date on the label | , |  |  | Paragon Scientific Ltd.,limited shelf life, expiry date on the label,1.0269 g/mL at 15 °C
,UKAS ISO/IEC17025 and ISO Guide 34 certified, density: 1.0695 g/mL at 15 °C,,,,, | DEN1511 |  | Fluka | Density Standard (15 °C) |  | ,,,,1.0695 g/mL at 15 °C | Analytical Standards , Density Standards , Paragon Scientific , Physical Properties , 分析/色谱 |  | Paragon Scientific Ltd.,limited shelf life, expiry date on the label | , |  |  | Paragon Scientific Ltd.,limited shelf life, expiry date on the label,1.0695 g/mL at 15 °C
,UKAS ISO/IEC17025 and ISO Guide 34 certified, density: 1.1283 g/mL at 15 °C,,,,, | DEN1512 |  | Fluka | Density Standard (15 °C) |  | ,,,,1.1283 g/mL at 15 °C | Analytical Standards , Density Standards , Paragon Scientific , Physical Properties , 分析/色谱 |  | Paragon Scientific Ltd.,limited shelf life, expiry date on the label | , |  |  | Paragon Scientific Ltd.,limited shelf life, expiry date on the label,1.1283 g/mL at 15 °C
,UKAS ISO/IEC17025 and ISO Guide 34 certified, density: 1.1963 g/mL at 15 °C,,,205-011-6,, | DEN1513 |  | Fluka | Density Standard (15 °C) |  | ,,,,1.1963 g/mL at 15 °C | Analytical Standards , Density Standards , Paragon Scientific , Physical Properties , 分析/色谱 |  | Paragon Scientific Ltd.,limited shelf life, expiry date on the label | , |  |  | Paragon Scientific Ltd.,limited shelf life, expiry date on the label,1.1963 g/mL at 15 °C
,UKAS ISO/IEC17025 and ISO Guide 34 certified, density: 1.2878 g/mL at 15 °C,,,,, | DEN1514 |  | Fluka | Density Standard (15 °C) |  | ,,,,1.2878 g/mL at 15 °C | Analytical Standards , Density Standards , Paragon Scientific , Physical Properties , 分析/色谱 |  | Paragon Scientific Ltd.,limited shelf life, expiry date on the label | , |  |  | Paragon Scientific Ltd.,limited shelf life, expiry date on the label,1.2878 g/mL at 15 °C
,UKAS ISO/IEC17025 and ISO Guide 34 certified, density: 1.6309 g/mL at 15 °C,,,204-825-9,, | DEN1515 |  | Fluka | Density Standard (15 °C) |  | ,,,,1.6309 g/mL at 15 °C | Analytical Standards , Density Standards , Paragon Scientific , Physical Properties , 分析/色谱 |  | Paragon Scientific Ltd.,limited shelf life, expiry date on the label | , |  |  | Paragon Scientific Ltd.,limited shelf life, expiry date on the label,1.6309 g/mL at 15 °C
,UKAS ISO/IEC17025 and ISO Guide 34 certified, density: 0.6597 g/mL at 20 °C,,,,, | DEN2001 |  | Fluka | Density Standard (20 °C) |  | ,,,,0.6597 g/mL at 20 °C | Analytical Standards , Density Standards , Paragon Scientific , Physical Properties , 分析/色谱 |  | Paragon Scientific Ltd.,limited shelf life, expiry date on the label | , |  |  | Paragon Scientific Ltd.,limited shelf life, expiry date on the label,0.6597 g/mL at 20 °C
,(UKAS ISO/IEC17025 and ISO Guide 34 certified), density: 0.7264 g/mL at 20 °C,,,,, | DEN2002 |  | Fluka | Density Standard (20 °C) |  | ,,,,0.7264 g/mL at 20 °C | Analytical Standards , Density Standards , Paragon Scientific , Physical Properties , 分析/色谱 |  | Paragon Scientific Ltd.,limited shelf life, expiry date on the label | , |  |  | Paragon Scientific Ltd.,limited shelf life, expiry date on the label,0.7264 g/mL at 20 °C
,(UKAS ISO/IEC17025 and ISO Guide 34 certified), density: 0.7788 g/mL at 20 °C,,,,, | DEN2003 |  | Fluka | Density Standard (20 °C) |  | ,,,,0.7788 g/mL at 20 °C | Analytical Standards , Density Standards , Paragon Scientific , Physical Properties , 分析/色谱 |  | Paragon Scientific Ltd.,limited shelf life, expiry date on the label | , |  |  | Paragon Scientific Ltd.,limited shelf life, expiry date on the label,0.7788 g/mL at 20 °C
,(UKAS ISO/IEC17025 and ISO Guide 34 certified), density: 0.8383 g/mL at 20 °C,,,,, | DEN2004 |  | Fluka | Density Standard (20 °C) |  | ,,,,0.8383 g/mL at 20 °C | Analytical Standards , Density Standards , Paragon Scientific , Physical Properties , 分析/色谱 |  | Paragon Scientific Ltd.,limited shelf life, expiry date on the label | , |  |  | Paragon Scientific Ltd.,limited shelf life, expiry date on the label,0.8383 g/mL at 20 °C
,(UKAS ISO/IEC17025 and ISO Guide 34 certified), density: 0.8556 g/mL at 20 °C,,,,, | DEN2005 |  | Fluka | Density Standard (20 °C) |  | ,,,,0.8556 g/mL at 20 °C | Analytical Standards , Density Standards , Paragon Scientific , Physical Properties , 分析/色谱 |  | Paragon Scientific Ltd.,limited shelf life, expiry date on the label | , |  |  | Paragon Scientific Ltd.,limited shelf life, expiry date on the label,0.8556 g/mL at 20 °C
,(UKAS ISO/IEC17025 and ISO Guide 34 certified), density: 0.8708 g/mL at 20 °C,,,,, | DEN2006 |  | Fluka | Density Standard (20 °C) |  | ,,,,0.8708 g/mL at 20 °C | Analytical Standards , Density Standards , Paragon Scientific , Physical Properties , 分析/色谱 |  | Paragon Scientific Ltd.,limited shelf life, expiry date on the label | , |  |  | Paragon Scientific Ltd.,limited shelf life, expiry date on the label,0.8708 g/mL at 20 °C
,(UKAS ISO/IEC17025 and ISO Guide 34 certified), density: 0.9376 g/mL at 20 °C,,,,, | DEN2007 |  | Fluka | Density Standard (20 °C) |  | ,,,,0.9376 g/mL at 20 °C | Analytical Standards , Density Standards , Paragon Scientific , Physical Properties , 分析/色谱 |  | Paragon Scientific Ltd.,limited shelf life, expiry date on the label | , |  |  | Paragon Scientific Ltd.,limited shelf life, expiry date on the label,0.9376 g/mL at 20 °C
,(UKAS ISO/IEC17025 and ISO Guide 34 certified), density: 0.9817 g/mL at 20 °C,,,,, | DEN2008 |  | Fluka | Density Standard (20 °C) |  | ,,,,0.9817 g/mL at 20 °C | Analytical Standards , Density Standards , Paragon Scientific , Physical Properties , 分析/色谱 |  | Paragon Scientific Ltd.,limited shelf life, expiry date on the label | , |  |  | Paragon Scientific Ltd.,limited shelf life, expiry date on the label,0.9817 g/mL at 20 °C
,(UKAS ISO/IEC17025 and ISO Guide 34 certified), density: 1.0257 g/mL at 20 °C,,,,, | DEN2009 |  | Fluka | Density Standard (20 °C) |  | ,,,,1.0257 g/mL at 20 °C | Analytical Standards , Density Standards , Paragon Scientific , Physical Properties , 分析/色谱 |  | Paragon Scientific Ltd.,limited shelf life, expiry date on the label | , |  |  | Paragon Scientific Ltd.,limited shelf life, expiry date on the label,1.0257 g/mL at 20 °C
,(UKAS ISO/IEC17025 and ISO Guide 34 certified), density: 1.0677 g/mL at 20 °C,,,,, | DEN2010 |  | Fluka | Density Standard (20 °C) |  | ,,,,1.0677 g/mL at 20 °C | Analytical Standards , Density Standards , Paragon Scientific , Physical Properties , 分析/色谱 |  | Paragon Scientific Ltd.,limited shelf life, expiry date on the label | , |  |  | Paragon Scientific Ltd.,limited shelf life, expiry date on the label,1.0677 g/mL at 20 °C
,(UKAS ISO/IEC17025 and ISO Guide 34 certified), density: 1.1258 g/mL at 20 °C,,,,, | DEN2011 |  | Fluka | Density Standard (20 °C) |  | ,,,,1.1258 g/mL at 20 °C | Analytical Standards , Density Standards , Paragon Scientific , Physical Properties , 分析/色谱 |  | Paragon Scientific Ltd.,limited shelf life, expiry date on the label | , |  |  | Paragon Scientific Ltd.,limited shelf life, expiry date on the label,1.1258 g/mL at 20 °C
,(UKAS ISO/IEC17025 and ISO Guide 34 certified), density: 1.1917 g/mL at 20 °C,,,205-011-6,, | DEN2012 |  | Fluka | Density Standard (20 °C) |  | ,,,,1.1917 g/mL at 20 °C | Analytical Standards , Density Standards , Paragon Scientific , Physical Properties , 分析/色谱 |  | Paragon Scientific Ltd.,limited shelf life, expiry date on the label | , |  |  | Paragon Scientific Ltd.,limited shelf life, expiry date on the label,1.1917 g/mL at 20 °C
,(UKAS ISO/IEC17025 and ISO Guide 34 certified), density: 1.2849 g/mL at 20 °C,,,,, | DEN2013 |  | Fluka | Density Standard (20 °C) |  | ,,,,1.2849 g/mL at 20 °C | Analytical Standards , Density Standards , Paragon Scientific , Physical Properties , 分析/色谱 |  | Paragon Scientific Ltd.,limited shelf life, expiry date on the label | , |  |  | Paragon Scientific Ltd.,limited shelf life, expiry date on the label,1.2849 g/mL at 20 °C
,(UKAS ISO/IEC17025 and ISO Guide 34 certified), density: 1.6226 g/mL at 20 °C,,,204-825-9,, | DEN2014 |  | Fluka | Density Standard (20 °C) |  | ,,,,1.6226 g/mL at 20 °C | Analytical Standards , Density Standards , Paragon Scientific , Physical Properties , 分析/色谱 |  | Paragon Scientific Ltd.,limited shelf life, expiry date on the label | , |  |  | Paragon Scientific Ltd.,limited shelf life, expiry date on the label,1.6226 g/mL at 20 °C
,UKAS ISO/IEC17025 and ISO Guide 34 certified, density: 0.6552 g/mL at 25 °C,,,,, | DEN2501 |  | Fluka | Density Standard (25 °C) |  | ,,,,0.6552 g/mL at 25 °C | Analytical Standards , Density Standards , Paragon Scientific , Physical Properties , 分析/色谱 |  | Paragon Scientific Ltd.,limited shelf life, expiry date on the label | , |  |  | Paragon Scientific Ltd.,limited shelf life, expiry date on the label,0.6552 g/mL at 25 °C
,(UKAS ISO/IEC17025 and ISO Guide 34 certified), density: 0.7223 g/mL at 25 °C,,,,, | DEN2502 |  | Fluka | Density Standard (25 °C) |  | ,,,,0.7223 g/mL at 25 °C | Analytical Standards , Density Standards , Paragon Scientific , Physical Properties , 分析/色谱 |  | Paragon Scientific Ltd.,limited shelf life, expiry date on the label | , |  |  | Paragon Scientific Ltd.,limited shelf life, expiry date on the label,0.7223 g/mL at 25 °C
,(UKAS ISO/IEC17025 and ISO Guide 34 certified), density: 0.775 g/mL at 25 °C,,,,, | DEN2503 |  | Fluka | Density Standard (25 °C) |  | ,,,,0.775 g/mL at 25 °C | Analytical Standards , Density Standards , Paragon Scientific , Physical Properties , 分析/色谱 |  | Paragon Scientific Ltd.,limited shelf life, expiry date on the label | , |  |  | Paragon Scientific Ltd.,limited shelf life, expiry date on the label,0.775 g/mL at 25 °C
,(UKAS ISO/IEC17025 and ISO Guide 34 certified), density: 0.8349 g/mL at 25 °C,,,,, | DEN2504 |  | Fluka | Density Standard (25 °C) |  | ,,,,0.8349 g/mL at 25 °C | Analytical Standards , Density Standards , Paragon Scientific , Physical Properties , 分析/色谱 |  | Paragon Scientific Ltd.,limited shelf life, expiry date on the label | , |  |  | Paragon Scientific Ltd.,limited shelf life, expiry date on the label,0.8349 g/mL at 25 °C
,(UKAS ISO/IEC17025 and ISO Guide 34 certified), density: 0.8678 g/mL at 25 °C,,,,, | DEN2505 |  | Fluka | Density Standard (25 °C) |  | ,,,,0.8678 g/mL at 25 °C | Analytical Standards , Density Standards , Paragon Scientific , Physical Properties , 分析/色谱 |  | Paragon Scientific Ltd.,limited shelf life, expiry date on the label | , |  |  | Paragon Scientific Ltd.,limited shelf life, expiry date on the label,0.8678 g/mL at 25 °C
,(UKAS ISO/IEC17025 and ISO Guide 34 certified), density: 0.934 g/mL at 25 °C,,,,, | DEN2506 |  | Fluka | Density Standard (25 °C) |  | ,,,,0.934 g/mL at 25 °C | Analytical Standards , Density Standards , Paragon Scientific , Physical Properties , 分析/色谱 |  | Paragon Scientific Ltd.,limited shelf life, expiry date on the label | , |  |  | Paragon Scientific Ltd.,limited shelf life, expiry date on the label,0.934 g/mL at 25 °C