## 价格
编号 | CAS | 产品名 | 英文名 | 纯度 | 货号 | 库存 | 价格
CLS55801 |  | Pyrex ® class A volumetric flask without snap cap |  | capacity 1 mL | CLS55801-12EA | 需要从国外调货，预计到货时间 2015.05.26 | 1,181.70
CLS55802 |  | Pyrex ® class A volumetric flask without snap cap |  | capacity 2 mL | CLS55802-12EA | 需要从国外调货，预计到货时间 2015.05.26 | 1,359.54
CLS558010 |  | 带卡口盖的 Pyrex ® A 级容量瓶 | Pyrex ® class A volumetric flask with snap cap | capacity 10 mL | 价格与库存信息目前不能提供有问题？联系人技术支持
CLS558025 |  | 带卡口盖的 Pyrex ® A 级容量瓶 | Pyrex ® class A volumetric flask with snap cap | capacity 25 mL | CLS558025-12EA | 需要从国外调货，预计到货时间 2015.05.26 | 1,726.92
CLS558050 |  | 带卡口盖的 Pyrex ® A 级容量瓶 | Pyrex ® class A volumetric flask with snap cap | capacity 50 mL | CLS558050-12EA | 需要从国外调货，预计到货时间 2015.05.26 | 1,710.54
CLS5580100 |  | 带卡口盖的 Pyrex ® A 级容量瓶 | Pyrex ® class A volumetric flask with snap cap | capacity 100 mL | CLS5580100-12EA | 需要从国外调货，预计到货时间 2015.05.26 | 2,041.65
CLS5580200 |  | 带卡口盖的 Pyrex ® A 级容量瓶 | Pyrex ® class A volumetric flask with snap cap | capacity 200 mL | CLS5580200-12EA | 需要从国外调货，预计到货时间 2015.05.26 | 3,065.40
CLS5580250 |  | 带卡口盖的 Pyrex ® A 级容量瓶 | Pyrex ® class A volumetric flask with snap cap | capacity 250 mL | CLS5580250-12EA | 需要从国外调货，预计到货时间 2015.05.26 | 3,261.96
CLS5580500 |  | 带卡口盖的 Pyrex ® A 级容量瓶 | Pyrex ® class A volumetric flask with snap cap | capacity 500 mL | CLS5580500-12EA | 需要从国外调货，预计到货时间 2015.05.26 | 3,627.00
CLS55801L |  | 带卡口盖的 Pyrex ® A 级容量瓶 | Pyrex ® class A volumetric flask with snap cap | capacity 1,000 mL | CLS55801L-6EA | 需要从国外调货，预计到货时间 2015.05.26 | 1,848.60
CLS55802L |  | 带卡口盖的 Pyrex ® A 级容量瓶 | Pyrex ® class A volumetric flask with snap cap | capacity 2,000 mL | CLS55802L-4EA | 需要从国外调货，预计到货时间 2015.05.26 | 2,177.37
CLS564050FO |  | Pyrex ® class A volumetric flask with ST joint, flask only |  | capacity 50 mL | CLS564050FO-1EA | 需要从国外调货，预计到货时间 2015.05.26 | 236.34
CLS5640200FO |  | Pyrex ® class A volumetric flask with ST joint, flask only |  | capacity 200 mL | CLS5640200FO-1EA | 需要从国外调货，预计到货时间 2015.05.26 | 318.24
CLS565550 |  | PYREX ® EZ Access ™ wide mouth volumetric flask |  | volume size 50 mL | 价格与库存信息目前不能提供有问题？联系人技术支持
CLS5655100 |  | PYREX ® EZ Access ™ wide mouth volumetric flask |  | volume size 100 mL | 价格与库存信息目前不能提供有问题？联系人技术支持
CLS5655200 |  | PYREX ® EZ Access ™ wide mouth volumetric flask |  | volume size 200 mL | 价格与库存信息目前不能提供有问题？联系人技术支持
CLS5655250 |  | PYREX ® EZ Access ™ wide mouth volumetric flask |  | volume size 250 mL | 价格与库存信息目前不能提供有问题？联系人技术支持
CLS5655500 |  | PYREX ® EZ Access ™ wide mouth volumetric flask |  | volume size 500 mL | 价格与库存信息目前不能提供有问题？联系人技术支持
CLS56551L |  | PYREX ® EZ Access ™ wide mouth volumetric flask |  | volume size 1 L | 价格与库存信息目前不能提供有问题？联系人技术支持
CLS566025 |  | Pyrex ® Lifetime-Red ™ volumetric flask with Pyrex ® stopper |  | capacity 25 mL | CLS566025-12EA | 需要从国外调货，预计到货时间 2015.05.26 | 3,348.54
CLS566050 |  | Pyrex ® Lifetime-Red ™ volumetric flask with Pyrex ® stopper |  | capacity 50 mL | CLS566050-12EA | 需要从国外调货，预计到货时间 2015.05.26 | 3,410.55
CLS5660100 |  | Pyrex ® Lifetime-Red ™ volumetric flask with Pyrex ® stopper |  | capacity 100 mL | CLS5660100-12EA | 需要从国外调货，预计到货时间 2015.05.26 | 3,594.24
CLS5660250 |  | Pyrex ® Lifetime-Red ™ volumetric flask with Pyrex ® stopper |  | capacity 250 mL | CLS5660250-12EA | 需要从国外调货，预计到货时间 2015.05.26 | 4,279.86
CLS5660500 |  | Pyrex ® Lifetime-Red ™ volumetric flask with Pyrex ® stopper |  | capacity 500 mL | CLS5660500-12EA | 需要从国外调货，预计到货时间 2015.05.26 | 4,976.01
CLS56601L |  | Pyrex ® Lifetime-Red ™ volumetric flask with Pyrex ® stopper |  | capacity 1,000 mL | CLS56601L-6EA | 需要从国外调货，预计到货时间 2015.05.26 | 2,946.06
CLS56602L |  | Pyrex ® Lifetime-Red ™ volumetric flask with Pyrex ® stopper |  | capacity 2,000 mL | CLS56602L-4EA | 需要从国外调货，预计到货时间 2015.05.26 | 3,123.90
CLS560025 |  | 带卡口盖的 Pyrex ® Lifetime-Red ™ 容量瓶 | Pyrex ® Lifetime-Red ™ volumetric flask with snap cap | capacity 25 mL | CLS560025-12EA | 需要从国外调货，预计到货时间 2015.05.26 | 2,310.75
CLS560050 |  | 带卡口盖的 Pyrex ® Lifetime-Red ™ 容量瓶 | Pyrex ® Lifetime-Red ™ volumetric flask with snap cap | capacity 50 mL | CLS560050-12EA | 需要从国外调货，预计到货时间 2015.05.26 | 2,332.98
CLS5600100 |  | 带卡口盖的 Pyrex ® Lifetime-Red ™ 容量瓶 | Pyrex ® Lifetime-Red ™ volumetric flask with snap cap | capacity 100 mL | CLS5600100-12EA | 需要从国外调货，预计到货时间 2015.05.26 | 2,723.76
CLS5600200 |  | 带卡口盖的 Pyrex ® Lifetime-Red ™ 容量瓶 | Pyrex ® Lifetime-Red ™ volumetric flask with snap cap | capacity 200 mL | CLS5600200-12EA | 需要从国外调货，预计到货时间 2015.05.26 | 3,208.14
CLS5600250 |  | 带卡口盖的 Pyrex ® Lifetime-Red ™ 容量瓶 | Pyrex ® Lifetime-Red ™ volumetric flask with snap cap | capacity 250 mL | CLS5600250-12EA | 需要从国外调货，预计到货时间 2015.05.26 | 3,393.00
CLS5600500 |  | 带卡口盖的 Pyrex ® Lifetime-Red ™ 容量瓶 | Pyrex ® Lifetime-Red ™ volumetric flask with snap cap | capacity 500 mL | CLS5600500-12EA | 需要从国外调货，预计到货时间 2015.05.26 | 4,133.61
CLS56001L |  | 带卡口盖的 Pyrex ® Lifetime-Red ™ 容量瓶 | Pyrex ® Lifetime-Red ™ volumetric flask with snap cap | capacity 1,000 mL | CLS56001L-6EA | 需要从国外调货，预计到货时间 2015.05.26 | 2,614.95
CLS56002L |  | 带卡口盖的 Pyrex ® Lifetime-Red ™ 容量瓶 | Pyrex ® Lifetime-Red ™ volumetric flask with snap cap | capacity 2,000 mL | CLS56002L-4EA | 需要从国外调货，预计到货时间 2015.05.26 | 2,627.82
CLS65640100 |  | PYREXPLUS ® volumetric flask, with protective coating, Pyrex ® stopper |  | capacity 100 mL | CLS65640100-12EA | 需要从国外调货，预计到货时间 2015.05.26 | 5,926.05
CLS65640200 |  | PYREXPLUS ® volumetric flask, with protective coating, Pyrex ® stopper |  | capacity 200 mL | CLS65640200-12EA | 需要从国外调货，预计到货时间 2015.05.26 | 6,855.03
CLS65640250 |  | PYREXPLUS ® volumetric flask, with protective coating, Pyrex ® stopper |  | capacity 250 mL | CLS65640250-12EA | 需要从国外调货，预计到货时间 2015.05.26 | 7,397.91
CLS65640500 |  | PYREXPLUS ® volumetric flask, with protective coating, Pyrex ® stopper |  | capacity 500 mL | CLS65640500-12EA | 需要从国外调货，预计到货时间 2015.05.26 | 9,170.46
CLS656401L |  | PYREXPLUS ® volumetric flask, with protective coating, Pyrex ® stopper |  | capacity 1,000 mL | CLS656401L-4EA | 需要从国外调货，预计到货时间 2015.05.26 | 3,706.56
CLS656402L |  | PYREXPLUS ® volumetric flask, with protective coating, Pyrex ® stopper |  | capacity 2,000 mL | CLS656402L-2EA | 需要从国外调货，预计到货时间 2015.05.26 | 2,341.17
CLS56465 |  | Pyrex ® Verified volumetric flasks |  | volume 5 mL | CLS56465-12EA | 需要从国外调货，预计到货时间 2015.05.26 | 4,829.76
CLS56465 |  | Pyrex ® Verified volumetric flasks |  | volume 5 mL | 产品CLS56465已经停产；但是尚有库存。请从以下尚有库存的包装规格中选择。
CLS564610 |  | Pyrex ® Verified volumetric flasks |  | volume 10 mL | CLS564610-12EA | 需要从国外调货，预计到货时间 2015.05.26 | 5,093.01
CLS564610 |  | Pyrex ® Verified volumetric flasks |  | volume 10 mL | 产品CLS564610已经停产；但是尚有库存。请从以下尚有库存的包装规格中选择。
CLS564625 |  | Pyrex ® Verified volumetric flasks |  | volume 25 mL | CLS564625-12EA | 需要从国外调货，预计到货时间 2015.05.26 | 5,208.84
CLS564625 |  | Pyrex ® Verified volumetric flasks |  | volume 25 mL | 产品CLS564625已经停产；但是尚有库存。请从以下尚有库存的包装规格中选择。
CLS564650 |  | Pyrex ® Verified volumetric flasks |  | volume 50 mL | CLS564650-12EA | 需要从国外调货，预计到货时间 2015.05.26 | 5,578.56
CLS564650 |  | Pyrex ® Verified volumetric flasks |  | volume 50 mL | 产品CLS564650已经停产；但是尚有库存。请从以下尚有库存的包装规格中选择。
CLS5646100 |  | Pyrex ® Verified volumetric flasks |  | volume 100 mL | CLS5646100-12EA | 需要从国外调货，预计到货时间 2015.05.26 | 6,323.85
CLS5646100 |  | Pyrex ® Verified volumetric flasks |  | volume 100 mL | 产品CLS5646100已经停产；但是尚有库存。请从以下尚有库存的包装规格中选择。
CLS5646200 |  | Pyrex ® Verified volumetric flasks |  | volume 200 mL | CLS5646200-12EA | 需要从国外调货，预计到货时间 2015.05.26 | 7,305.48
CLS5646200 |  | Pyrex ® Verified volumetric flasks |  | volume 200 mL | 产品CLS5646200已经停产；但是尚有库存。请从以下尚有库存的包装规格中选择。
CLS5646250 |  | Pyrex ® Verified volumetric flasks |  | volume 250 mL | CLS5646250-12EA | 需要从国外调货，预计到货时间 2015.05.26 | 7,870.59
CLS5646250 |  | Pyrex ® Verified volumetric flasks |  | volume 250 mL | 产品CLS5646250已经停产；但是尚有库存。请从以下尚有库存的包装规格中选择。
CLS5646500 |  | Pyrex ® Verified volumetric flasks |  | volume 500 mL | CLS5646500-6EA | 需要从国外调货，预计到货时间 2015.07.22 | 6,873.75
CLS5646500 |  | Pyrex ® Verified volumetric flasks |  | volume 500 mL | CLS5646500-12EA | 需要从国外调货，预计到货时间 2015.05.26 | 9,206.73
CLS5646500 |  | Pyrex ® Verified volumetric flasks |  | volume 500 mL | 产品CLS5646500已经停产；但是尚有库存。请从以下尚有库存的包装规格中选择。
CLS56461L |  | Pyrex ® Verified volumetric flasks |  | volume 1 L | 产品已经停产。联系技术支持
CLS7064010 |  | Pyrex ® VISTA ™ volumetric flask, Class A |  | capacity 10 mL | CLS7064010-12EA | 需要从国外调货，预计到货时间 2015.05.26 | 1,187.55
CLS7064025 |  | Pyrex ® VISTA ™ volumetric flask, Class A |  | capacity 25 mL | CLS7064025-12EA | 需要从国外调货，预计到货时间 2015.05.26 | 1,099.80
CLS7064050 |  | Pyrex ® VISTA ™ volumetric flask, Class A |  | capacity 50 mL | CLS7064050-12EA | 需要从国外调货，预计到货时间 2015.05.26 | 1,364.22
CLS70640100 |  | Pyrex ® VISTA ™ volumetric flask, Class A |  | capacity 100 mL | CLS70640100-12EA | 需要从国外调货，预计到货时间 2015.05.26 | 1,196.91
CLS70640200 |  | Pyrex ® VISTA ™ volumetric flask, Class A |  | capacity 200 mL | CLS70640200-12EA | 需要从国外调货，预计到货时间 2015.05.26 | 1,725.75
CLS70640250 |  | Pyrex ® VISTA ™ volumetric flask, Class A |  | capacity 250 mL | CLS70640250-12EA | 需要从国外调货，预计到货时间 2015.05.26 | 1,763.19
CLS70640500 |  | Pyrex ® VISTA ™ volumetric flask, Class A |  | capacity 500 mL | CLS70640500-12EA | 需要从国外调货，预计到货时间 2015.05.26 | 2,072.07
CLS706401L |  | Pyrex ® VISTA ™ volumetric flask, Class A |  | capacity 1,000 mL | CLS706401L-2EA | 需要从国外调货，预计到货时间 2015.05.26 | 413.01
CLS706402L |  | Pyrex ® VISTA ™ volumetric flask, Class A |  | capacity 2,000 mL | CLS706402L-2EA | 需要从国外调货，预计到货时间 2015.05.26 | 569.79
CLS7058110 |  | Pyrex ® VISTA ™ volumetric flask, class B | Pyrex ® VISTA ™ volumetric flask, Class B | capacity 10 mL | CLS7058110-12EA | 需要从国外调货，预计到货时间 2015.05.26 | 2,315.43
CLS7058125 |  | Pyrex ® VISTA ™ volumetric flask, class B | Pyrex ® VISTA ™ volumetric flask, Class B | capacity 25 mL | CLS7058125-12EA | 需要从国外调货，预计到货时间 2015.05.26 | 2,526.03
CLS7058150 |  | Pyrex ® VISTA ™ volumetric flask, class B | Pyrex ® VISTA ™ volumetric flask, Class B | capacity 50 mL | CLS7058150-12EA | 需要从国外调货，预计到货时间 2015.05.26 | 2,575.17
CLS70581100 |  | Pyrex ® VISTA ™ volumetric flask, class B | Pyrex ® VISTA ™ volumetric flask, Class B | capacity 100 mL | CLS70581100-12EA | 需要从国外调货，预计到货时间 2015.05.26 | 2,948.40
CLS70581250 |  | Pyrex ® VISTA ™ volumetric flask, class B | Pyrex ® VISTA ™ volumetric flask, Class B | capacity 250 mL | CLS70581250-12EA | 需要从国外调货，预计到货时间 2015.05.26 | 3,834.09
CLS70581500 |  | Pyrex ® VISTA ™ volumetric flask, class B | Pyrex ® VISTA ™ volumetric flask, Class B | capacity 500 mL | CLS70581500-12EA | 需要从国外调货，预计到货时间 2015.05.26 | 4,793.49
CLS705811L |  | Pyrex ® VISTA ™ volumetric flask, class B | Pyrex ® VISTA ™ volumetric flask, Class B | capacity 1 L | CLS705811L-6EA | 需要从国外调货，预计到货时间 2015.05.26 | 3,071.25
CLS705812L |  | Pyrex ® VISTA ™ volumetric flask, class B | Pyrex ® VISTA ™ volumetric flask, Class B | capacity 2000 mL | CLS705812L-4EA | 需要从国外调货，预计到货时间 2015.05.26 | 3,735.81
CLS707101 |  | Pyrex ® VISTA ™ volumetric pipette, Class A |  | 1 mL volume | CLS707101-12EA | 需要从国外调货，预计到货时间 2015.05.26 | 449.28
CLS707102 |  | Pyrex ® VISTA ™ volumetric pipette, Class A |  | 2 mL volume | CLS707102-12EA | 需要从国外调货，预计到货时间 2015.05.26 | 449.28
CLS707105 |  | Pyrex ® VISTA ™ volumetric pipette, Class A |  | 5 mL volume | CLS707105-12EA | 需要从国外调货，预计到货时间 2015.05.26 | 456.30
CLS7071010 |  | Pyrex ® VISTA ™ volumetric pipette, Class A |  | 10 mL volume | CLS7071010-12EA | 需要从国外调货，预计到货时间 2015.05.26 | 485.55
CLS568010 |  | Pyrex ® volumetric flask, certified and serialized, with Pyrex ® ST stopper |  | capacity 10 mL | CLS568010-1EA | 需要从国外调货，预计到货时间 2015.05.26 | 470.34
CLS568025 |  | Pyrex ® volumetric flask, certified and serialized, with Pyrex ® ST stopper |  | capacity 25 mL | CLS568025-1EA | 需要从国外调货，预计到货时间 2015.05.26 | 483.21
CLS568050 |  | Pyrex ® volumetric flask, certified and serialized, with Pyrex ® ST stopper |  | capacity 50 mL | CLS568050-1EA | 需要从国外调货，预计到货时间 2015.05.26 | 515.97
CLS5680100 |  | Pyrex ® volumetric flask, certified and serialized, with Pyrex ® ST stopper |  | capacity 100 mL | CLS5680100-1EA | 需要从国外调货，预计到货时间 2015.05.26 | 553.41
CLS5680200 |  | Pyrex ® volumetric flask, certified and serialized, with Pyrex ® ST stopper |  | capacity 200 mL | CLS5680200-1EA | 需要从国外调货，预计到货时间 2015.05.26 | 624.78
CLS5680250 |  | Pyrex ® volumetric flask, certified and serialized, with Pyrex ® ST stopper |  | capacity 250 mL | CLS5680250-1EA | 需要从国外调货，预计到货时间 2015.05.26 | 636.48
CLS5680500 |  | Pyrex ® volumetric flask, certified and serialized, with Pyrex ® ST stopper |  | capacity 500 mL | CLS5680500-1EA | 需要从国外调货，预计到货时间 2015.05.26 | 788.58
CLS56801L |  | Pyrex ® volumetric flask, certified and serialized, with Pyrex ® ST stopper |  | capacity 1,000 mL | CLS56801L-1EA | 需要从国外调货，预计到货时间 2015.05.26 | 961.74
CLS56802L |  | Pyrex ® volumetric flask, certified and serialized, with Pyrex ® ST stopper |  | capacity 2,000 mL | CLS56802L-1EA | 需要从国外调货，预计到货时间 2015.05.26 | 1,241.37
CLS56401 |  | 带 Pyrex ® ST 塞子的 Pyrex ® 容量瓶 | Pyrex ® volumetric flask, class A with Pyrex ® ST stopper | capacity 1 mL | CLS56401-12EA | 需要从国外调货，预计到货时间 2015.05.26 | 2,776.41
CLS56402 |  | 带 Pyrex ® ST 塞子的 Pyrex ® 容量瓶 | Pyrex ® volumetric flask, class A with Pyrex ® ST stopper | capacity 2 mL | CLS56402-12EA | 需要从国外调货，预计到货时间 2015.05.26 | 2,832.57
CLS56405 |  | 带 Pyrex ® ST 塞子的 Pyrex ® 容量瓶 | Pyrex ® volumetric flask, class A with Pyrex ® ST stopper | capacity 5 mL | CLS56405-12EA | 需要从国外调货，预计到货时间 2015.05.26 | 2,885.22
CLS564010 |  | 带 Pyrex ® ST 塞子的 Pyrex ® 容量瓶 | Pyrex ® volumetric flask, class A with Pyrex ® ST stopper | capacity 10 mL | CLS564010-12EA | 需要从国外调货，预计到货时间 2015.05.26 | 2,691.00
CLS564025 |  | 带 Pyrex ® ST 塞子的 Pyrex ® 容量瓶 | Pyrex ® volumetric flask, class A with Pyrex ® ST stopper | capacity 25 mL | CLS564025-12EA | 需要从国外调货，预计到货时间 2015.05.26 | 3,052.53
CLS564050 |  | 带 Pyrex ® ST 塞子的 Pyrex ® 容量瓶 | Pyrex ® volumetric flask, class A with Pyrex ® ST stopper | capacity 50 mL | CLS564050-12EA | 需要从国外调货，预计到货时间 2015.05.26 | 3,091.14
CLS5640100 |  | 带 Pyrex ® ST 塞子的 Pyrex ® 容量瓶 | Pyrex ® volumetric flask, class A with Pyrex ® ST stopper | capacity 100 mL | CLS5640100-12EA | 需要从国外调货，预计到货时间 2015.05.26 | 3,224.52
CLS5640200 |  | 带 Pyrex ® ST 塞子的 Pyrex ® 容量瓶 | Pyrex ® volumetric flask, class A with Pyrex ® ST stopper | capacity 200 mL | CLS5640200-12EA | 需要从国外调货，预计到货时间 2015.05.26 | 4,247.10
CLS5640250 |  | 带 Pyrex ® ST 塞子的 Pyrex ® 容量瓶 | Pyrex ® volumetric flask, class A with Pyrex ® ST stopper | capacity 250 mL | CLS5640250-12EA | 需要从国外调货，预计到货时间 2015.05.26 | 4,312.62
CLS5640500 |  | 带 Pyrex ® ST 塞子的 Pyrex ® 容量瓶 | Pyrex ® volumetric flask, class A with Pyrex ® ST stopper | capacity 500 mL | CLS5640500-12EA | 需要从国外调货，预计到货时间 2015.05.26 | 4,699.89
CLS56401L |  | 带 Pyrex ® ST 塞子的 Pyrex ® 容量瓶 | Pyrex ® volumetric flask, class A with Pyrex ® ST stopper | capacity 1,000 mL | CLS56401L-6EA | 需要从国外调货，预计到货时间 2015.05.26 | 2,804.49
CLS56402L |  | 带 Pyrex ® ST 塞子的 Pyrex ® 容量瓶 | Pyrex ® volumetric flask, class A with Pyrex ® ST stopper | capacity 2,000 mL | CLS56402L-4EA | 需要从国外调货，预计到货时间 2015.05.26 | 2,578.68
CLS56403L |  | 带 Pyrex ® ST 塞子的 Pyrex ® 容量瓶 | Pyrex ® volumetric flask, class A with Pyrex ® ST stopper | capacity 3,000 mL | CLS56403L-1EA | 需要从国外调货，预计到货时间 2015.05.26 | 3,608.28
CLS56404L |  | 带 Pyrex ® ST 塞子的 Pyrex ® 容量瓶 | Pyrex ® volumetric flask, class A with Pyrex ® ST stopper | capacity 4,000 mL | CLS56404L-1EA | 需要从国外调货，预计到货时间 2015.05.26 | 3,969.81
CLS56405L |  | 带 Pyrex ® ST 塞子的 Pyrex ® 容量瓶 | Pyrex ® volumetric flask, class A with Pyrex ® ST stopper | capacity 5,000 mL | CLS56405L-1EA | 需要从国外调货，预计到货时间 2015.05.26 | 4,455.36
CLS56406L |  | 带 Pyrex ® ST 塞子的 Pyrex ® 容量瓶 | Pyrex ® volumetric flask, class A with Pyrex ® ST stopper | capacity 6,000 mL | CLS56406L-1EA | 需要从国外调货，预计到货时间 2015.05.26 | 5,167.89
CLS5563525 |  | Pyrex ® volumetric flask, low actinic, heavy duty wide mouth, with Pyrex stopper |  | capacity 25 mL | CLS5563525-6EA | 需要从国外调货，预计到货时间 2015.05.26 | 2,186.73
CLS5563550 |  | Pyrex ® volumetric flask, low actinic, heavy duty wide mouth, with Pyrex stopper |  | capacity 50 mL | CLS5563550-6EA | 需要从国外调货，预计到货时间 2015.05.26 | 2,363.40
CLS5840200 |  | Pyrex ® volumetric flask, phosphoric acid |  | capacity 200 mL | CLS5840200-12EA | 需要从国外调货，预计到货时间 2015.05.26 | 3,466.71
CLS5840250 |  | Pyrex ® volumetric flask, phosphoric acid |  | capacity 250 mL | CLS5840250-12EA | 需要从国外调货，预计到货时间 2015.05.26 | 3,500.64
CLS56425 |  | Pyrex ® volumetric flasks with PE stopper |  | capacity 5 mL | CLS56425-1EA | 需要从国外调货，预计到货时间 2015.05.26 | 217.62
CLS56425 |  | Pyrex ® volumetric flasks with PE stopper |  | capacity 5 mL | 产品CLS56425已经停产；但是尚有库存。请从以下尚有库存的包装规格中选择。
CLS564225 |  | Pyrex ® volumetric flasks with PE stopper |  | capacity 25 mL | CLS564225-12EA | 需要从国外调货，预计到货时间 2015.05.26 | 2,514.33
CLS564225 |  | Pyrex ® volumetric flasks with PE stopper |  | capacity 25 mL | 产品CLS564225已经停产；但是尚有库存。请从以下尚有库存的包装规格中选择。
CLS5642100 |  | Pyrex ® volumetric flasks with PE stopper |  | capacity 100 mL | CLS5642100-12EA | 需要从国外调货，预计到货时间 2015.05.26 | 2,662.92
CLS5642100 |  | Pyrex ® volumetric flasks with PE stopper |  | capacity 100 mL | 产品CLS5642100已经停产；但是尚有库存。请从以下尚有库存的包装规格中选择。
CLS5642200 |  | Pyrex ® volumetric flasks with PE stopper |  | capacity 200 mL | CLS5642200-12EA | 需要从国外调货，预计到货时间 2015.05.26 | 3,257.28
CLS5642200 |  | Pyrex ® volumetric flasks with PE stopper |  | capacity 200 mL | 产品CLS5642200已经停产；但是尚有库存。请从以下尚有库存的包装规格中选择。
CLS5642250 |  | Pyrex ® volumetric flasks with PE stopper |  | capacity 250 mL | CLS5642250-12EA | 需要从国外调货，预计到货时间 2015.05.26 | 3,368.43
CLS5642250 |  | Pyrex ® volumetric flasks with PE stopper |  | capacity 250 mL | 产品CLS5642250已经停产；但是尚有库存。请从以下尚有库存的包装规格中选择。
CLS5642500 |  | Pyrex ® volumetric flasks with PE stopper |  | capacity 500 mL | CLS5642500-12EA | 需要从国外调货，预计到货时间 2015.05.26 | 4,283.37
CLS5642500 |  | Pyrex ® volumetric flasks with PE stopper |  | capacity 500 mL | 产品CLS5642500已经停产；但是尚有库存。请从以下尚有库存的包装规格中选择。
CLS56421L |  | Pyrex ® volumetric flasks with PE stopper |  | capacity 1,000 mL | CLS56421L-6EA | 需要从国外调货，预计到货时间 2015.05.26 | 2,441.79
CLS56421L |  | Pyrex ® volumetric flasks with PE stopper |  | capacity 1,000 mL | 产品CLS56421L已经停产；但是尚有库存。请从以下尚有库存的包装规格中选择。
CLS564410 |  | Pyrex ® volumetric flask with PTFE stopper |  | capacity 10 mL | CLS564410-12EA | 需要从国外调货，预计到货时间 2015.05.26 | 3,748.68
CLS564425 |  | Pyrex ® volumetric flask with PTFE stopper |  | capacity 25 mL | CLS564425-12EA | 需要从国外调货，预计到货时间 2015.05.26 | 4,087.98
CLS564450 |  | Pyrex ® volumetric flask with PTFE stopper |  | capacity 50 mL | CLS564450-12EA | 需要从国外调货，预计到货时间 2015.05.26 | 4,362.93
CLS5644100 |  | Pyrex ® volumetric flask with PTFE stopper |  | capacity 100 mL | CLS5644100-12EA | 需要从国外调货，预计到货时间 2015.05.26 | 4,642.56
CLS5644200 |  | Pyrex ® volumetric flask with PTFE stopper |  | capacity 200 mL | CLS5644200-12EA | 需要从国外调货，预计到货时间 2015.05.26 | 5,431.14
CLS5644250 |  | Pyrex ® volumetric flask with PTFE stopper |  | capacity 250 mL | CLS5644250-12EA | 需要从国外调货，预计到货时间 2015.05.26 | 5,862.87
CLS5644500 |  | Pyrex ® volumetric flask with PTFE stopper |  | capacity 500 mL | CLS5644500-12EA | 需要从国外调货，预计到货时间 2015.05.26 | 7,266.87
CLS56441L |  | Pyrex ® volumetric flask with PTFE stopper |  | capacity 1,000 mL | CLS56441L-6EA | 需要从国外调货，预计到货时间 2015.05.26 | 4,403.88
CLS564110 |  | Pyrex ® volumetric flask, with Pyrex ® ST stopper |  | capacity 10 mL | CLS564110-12EA | 需要从国外调货，预计到货时间 2015.05.26 | 2,795.13
CLS564125 |  | Pyrex ® volumetric flask, with Pyrex ® ST stopper |  | capacity 25 mL | CLS564125-12EA | 需要从国外调货，预计到货时间 2015.05.26 | 3,082.95
CLS564150 |  | Pyrex ® volumetric flask, with Pyrex ® ST stopper |  | capacity 50 mL | CLS564150-12EA | 需要从国外调货，预计到货时间 2015.05.26 | 3,259.62
CLS5641100 |  | Pyrex ® volumetric flask, with Pyrex ® ST stopper |  | capacity 100 mL | CLS5641100-12EA | 需要从国外调货，预计到货时间 2015.05.26 | 3,546.27
CLS5641200 |  | Pyrex ® volumetric flask, with Pyrex ® ST stopper |  | capacity 200 mL | CLS5641200-12EA | 需要从国外调货，预计到货时间 2015.05.26 | 4,324.32
CLS5641250 |  | Pyrex ® volumetric flask, with Pyrex ® ST stopper |  | capacity 250 mL | CLS5641250-12EA | 需要从国外调货，预计到货时间 2015.05.26 | 4,416.75
CLS5641500 |  | Pyrex ® volumetric flask, with Pyrex ® ST stopper |  | capacity 500 mL | CLS5641500-12EA | 需要从国外调货，预计到货时间 2015.05.26 | 5,447.52
CLS56411L |  | Pyrex ® volumetric flask, with Pyrex ® ST stopper |  | capacity 1,000 mL | CLS56411L-6EA | 需要从国外调货，预计到货时间 2015.05.26 | 3,353.22
CLS56412L |  | Pyrex ® volumetric flask, with Pyrex ® ST stopper |  | capacity 2,000 mL | CLS56412L-4EA | 需要从国外调货，预计到货时间 2015.05.26 | 2,922.66
CLS565025 |  | Pyrex ® volumetric flask, with screw cap |  | capacity 25 mL | CLS565025-12EA | 需要从国外调货，预计到货时间 2015.05.26 | 3,350.88
CLS565050 |  | Pyrex ® volumetric flask, with screw cap |  | capacity 50 mL | CLS565050-12EA | 需要从国外调货，预计到货时间 2015.05.26 | 3,608.28
CLS5650100 |  | Pyrex ® volumetric flask, with screw cap |  | capacity 100 mL | CLS5650100-12EA | 需要从国外调货，预计到货时间 2015.05.26 | 3,740.49
CLS5780200 |  | Pyrex ® volumetric Kohlrausch flask |  | capacity 200 mL | CLS5780200-1EA | 需要从国外调货，预计到货时间 2015.05.26 | 760.50
CLS5780200 |  | Pyrex ® volumetric Kohlrausch flask |  | capacity 200 mL | 产品CLS5780200已经停产；但是尚有库存。请从以下尚有库存的包装规格中选择。
CLS56301 |  | Pyrex ® 微容量瓶，Pyrex ® ST 塞子 | Pyrex ® volumetric micro flask, Pyrex ® ST stopper | capacity 1 mL | CLS56301-12EA | 需要从国外调货，预计到货时间 2015.05.26 | 5,119.92
CLS56302 |  | Pyrex ® 微容量瓶，Pyrex ® ST 塞子 | Pyrex ® volumetric micro flask, Pyrex ® ST stopper | capacity 2 mL | CLS56302-12EA | 需要从国外调货，预计到货时间 2015.05.26 | 5,599.62
CLS56305 |  | Pyrex ® 微容量瓶，Pyrex ® ST 塞子 | Pyrex ® volumetric micro flask, Pyrex ® ST stopper | capacity 5 mL | CLS56305-12EA | 需要从国外调货，预计到货时间 2015.05.26 | 5,599.62
CLS563010 |  | Pyrex ® 微容量瓶，Pyrex ® ST 塞子 | Pyrex ® volumetric micro flask, Pyrex ® ST stopper | capacity 10 mL | CLS563010-12EA | 需要从国外调货，预计到货时间 2015.05.26 | 6,172.92
CLS563025 |  | Pyrex ® 微容量瓶，Pyrex ® ST 塞子 | Pyrex ® volumetric micro flask, Pyrex ® ST stopper | capacity 25 mL | CLS563025-12EA | 需要从国外调货，预计到货时间 2015.05.26 | 6,595.29
CLS5820100 |  | Pyrex ® volumetric mixing flask, with ST stopper |  | capacity 100 mL | CLS5820100-6EA | 需要从国外调货，预计到货时间 2015.05.26 | 8,613.54
CLS5820250 |  | Pyrex ® volumetric mixing flask, with ST stopper |  | capacity 250 mL | CLS5820250-1EA | 需要从国外调货，预计到货时间 2015.05.26 | 820.17
CLS5820500 |  | Pyrex ® volumetric mixing flask, with ST stopper |  | capacity 500 mL | CLS5820500-1EA | 需要从国外调货，预计到货时间 2015.05.26 | 1,842.75
CLS58202L |  | Pyrex ® volumetric mixing flask, with ST stopper |  | capacity 2,000 mL | CLS58202L-1EA | 需要从国外调货，预计到货时间 2015.05.26 | 1,503.45
CLS5720100 |  | Pyrex ® volumetric sugar analysis flask |  | capacity 100 mL | CLS5720100-1EA | 需要从国外调货，预计到货时间 2015.05.26 | 318.24
CLS563525 |  | Pyrex ® wide mouth micro volumetric flask with Pyrex ® ST stopper |  | capacity 25 mL | CLS563525-6EA | 需要从国外调货，预计到货时间 2015.05.26 | 1,664.91
CLS563550 |  | Pyrex ® wide mouth micro volumetric flask with Pyrex ® ST stopper |  | capacity 50 mL | CLS563550-6EA | 需要从国外调货，预计到货时间 2015.05.26 | 1,733.94
CLS5635100 |  | Pyrex ® wide mouth micro volumetric flask with Pyrex ® ST stopper |  | capacity 100 mL | CLS5635100-6EA | 需要从国外调货，预计到货时间 2015.05.26 | 2,760.03
CLS5635250 |  | Pyrex ® wide mouth micro volumetric flask with Pyrex ® ST stopper |  | capacity 250 mL | CLS5635250-6EA | 需要从国外调货，预计到货时间 2015.05.26 | 3,491.28
Z531073 |  | Aldrich ® coiled condenser |  | unjacketed, L 100 mm, Joint: ST/NS 14/20 | Z531073-1EA | 需要从国外调货，预计到货时间 2015.04.22 | 1,525.68
Z531081 |  | Aldrich ® coiled condenser |  | unjacketed, L 200 mm, Joint: ST/NS 14/20 | Z531081-1EA | 需要从国外调货，预计到货时间 2015.04.22 | 1,919.97
Z531103 |  | Aldrich ® coiled condenser |  | unjacketed, L 200 mm, Joint: ST/NS 24/40 | 价格与库存信息目前不能提供有问题？联系人技术支持
Z531111 |  | Aldrich ® coiled condenser |  | unjacketed, L 200 mm, Joint: ST/NS 29/32 | Z531111-1EA | 需要从国外调货，预计到货时间 2015.04.22 | 2,180.88
Z531138 |  | Aldrich ® coiled condenser |  | unjacketed, L 300 mm, Joint: ST/NS 14/20 | Z531138-1EA | 需要从国外调货，预计到货时间 2015.04.22 | 2,251.08
Z531146 |  | Aldrich ® coiled condenser |  | unjacketed, L 300 mm, Joint: ST/NS 24/40 | 价格与库存信息目前不能提供有问题？联系人技术支持
Z531154 |  | Aldrich ® coiled condenser |  | unjacketed, L 300 mm, Joint: ST/NS 29/32 | Z531154-1EA | 需要从国外调货，预计到货时间 2015.04.22 | 2,504.97
Z531162 |  | Aldrich ® coiled condenser |  | unjacketed, L 400 mm, Joint: ST/NS 24/40 | 价格与库存信息目前不能提供有问题？联系人技术支持
Z531170 |  | Aldrich ® coiled condenser |  | unjacketed, L 400 mm, Joint: ST/NS 29/32 | Z531170-1EA | 需要从国外调货，预计到货时间 2015.04.22 | 2,898.09
Z531170 |  | Aldrich ® coiled condenser |  | unjacketed, L 400 mm, Joint: ST/NS 29/32 | 产品Z531170已经停产；但是尚有库存。请从以下尚有库存的包装规格中选择。
Z531189 |  | Aldrich ® coiled condenser |  | unjacketed, L 500 mm, Joint: ST/NS 24/40 | Z531189-1EA | 需要从国外调货，预计到货时间 2015.04.22 | 3,130.92
Z531197 |  | Aldrich ® coiled condenser |  | unjacketed, L 500 mm, Joint: ST/NS 29/32 | Z531197-1EA | 需要从国外调货，预计到货时间 2015.04.22 | 3,256.11
Z531200 |  | Aldrich ® coiled condenser |  | unjacketed, L 600 mm, Joint: ST/NS 24/40 | Z531200-1EA | 需要从国外调货，预计到货时间 2015.04.22 | 3,348.54
Z531227 |  | Aldrich ® coiled condenser |  | jacketed, L 100 mm, Joint: ST/NS 14/20 | Z531227-1EA | 需要从国外调货，预计到货时间 2015.04.22 | 3,010.41
Z531235 |  | Aldrich ® coiled condenser |  | jacketed, L 200 mm, Joint: ST/NS 14/20 | Z531235-1EA | 需要从国外调货，预计到货时间 2015.04.22 | 3,333.33
Z531251 |  | Aldrich ® coiled condenser |  | jacketed, L 200 mm, Joint: ST/NS 29/32 | Z531251-1EA | 需要从国外调货，预计到货时间 2015.04.22 | 3,719.43
Z531278 |  | Aldrich ® coiled condenser |  | jacketed, L 300 mm, Joint: ST/NS 14/20 | Z531278-1EA | 需要从国外调货，预计到货时间 2015.04.22 | 3,538.08
Z531278 |  | Aldrich ® coiled condenser |  | jacketed, L 300 mm, Joint: ST/NS 14/20 | 产品Z531278已经停产；但是尚有库存。请从以下尚有库存的包装规格中选择。
Z531286 |  | Aldrich ® coiled condenser |  | jacketed, L 300 mm, Joint: ST/NS 24/40 | Z531286-1EA | 需要从国外调货，预计到货时间 2015.04.22 | 3,713.58
Z531294 |  | Aldrich ® coiled condenser |  | jacketed, L 300 mm, Joint: ST/NS 29/32 | Z531294-1EA | 需要从国外调货，预计到货时间 2015.04.22 | 3,931.20
Z531308 |  | Aldrich ® coiled condenser |  | jacketed, L 400 mm, Joint: ST/NS 24/40 | Z531308-1EA | 需要从国外调货，预计到货时间 2015.04.22 | 4,008.42
Z531324 |  | Aldrich ® coiled condenser |  | jacketed, L 500 mm, Joint: ST/NS 24/40 | Z531324-1EA | 需要从国外调货，预计到货时间 2015.04.22 | 4,571.19
Z531324 |  | Aldrich ® coiled condenser |  | jacketed, L 500 mm, Joint: ST/NS 24/40 | 产品Z531324已经停产；但是尚有库存。请从以下尚有库存的包装规格中选择。
Z531340 |  | Aldrich ® coiled condenser |  | jacketed, L 600 mm, Joint: ST/NS 24/40 | Z531340-1EA | 需要从国外调货，预计到货时间 2015.04.22 | 4,957.29
Z531340 |  | Aldrich ® coiled condenser |  | jacketed, L 600 mm, Joint: ST/NS 24/40 | 产品Z531340已经停产；但是尚有库存。请从以下尚有库存的包装规格中选择。
Z531359 |  | Aldrich ® coiled condenser |  | jacketed, L 600 mm, Joint: ST/NS 29/32 | Z531359-1EA | 需要从国外调货，预计到货时间 2015.04.22 | 5,162.04
Z552348 |  | Aldrich ® coiled condenser with SafetyBarb ® hose connectors |  | unjacketed, L 200 mm, Joint: ST/NS 24/40 | Z552348-1EA | 需要从国外调货，预计到货时间 2015.04.22 | 2,910.96
Z552356 |  | Aldrich ® coiled condenser with SafetyBarb ® hose connectors |  | unjacketed, L 300 mm, Joint: ST/NS 24/40 | Z552356-1EA | 需要从国外调货，预计到货时间 2015.04.22 | 8,505.90
Z553603 |  | Aldrich ® coiled condenser with SafetyBarb ® hose connectors |  | jacketed, L 200 mm, Joint: ST/NS 24/40 | Z553603-1EA | 需要从国外调货，预计到货时间 2015.04.22 | 6,762.60
Z552380 |  | Aldrich ® cold-finger condenser |  | Joint: ST/NS 14/20 | Z552380-1EA | 需要从国外调货，预计到货时间 2015.04.22 | 1,979.64
Z164046 |  | Aldrich ® cold-finger condenser |  | Joint: ST/NS 14/20 | Z164046-1EA | 需要从国外调货，预计到货时间 2015.04.22 | 4,182.75
Z164038 |  | Aldrich ® cold-finger condenser |  | Joint: ST/NS 24/40 | Z164038-1EA | 需要从国外调货，预计到货时间 2015.04.22 | 3,074.76
Z517453 |  | Aldrich ® cold-finger condenser |  | Joint: ST/NS 29/32 | Z517453-1EA | 需要从国外调货，预计到货时间 2015.04.22 | 3,170.70
Z224774 |  | Aldrich ® condenser for Büchi ® rotary evaporators |  |  | 产品已经停产。联系技术支持
Z103098 |  | Aldrich ® dry ice condenser |  | Joint: ST/NS 24/40 | Z103098-1EA | 需要从国外调货，预计到货时间 2015.04.22 | 7,540.65
Z117242 |  | Aldrich ® dry ice condenser for Büchi ® rotary evaporators |  | with hose barb | Z117242-1EA | 需要从国外调货，预计到货时间 2015.04.22 | 5,550.48
Z422282 |  | Aldrich ® dry ice condenser for Büchi ® rotary evaporators |  | with glass stopcock | Z422282-1EA | 需要从国外调货，预计到货时间 2015.04.22 | 7,359.30
Z152447 |  | Aldrich ® dry ice condenser for Büchi ® rotary evaporators |  | with feed tube | Z152447-1EA | 需要从国外调货，预计到货时间 2015.04.22 | 10,225.80
Z517232 |  | Aldrich ® jacketed Friedrichs coil condenser |  | Overall H 260 mm, Joint: ST/NS 24/40 | Z517232-1EA | 需要从国外调货，预计到货时间 2015.04.22 | 10,857.60
Z517240 |  | Aldrich ® jacketed Friedrichs coil condenser |  | Overall H 260 mm, Joint: ST/NS 29/32 | Z517240-1EA | 需要从国外调货，预计到货时间 2015.04.22 | 3,573.18
Z517259 |  | Aldrich ® jacketed Friedrichs coil condenser |  | Overall H 410 mm, Joint: ST/NS 24/40 | Z517259-1EA | 需要从国外调货，预计到货时间 2015.04.22 | 7,762.95
Z517267 |  | Aldrich ® jacketed Friedrichs coil condenser |  | Overall H 410 mm, Joint: ST/NS 29/32 | Z517267-1EA | 需要从国外调货，预计到货时间 2015.04.22 | 6,768.45
Z552410 |  | Aldrich ® high-efficiency Friedrichs reflux condenser |  | Joint: ST/NS 24/40 | Z552410-1EA | 需要从国外调货，预计到货时间 2015.04.22 | 5,028.66
Z552623 |  | Aldrich ® high-efficiency Friedrichs reflux condenser |  | SafetyBarb ® connectors, Joint: ST/NS 24/40 | Z552623-1EA | 需要从国外调货，预计到货时间 2015.04.22 | 5,185.44
Z552429 |  | Aldrich ® high-efficiency Friedrichs reflux condenser |  | Joint: ST/NS 29/32 | Z552429-1EA | 需要从国外调货，预计到货时间 2015.04.22 | 2,848.95
Z552631 |  | Aldrich ® high-efficiency Friedrichs reflux condenser |  | SafetyBarb ® connectors, Joint: ST/NS 29/32 | Z552631-1EA | 需要从国外调货，预计到货时间 2015.04.22 | 3,436.29
Z531367 |  | Aldrich ® Graham condenser |  | Overall H 100 mm, Joint: ST/NS 14/20 | Z531367-1EA | 需要从国外调货，预计到货时间 2015.04.22 | 1,618.11
Z531375 |  | Aldrich ® Graham condenser |  | Overall H 200 mm, Joint: ST/NS 14/20 | Z531375-1EA | 需要从国外调货，预计到货时间 2015.04.22 | 1,681.29
Z531383 |  | Aldrich ® Graham condenser |  | Overall H 200 mm, Joint: ST/NS 24/40 | Z531383-1EA | 需要从国外调货，预计到货时间 2015.04.22 | 2,294.37
Z531405 |  | Aldrich ® Graham condenser |  | Overall H 300 mm, Joint: ST/NS 14/20 | Z531405-1EA | 需要从国外调货，预计到货时间 2015.04.22 | 2,844.27
Z531413 |  | Aldrich ® Graham condenser |  | Overall H 300 mm, Joint: ST/NS 24/40 | 价格与库存信息目前不能提供有问题？联系人技术支持
Z531448 |  | Aldrich ® Graham condenser |  | Overall H 400 mm, Joint: ST/NS 24/40 | 价格与库存信息目前不能提供有问题？联系人技术支持
Z531456 |  | Aldrich ® Graham condenser |  | Overall H 400 mm, Joint: ST/NS 29/32 | Z531456-1EA-A | 需要从国外调货，预计到货时间 2015.04.22 | 2,039.31
Z531472 |  | Aldrich ® Graham condenser |  | Overall H 500 mm, Joint: ST/NS 29/32 | Z531472-1EA | 需要从国外调货，预计到货时间 2015.04.22 | 2,475.72
Z531472 |  | Aldrich ® Graham condenser |  | Overall H 500 mm, Joint: ST/NS 29/32 | 产品Z531472已经停产；但是尚有库存。请从以下尚有库存的包装规格中选择。
Z531480 |  | Aldrich ® Graham condenser |  | Overall H 600 mm, Joint: ST/NS 24/40 | Z531480-1EA | 需要从国外调货，预计到货时间 2015.04.22 | 2,729.61
Z531499 |  | Aldrich ® Graham condenser |  | Overall H 600 mm, Joint: ST/NS 29/32 | Z531499-1EA | 需要从国外调货，预计到货时间 2015.04.22 | 5,417.10
Z552399 |  | Aldrich ® high-efficiency Liebig reflux condenser |  | Joint: ST/NS 24/40, Glass barbs | Z552399-1EA | 需要从国外调货，预计到货时间 2015.04.22 | 4,089.15
Z552593 |  | Aldrich ® high-efficiency Liebig reflux condenser |  | ® connectors, Joint: ST/NS 24/40 | Z552593-1EA | 需要从国外调货，预计到货时间 2015.04.22 | 3,107.52
Z410411 |  | Aldrich ® Airflux condenser apparatus |  | Airflux size size S, Joint: ST/NS 29/32 | Z410411-1EA | 需要从国外调货，预计到货时间 2015.04.22 | 10,705.50
Z214485 |  | Aldrich ® modified Davies condenser |  | jacket L 250 mm, Joint: ST/NS 24/40 | Z214485-1EA | 需要从国外调货，预计到货时间 2015.04.22 | 6,990.75
Z517461 |  | Aldrich ® modified Davies condenser |  | jacket L 250 mm, Joint: ST/NS 29/32 | Z517461-1EA | 需要从国外调货，预计到货时间 2015.04.22 | 4,006.08
Z214825 |  | Aldrich ® modified Davies condenser |  | jacket L 400 mm, Joint: ST/NS 24/40 | Z214825-1EA | 需要从国外调货，预计到货时间 2015.04.22 | 4,888.26
Z517488 |  | Aldrich ® modified Davies condenser |  | jacket L 400 mm, Joint: ST/NS 29/32 | Z517488-1EA | 需要从国外调货，预计到货时间 2015.04.22 | 4,888.26
Z517151 |  | Aldrich ® modified Friedrichs condenser |  | jacket O.D. 37 mm, Overall H 160 mm, Joint: ST/NS 14/20 | Z517151-1EA | 需要从国外调货，预计到货时间 2015.04.22 | 14,145.30
Z517178 |  | Aldrich ® modified Friedrichs condenser |  | jacket O.D. 37 mm, Overall H 270 mm, Joint: ST/NS 24/40 | Z517178-1EA | 需要从国外调货，预计到货时间 2015.04.22 | 7,587.45
Z517216 |  | Aldrich ® modified Friedrichs condenser |  | jacket O.D. 54 mm, Overall H 300 mm, Joint: ST/NS 24/40 | Z517216-1EA | 需要从国外调货，预计到货时间 2015.04.22 | 5,825.43
Z517194 |  | Aldrich ® modified Friedrichs condenser |  | jacket O.D. 37 mm, Overall H 420 mm, Joint: ST/NS 24/40 | Z517194-1EA | 需要从国外调货，预计到货时间 2015.04.22 | 2,785.77
Z553581 |  | Aldrich ® modified Friedrichs condenser with SafetyBarb ® tubing connectors |  | jacket O.D. 37 mm, overall H 270 mm | Z553581-1EA | 需要从国外调货，预计到货时间 2015.04.22 | 3,285.36
Z553646 |  | Aldrich ® modified Friedrichs condenser with SafetyBarb ® tubing connectors |  | jacket O.D. 37 mm, overall H 420 mm | Z553646-1EA | 需要从国外调货，预计到货时间 2015.04.22 | 4,346.55
Z553654 |  | Aldrich ® modified Friedrichs condenser with SafetyBarb ® tubing connectors |  | jacket O.D. 54 mm, overall H 300 mm | Z553654-1EA | 需要从国外调货，预计到货时间 2015.04.22 | 3,157.83
Z530948 |  | Aldrich ® Liebig condenser |  | Overall H 60 mm, Joint: ST/NS 14/20 | Z530948-1EA | 需要从国外调货，预计到货时间 2015.04.22 | 697.32
Z530956 |  | Aldrich ® Liebig condenser |  | Overall H 100 mm, Joint: ST/NS 14/20 | Z530956-1EA | 需要从国外调货，预计到货时间 2015.04.22 | 741.78
Z122416 |  | Aldrich ® Liebig condenser |  | Overall H 200 mm, Joint: ST/NS 14/20 | Z122416-1EA | 需要从国外调货，预计到货时间 2015.04.22 | 886.86
Z530964 |  | Aldrich ® Liebig condenser |  | Overall H 200 mm, Joint: ST/NS 24/40 | Z530964-1EA | 需要从国外调货，预计到货时间 2015.04.22 | 1,292.85
Z530980 |  | Aldrich ® Liebig condenser |  | Overall H 300 mm, Joint: ST/NS 14/20 | Z530980-1EA | 需要从国外调货，预计到货时间 2015.04.22 | 1,076.40
Z530999 |  | Aldrich ® Liebig condenser |  | Overall H 300 mm, Joint: ST/NS 24/40 | 价格与库存信息目前不能提供有问题？联系人技术支持
Z531006 |  | Aldrich ® Liebig condenser |  | Overall H 300 mm, Joint: ST/NS 29/32 | 产品已经停产。联系技术支持
Z531014 |  | Aldrich ® Liebig condenser |  | Overall H 400 mm, Joint: ST/NS 24/40 | 价格与库存信息目前不能提供有问题？联系人技术支持
Z531056 |  | Aldrich ® Liebig condenser |  | Overall H 600 mm, Joint: ST/NS 24/40 | Z531056-1EA | 需要从国外调货，预计到货时间 2015.04.22 | 1,652.04
Z531065 |  | Aldrich ® Liebig condenser |  | Overall H 600 mm, Joint: ST/NS 29/32 | Z531065-1EA | 需要从国外调货，预计到货时间 2015.04.22 | 1,660.23
Z531065 |  | Aldrich ® Liebig condenser |  | Overall H 600 mm, Joint: ST/NS 29/32 | 产品Z531065已经停产；但是尚有库存。请从以下尚有库存的包装规格中选择。
Z553662 |  | Aldrich ® Liebig condenser with SafetyBarb ® hose connectors |  | Overall L 200 mm | Z553662-1EA | 需要从国外调货，预计到货时间 2015.04.22 | 904.41
Z553670 |  | Aldrich ® Liebig condenser with SafetyBarb ® hose connectors |  | Overall L 300 mm | Z553670-1EA | 需要从国外调货，预计到货时间 2015.04.22 | 1,174.68
Z303178 |  | Quickfit ® Liebig condenser |  | L 200 mm, Joint: ST/NS 19/26 | Z303178-1EA | 需要从国外调货，预计到货时间 2015.04.22 | 746.46
Z303232 |  | Quickfit ® Liebig condenser |  | L 400 mm, Joint: ST/NS 29/32 | Z303232-1EA | 需要从国外调货，预计到货时间 2015.04.22 | 907.92
Z115754 |  | Aldrich ® short condenser |  | Joint: ST/NS 24/40, jacket L 175 mm | Z115754-1EA | 需要从国外调货，预计到货时间 2015.04.22 | 2,405.52
Z556882 |  | Aldrich ® West condenser |  | Overall H 110 mm, Joint: ST/NS 14/20 | Z556882-1EA | 需要从国外调货，预计到货时间 2015.04.22 | 898.56
Z556904 |  | Aldrich ® West condenser |  | Overall H 200 mm, Joint: ST/NS 14/20 | Z556904-1EA | 需要从国外调货，预计到货时间 2015.04.22 | 958.23
Z556912 |  | Aldrich ® West condenser |  | Overall H 200 mm, Joint: ST/NS 19/22 | Z556912-1EA | 需要从国外调货，预计到货时间 2015.04.22 | 958.23
Z556920 |  | Aldrich ® West condenser |  | Overall H 200 mm, Joint: ST/NS 24/40 | Z556920-1EA | 需要从国外调货，预计到货时间 2015.04.22 | 1,160.64
Z556939 |  | Aldrich ® West condenser |  | Overall H 250 mm, Joint: ST/NS 24/40 | Z556939-1EA | 需要从国外调货，预计到货时间 2015.04.22 | 1,203.93
Z556947 |  | Aldrich ® West condenser |  | Overall H 250 mm, Joint: ST/NS 29/42 | Z556947-1EA | 需要从国外调货，预计到货时间 2015.04.22 | 918.45
Z556947 |  | Aldrich ® West condenser |  | Overall H 250 mm, Joint: ST/NS 29/42 | 产品Z556947已经停产；但是尚有库存。请从以下尚有库存的包装规格中选择。
Z556955 |  | Aldrich ® West condenser |  | Overall H 300 mm, Joint: ST/NS 24/40 | Z556955-1EA | 需要从国外调货，预计到货时间 2015.04.22 | 1,435.59
Z556971 |  | Aldrich ® West condenser |  | Overall H 400 mm, Joint: ST/NS 24/40 | Z556971-1EA | 需要从国外调货，预计到货时间 2015.04.22 | 2,124.72
Z556998 |  | Aldrich ® West condenser |  | Overall H 400 mm, Joint: ST/NS 29/42 | Z556998-1EA | 需要从国外调货，预计到货时间 2015.04.22 | 1,186.38
Z556998 |  | Aldrich ® West condenser |  | Overall H 400 mm, Joint: ST/NS 29/42 | 产品Z556998已经停产；但是尚有库存。请从以下尚有库存的包装规格中选择。
Z100307 |  | Aldrich ® West condenser w/ Clear-Seal ® joint |  | Joint: ST/NS 19/22, pkg of 1 ea | Z100307-1EA | 需要从国外调货，预计到货时间 2015.04.22 | 1,262.43
Z422274 |  | Aldrich ® triple-jacket coil condenser |  | Joint: ST/NS 24/40 | Z422274-1EA | 需要从国外调货，预计到货时间 2015.04.22 | 25,482.60
Z517445 |  | Aldrich ® triple-jacket coil condenser |  | Joint: ST/NS 29/32 | Z517445-1EA | 需要从国外调货，预计到货时间 2015.04.22 | 25,482.60
Z224979 |  | Aldrich ® super condenser |  | Overall H 320 mm, Joint: ST/NS 24/40 | Z224979-1EA | 需要从国外调货，预计到货时间 2015.04.22 | 11,378.25
Z224987 |  | Aldrich ® super condenser |  | Overall H 370 mm, Joint: ST/NS 24/40 | Z224987-1EA | 需要从国外调货，预计到货时间 2015.04.22 | 11,378.25
Z224995 |  | Aldrich ® super condenser |  | Overall H 410 mm, Joint: ST/NS 24/40 | Z224995-1EA | 需要从国外调货，预计到货时间 2015.04.22 | 11,378.25
Z225002 |  | Aldrich ® super condenser |  | Overall H 510 mm, Joint: ST/NS 24/40 | Z225002-1EA | 需要从国外调货，预计到货时间 2015.04.22 | 11,378.25
Z517429 |  | Aldrich ® super condenser |  | Overall H 410 mm, Joint: ST/NS 29/32 | Z517429-1EA | 需要从国外调货，预计到货时间 2015.04.22 | 11,155.95
Z517437 |  | Aldrich ® super condenser |  | Overall H 510 mm, Joint: ST/NS 29/32 | Z517437-1EA | 需要从国外调货，预计到货时间 2015.04.22 | 11,378.25
Z137510 |  | Aldrich ® Abderhalden drying apparatus replacement parts |  | Desiccant flask | Z137510-1EA | 需要从国外调货，预计到货时间 2015.04.22 | 1,642.68
Z219673 |  | Aldrich ® Abderhalden drying apparatus |  | pkg of 1 ea | 价格与库存信息目前不能提供有问题？联系人技术支持
Z219630 |  | Aldrich ® Abderhalden drying apparatus replacement parts |  | Drying chamber | 价格与库存信息目前不能提供有问题？联系人技术支持
Z219649 |  | Aldrich ® Abderhalden drying apparatus replacement parts |  | Vapor chamber | 产品已经停产。联系技术支持
Z219665 |  | Aldrich ® Abderhalden drying apparatus replacement parts |  | round-bottom boiling flask | 产品已经停产。联系技术支持
Z103187 |  | Aldrich ® large-capacity abderhalden drying apparatus |  | chamber diam. × L 3 in. × 11.5 in., capacity 100 g | Z103187-1EA | 需要从国外调货，预计到货时间 2015.04.22 | 14,753.70
Z116165 |  | Aldrich ® large-capacity Abderhalden drying apparatus replacement parts |  | desiccant chamber | Z116165-1EA | 需要从国外调货，预计到货时间 2015.04.22 | 4,120.74
Z202878 |  | Aldrich ® desiccant jar |  | H × I.D. 6.75 in. × 2 1/2 in., Joint: ST/NS 60/65, borosilicate glass | Z202878-1EA | 需要从国外调货，预计到货时间 2015.04.22 | 3,202.29
D1920 |  | Desiccator |  | I.D. 4 in. (10 cm) | D1920-1EA | 需要从国外调货，预计到货时间 2015.04.22 | 4,522.05
D2045 |  | Desiccator |  | I.D. × O.D. × Overall H 152 mm × 197 mm × 254 mm | D2045-1EA | 需要从国外调货，预计到货时间 2015.04.22 | 4,585.23
D2295 |  | Desiccator |  | I.D. 10 in. (25 cm) | D2295-1EA | 需要从国外调货，预计到货时间 2015.04.22 | 8,453.25
WSPW366025 |  | Wheaton Dry-Seal vacuum desiccator |  | diam. 170 mm | WSPW366025-1EA | 需要从国外调货，预计到货时间 2015.04.23 | 446.94
Z319198 |  | Büchi ® model B-585 distillation flask |  | Rotation drying flask | Z319198-1EA | 需要从国外调货，预计到货时间 2015.04.22 | 5,955.30
Z319910 |  | Büchi ® model B-585 distillation flask |  | Terminal position ball flask | Z319910-1EA | 需要从国外调货，预计到货时间 2015.04.22 | 2,169.18
Z319937 |  | Büchi ® model B-585 distillation flask |  | Terminal position ball flask | Z319937-1EA | 需要从国外调货，预计到货时间 2015.04.22 | 1,578.33
Z319953 |  | Büchi ® model B-585 distillation flask |  | Terminal position ball flask | Z319953-1EA | 需要从国外调货，预计到货时间 2015.04.22 | 3,018.60
Z319929 |  | Büchi ® model B-585 distillation flask |  | Middle position ball flask | Z319929-1EA | 需要从国外调货，预计到货时间 2015.04.22 | 2,620.80
Z319945 |  | Büchi ® model B-585 distillation flask |  | Middle position ball flask | Z319945-1EA | 需要从国外调货，预计到货时间 2015.04.22 | 2,565.81
Z319961 |  | Büchi ® model B-585 distillation flask |  | Middle position ball flask | Z319961-1EA | 需要从国外调货，预计到货时间 2015.04.22 | 2,977.65
Z319244 |  | Cooling device for Büchi ® model B-585 ovens |  | Cooling device | Z319244-1EA | 需要从国外调货，预计到货时间 2015.05.08 | 909.09
Z319244 |  | Cooling device for Büchi ® model B-585 ovens |  | Cooling device | 产品Z319244已经停产；但是尚有库存。请从以下尚有库存的包装规格中选择。
Z319201 |  | Vapor duct for Büchi ® model B-585 ovens |  | 2 × 40 mL balls and vapor duct | Z319201-1EA | 需要从国外调货，预计到货时间 2015.04.22 | 6,885.45
Z319201 |  | Vapor duct for Büchi ® model B-585 ovens |  | 2 × 40 mL balls and vapor duct | 产品Z319201已经停产；但是尚有库存。请从以下尚有库存的包装规格中选择。
Z319228 |  | Vapor duct for Büchi ® model B-585 ovens |  | 3 × 20 mL balls and vapor duct | Z319228-1EA | 需要从国外调货，预计到货时间 2015.04.22 | 9,096.75
Z319988 |  | Vapor duct for Büchi ® model B-585 ovens |  | duct for 10, 20, and 40 mL flasks | Z319988-1EA | 需要从国外调货，预计到货时间 2015.04.22 | 1,042.47
Z401137 |  | Kugelrohr short-path distillation apparatus |  | AC input 115 V | 价格与库存信息目前不能提供有问题？联系人技术支持
Z401145 |  | Kugelrohr short-path distillation apparatus |  | AC input 230 V | 产品已经停产。联系技术支持
Z411760 |  | PTFE-faced silicone septum, 8 mm |  | pack of 50 ea | Z411760-1PAK | 需要从国外调货，预计到货时间 2015.04.22 | 562.77
Z411752 |  | PTFE-faced silicone septum, 32 mm |  | pack of 10 ea | Z411752-1PAK | 需要从国外调货，预计到货时间 2015.04.22 | 441.09
Z100560 |  | Single-bulb ball-tube |  | capacity 10 mL, Joint: ST/NS 14/20, plain | Z100560-1EA | 需要从国外调货，预计到货时间 2015.04.22 | 3,018.60
Z100579 |  | Single-bulb ball-tube |  | capacity 25 mL, Joint: ST/NS 14/20, plain | Z100579-1EA | 需要从国外调货，预计到货时间 2015.04.22 | 1,002.69
Z100587 |  | Single-bulb ball-tube |  | capacity 50 mL, Joint: ST/NS 14/20, plain | Z100587-1EA | 需要从国外调货，预计到货时间 2015.04.22 | 1,095.12
Z100595 |  | Single-bulb ball-tube |  | capacity 100 mL, Joint: ST/NS 14/20, plain | Z100595-1EA | 需要从国外调货，预计到货时间 2015.04.22 | 1,282.32
Z100609 |  | Single-bulb ball-tube |  | capacity 250 mL, Joint: ST/NS 14/20, plain | Z100609-1EA | 需要从国外调货，预计到货时间 2015.04.22 | 1,291.68
Z100617 |  | Single-bulb ball-tube |  | capacity 500 mL, Joint: ST/NS 14/20, plain | Z100617-1EA | 需要从国外调货，预计到货时间 2015.04.22 | 1,339.65
Z101915 |  | Single-bulb ball-tube |  | capacity 250 mL, Joint: ST/NS 24/40, plain | Z101915-1EA | 需要从国外调货，预计到货时间 2015.04.22 | 1,290.51
Z101923 |  | Single-bulb ball-tube |  | capacity 500 mL, Joint: ST/NS 24/40, plain | Z101923-1EA | 需要从国外调货，预计到货时间 2015.04.22 | 1,448.46
Z101931 |  | Single-bulb ball-tube |  | capacity 1,000 mL, Joint: ST/NS 24/40, plain | Z101931-1EA | 需要从国外调货，预计到货时间 2015.04.22 | 1,602.90
Z174300 |  | Single-bulb ball-tube |  | capacity 2,000 mL, Joint: ST/NS 24/40, plain | Z174300-1EA | 需要从国外调货，预计到货时间 2015.04.22 | 1,554.93
Z219746 |  | Single-bulb ball-tube |  | capacity 10 mL, Joint: ST/NS 14/20, w/drip-tip | Z219746-1EA | 需要从国外调货，预计到货时间 2015.04.22 | 927.81
Z219754 |  | Single-bulb ball-tube |  | capacity 25 mL, Joint: ST/NS 14/20, w/drip-tip | Z219754-1EA | 需要从国外调货，预计到货时间 2015.04.22 | 999.18
Z219762 |  | Single-bulb ball-tube |  | capacity 50 mL, Joint: ST/NS 14/20, w/drip-tip | Z219762-1EA | 需要从国外调货，预计到货时间 2015.04.22 | 1,084.59
Z219770 |  | Single-bulb ball-tube |  | capacity 100 mL, Joint: ST/NS 14/20, w/drip-tip | Z219770-1EA | 需要从国外调货，预计到货时间 2015.04.22 | 1,210.95
Z219789 |  | Single-bulb ball-tube |  | capacity 250 mL, Joint: ST/NS 14/20, w/drip-tip | Z219789-1EA | 需要从国外调货，预计到货时间 2015.04.22 | 1,276.47
Z219797 |  | Single-bulb ball-tube |  | capacity 500 mL, Joint: ST/NS 14/20, w/drip-tip | Z219797-1EA | 需要从国外调货，预计到货时间 2015.04.22 | 1,326.78
Z219800 |  | Single-bulb ball-tube |  | capacity 250 mL, Joint: ST/NS 24/40, w/drip-tip | Z219800-1EA | 需要从国外调货，预计到货时间 2015.04.22 | 1,381.77
Z219819 |  | Single-bulb ball-tube |  | capacity 500 mL, Joint: ST/NS 24/40, w/drip-tip | Z219819-1EA | 需要从国外调货，预计到货时间 2015.04.22 | 1,498.77
Z219827 |  | Single-bulb ball-tube |  | capacity 1,000 mL, Joint: ST/NS 24/40, w/drip-tip | Z219827-1EA | 需要从国外调货，预计到货时间 2015.04.22 | 1,518.66
Z219835 |  | Single-bulb ball-tube |  | capacity 2,000 mL, Joint: ST/NS 24/40, w/drip-tip | 产品已经停产。联系技术支持
Z219843 |  | Single-bulb ball-tube |  | capacity 4,000 mL, Joint: ST/NS 24/40, w/drip-tip | 产品已经停产。联系技术支持
Z100625 |  | Closing cap for male-joint |  | Joint: ST/NS 14/20 | Z100625-1EA | 需要从国外调货，预计到货时间 2015.04.22 | 470.34
Z100528 |  | Straight tube |  | Joint: ST/NS 14/20 | Z100528-1EA | 需要从国外调货，预计到货时间 2015.04.22 | 449.28
Z158380 |  | Ace jacketed short-path distillation apparatus |  | Still body, plain | Z158380-1EA | 需要从国外调货，预计到货时间 2015.04.22 | 8,178.30
Z158399 |  | Ace jacketed short-path distillation apparatus |  | Still body, with Vigreux indents | 价格与库存信息目前不能提供有问题？联系人技术支持
Z158364 |  | Jacketed still body, plain |  | fits Ace jacketed short-path distillation apparatus | Z158364-1EA | 需要从国外调货，预计到货时间 2015.04.22 | 5,303.61
Z158372 |  | Jacketed still body, with Vigreux indents |  | fits Ace jacketed short path distillation apparatus | Z158372-1EA | 需要从国外调货，预计到货时间 2015.04.22 | 5,553.99
Z174440 |  | Aldrich ® short-path distillation apparatus |  | Standard head | Z174440-1EA | 需要从国外调货，预计到货时间 2015.04.22 | 6,821.10
Z247820 |  | Aldrich ® short-path distillation apparatus |  | Jacketed head | Z247820-1EA | 需要从国外调货，预计到货时间 2015.04.22 | 10,565.10
Z174475 |  | Gas-inlet adapter for short-path distillation |  |  | Z174475-1EA | 需要从国外调货，预计到货时间 2015.04.22 | 531.18
Z174467 |  | Gas-inlet tube for short-path distillation apparatus |  |  | Z174467-1EA | 需要从国外调货，预计到货时间 2015.04.22 | 152.10
Z247839 |  | Jacketed head for short path distillation apparatus |  |  | Z247839-1EA | 需要从国外调货，预计到货时间 2015.04.22 | 6,633.90
Z174491 |  | Receiver flask, 50 mL for short-path distillation apparatus |  | pkg of 1 ea | Z174491-1EA | 需要从国外调货，预计到货时间 2015.04.22 | 952.38
Z174459 |  | Standard head for short-path distillation apparatus |  |  | Z174459-1EA | 需要从国外调货，预计到货时间 2015.04.22 | 3,653.91
Z174483 |  | Two-neck flask, 100 mL, for short-path distillation apparatus |  |  | Z174483-1EA | 需要从国外调货，预计到货时间 2015.04.22 | 728.91
Z405531 |  | Two-neck flask, 250 mL, for short-path distillation apparatus |  |  | Z405531-1EA | 需要从国外调货，预计到货时间 2015.04.22 | 1,002.69
Z174513 |  | Aldrich ® micro short-path distillation apparatus |  | Standard head | Z174513-1EA | 需要从国外调货，预计到货时间 2015.04.22 | 11,600.55
Z247766 |  | Aldrich ® micro short-path distillation apparatus |  | Jacketed head | Z247766-1EA | 需要从国外调货，预计到货时间 2015.04.22 | 12,214.80
Z174548 |  | Cow receiver for Aldrich ® micro short-path distillation apparatus |  | Joint: threaded 14/20 | Z174548-1EA | 需要从国外调货，预计到货时间 2015.04.22 | 1,828.71
Z174564 |  | Distillation flask for Aldrich ® micro short-path distillation apparatus |  | capacity 10 mL | Z174564-1EA | 需要从国外调货，预计到货时间 2015.04.22 | 780.39
Z247774 |  | Jacketed head for Aldrich ® micro short-path distillation apparatus |  | pkg of 1 ea | Z247774-1EA | 需要从国外调货，预计到货时间 2015.04.22 | 8,441.55
Z174556 |  | Recover flask for Aldrich ® micro short-path distillation apparatus |  | capacity 5 mL | Z174556-1EA | 需要从国外调货，预计到货时间 2015.04.22 | 459.81
Z174521 |  | Standard head for Aldrich ® micro short-path distillation apparatus |  | pkg of 1 ea | Z174521-1EA | 需要从国外调货，预计到货时间 2015.04.22 | 5,768.10
Z202525 |  | Aldrich ® solvent-still-head apparatus |  | flask capacity 250 mL | 产品已经停产。联系技术支持
Z147893 |  | Aldrich ® solvent-still-head apparatus |  | head capacity 500 mL | Z147893-1EA | 需要从国外调货，预计到货时间 2015.04.22 | 15,034.50
Z147915 |  | Aldrich ® solvent-still-head apparatus |  | head capacity 1,000 mL | Z147915-1EA | 需要从国外调货，预计到货时间 2015.04.22 | 15,537.60
Z250325 |  | Aldrich ® azeotropic distillation apparatus |  | joint Joint: threaded 14/20 | Z250325-1EA | 需要从国外调货，预计到货时间 2015.04.22 | 7,722.00
Z202835 |  | Solvent still heads |  | capacity 250 mL, bottom Joint: ST/NS 24/40 | Z202835-1EA | 需要从国外调货，预计到货时间 2015.04.22 | 7,493.85
Z202843 |  | Solvent still heads |  | capacity 500 mL, Joint: ST/NS 24/40 | Z202843-1EA | 需要从国外调货，预计到货时间 2015.04.22 | 7,552.35
Z202851 |  | Solvent still heads |  | capacity 1,000 mL, Joint: ST/NS 24/40 | Z202851-1EA | 需要从国外调货，预计到货时间 2015.04.22 | 7,581.60
Z137383 |  | Ace Trubore ® 3-piece glass stirrer bearing |  | Joint: ST/NS 19/22, fits shaft o.d., 6 mm | Z137383-1EA | Only 1 left in stock (more on the way) - 详 库存详情： Z137383-1EA Only 1 left in stock (more on the way) 1 国内现货或即将上架，预计发货 从 Shanghai 2015.04.05 | 1,209.78
Z125997 |  | Ace Trubore ® 3-piece glass stirrer bearing |  | Joint: ST/NS 24/40, fits shaft o.d., 10 mm | Z125997-1EA | Only 1 left in stock (more on the way) - 详 库存详情： Z125997-1EA Only 1 left in stock (more on the way) 1 国内现货或即将上架，预计发货 从 Shanghai 2015.04.05 | 1,162.98
Z126004 |  | Ace Trubore ® 3-piece glass stirrer bearing |  | Joint: ST/NS 29/42, fits shaft o.d., 10 mm | Z126004-1EA | Only 1 left in stock (more on the way) - 详 库存详情： Z126004-1EA Only 1 left in stock (more on the way) 1 国内现货或即将上架，预计发货 从 Shanghai 2015.04.05 | 1,192.23
Z154350 |  | Ace Trubore ® 3-piece glass stirrer bearing |  | Joint: ST/NS 45/50, fits shaft o.d., 10 mm | Z154350-1EA | Only 1 left in stock (more on the way) - 详 库存详情： Z154350-1EA Only 1 left in stock (more on the way) 1 国内现货或即将上架，预计发货 从 Shanghai 2015.04.05 | 1,421.55
Z136956 |  | Compression saddle for Ace Trubore ® glass bearing |  | fits shaft o.d., 10 mm | Z136956-1EA | 需要从国外调货，预计到货时间 2015.04.22 | 149.76
Z411647 |  | Compression saddle for Ace Trubore ® glass bearing |  | fits shaft o.d., 19 mm | Z411647-1EA | 需要从国外调货，预计到货时间 2015.04.22 | 222.30
Z154644 |  | Inner bearing for Ace Trubore ® glass bearing |  | fits shaft o.d., 6 mm | Z154644-1EA | Only 1 left in stock (more on the way) - 详 库存详情： Z154644-1EA Only 1 left in stock (more on the way) 1 国内现货或即将上架，预计发货 从 Shanghai 2015.04.05 | 445.77
Z154342 |  | Inner bearing for Ace Trubore ® glass bearing |  | fits shaft o.d., 10 mm | Z154342-1EA | Only 1 left in stock (more on the way) - 详 库存详情： Z154342-1EA Only 1 left in stock (more on the way) 1 国内现货或即将上架，预计发货 从 Shanghai 2015.04.05 | 369.72
Z125970 |  | Threaded adapter for Ace Trubore ® glass bearing |  | Joint: ST/NS 24/40 | Z125970-1EA | Only 1 left in stock (more on the way) - 详 库存详情： Z125970-1EA Only 1 left in stock (more on the way) 1 国内现货或即将上架，预计发货 从 Shanghai 2015.04.05 | 420.03
Z125989 |  | Threaded adapter for Ace Trubore ® glass bearing |  | Joint: ST/NS 29/42 | Z125989-1EA | Only 1 left in stock (more on the way) - 详 库存详情： Z125989-1EA Only 1 left in stock (more on the way) 1 国内现货或即将上架，预计发货 从 Shanghai 2015.04.05 | 449.28
Z400483 |  | Ace Trubore ® glass stirrer assembly |  | Joint: ST/NS 24/40, for flask size, 250 ‑ 500 mL | Z400483-1EA | 需要从国外调货，预计到货时间 2015.04.22 | 1,845.09
Z400491 |  | Ace Trubore ® glass stirrer assembly |  | Joint: ST/NS 29/42, for flask size, 500 ‑ 1,000 mL | Z400491-1EA | 需要从国外调货，预计到货时间 2015.04.22 | 1,898.91
Z400505 |  | Ace Trubore ® glass stirrer assembly |  | Joint: ST/NS 29/42, for flask size, 2,000 ‑ 3,000 mL | Z400505-1EA | 需要从国外调货，预计到货时间 2015.04.22 | 1,876.68
Z400513 |  | Ace Trubore ® glass stirrer assembly |  | Joint: ST/NS 45/50, for flask size, 5,000 ‑ 12,000 mL | Z400513-1EA | 需要从国外调货，预计到货时间 2015.04.22 | 2,285.01
Z154598 |  | Ace Trubore ® stirrer bearing |  | Joint: ST/NS 14/20, fits shaft o.d., 5 mm | Z154598-1EA | 需要从国外调货，预计到货时间 2015.04.22 | 630.63
Z154601 |  | Ace Trubore ® stirrer bearing |  | Joint: ST/NS 14/20, fits shaft o.d., 6 mm | Z154601-1EA | 需要从国外调货，预计到货时间 2015.04.22 | 649.35
Z154628 |  | Ace Trubore ® stirrer bearing |  | Joint: ST/NS 19/22, fits shaft o.d., 6 mm | Z154628-1EA | 需要从国外调货，预计到货时间 2015.04.22 | 676.26
Z154288 |  | Ace Trubore ® stirrer bearing |  | Joint: ST/NS 19/22, fits shaft o.d., 10 mm | Z154288-1EA | 需要从国外调货，预计到货时间 2015.04.22 | 987.48
Z125911 |  | Ace Trubore ® stirrer bearing |  | Joint: ST/NS 24/40, fits shaft o.d., 10 mm | Z125911-1EA | 需要从国外调货，预计到货时间 2015.04.22 | 1,001.52
Z125938 |  | Ace Trubore ® stirrer bearing |  | Joint: ST/NS 29/42, fits shaft o.d., 10 mm | Z125938-1EA | 需要从国外调货，预计到货时间 2015.04.22 | 1,008.54
Z154296 |  | Ace Trubore ® stirrer bearing |  | Joint: ST/NS 45/50, fits shaft o.d., 10 mm | Z154296-1EA | 需要从国外调货，预计到货时间 2015.04.22 | 1,082.25
Z154318 |  | Ace Trubore ® stirrer bearing |  | Joint: ST/NS 35/25, fits shaft o.d., 10 mm | Z154318-1EA | 需要从国外调货，预计到货时间 2015.04.22 | 1,038.96
Z154326 |  | Ace Trubore ® stirrer bearing |  | Joint: ST/NS 19/22, fits shaft o.d., 10 mm | Z154326-1EA | 需要从国外调货，预计到货时间 2015.04.22 | 1,064.70
Z125954 |  | Ace Trubore ® stirrer bearing |  | Joint: ST/NS 24/40, fits shaft o.d., 10 mm | Z125954-1EA | 需要从国外调货，预计到货时间 2015.04.22 | 1,070.55
Z125962 |  | Ace Trubore ® stirrer bearing |  | Joint: ST/NS 29/42, fits shaft o.d., 10 mm | Z125962-1EA | 需要从国外调货，预计到货时间 2015.04.22 | 1,130.22
Z154407 |  | Ace Trubore ® PTFE 4-piece stirrer bearing |  | Joint: ST/NS 24/40, fits shaft o.d., 10 mm | Z154407-1EA | 需要从国外调货，预计到货时间 2015.04.22 | 1,504.62
Z154415 |  | Ace Trubore ® PTFE 4-piece stirrer bearing |  | Joint: ST/NS 45/50, fits shaft o.d., 10 mm | Z154415-1EA | 需要从国外调货，预计到货时间 2015.04.22 | 1,807.65
Z555614 |  | Ace Trubore ® PTFE 4-piece stirrer bearing |  | Joint: ST/NS 34/45, fits shaft o.d., 10 mm | Z555614-1EA | 需要从国外调货，预计到货时间 2015.04.22 | 1,619.28
Z154458 |  | Ace Trubore ® PTFE 4-piece stirrer bearing |  | Joint: ST/NS 45/50, fits shaft o.d., 19 mm | Z154458-1EA | 需要从国外调货，预计到货时间 2015.04.22 | 3,618.81
Z154393 |  | Ace Trubore ® PTFE bearing replacement parts |  | Inner bearing, fits shaft o.d., 10 mm, PTFE | Z154393-1EA | Only 1 left in stock (more on the way) - 详 库存详情： Z154393-1EA Only 1 left in stock (more on the way) 1 国内现货或即将上架，预计发货 从 Shanghai 2015.04.05 | 418.86
Z154431 |  | Ace Trubore ® PTFE bearing replacement parts |  | Inner bearing, fits shaft o.d., 19 mm, PTFE | Z154431-1EA | 需要从国外调货，预计到货时间 2015.04.22 | 1,122.03
Z400521 |  | Ace Trubore ® PTFE stirrer assembly |  | Joint: ST/NS 24/40, for flask size, 250 ‑ 500 mL | Z400521-1EA | 需要从国外调货，预计到货时间 2015.04.22 | 2,393.82
Z400548 |  | Ace Trubore ® PTFE stirrer assembly |  | Joint: ST/NS 29/42, for flask size, 500 ‑ 1,000 mL | Z400548-1EA | 需要从国外调货，预计到货时间 2015.04.22 | 2,466.36
Z400556 |  | Ace Trubore ® PTFE stirrer assembly |  | Joint: ST/NS 29/42, for flask size, 2,000 ‑ 3,000 mL | Z400556-1EA | 需要从国外调货，预计到货时间 2015.04.22 | 2,519.01
Z400564 |  | Ace Trubore ® PTFE stirrer assembly |  | Joint: ST/NS 45/50, for flask size, 5,000 ‑ 12,000 mL | Z400564-1EA | 需要从国外调货，预计到货时间 2015.04.22 | 2,868.84
Z126039 |  | ACE Stir-Lube ® stirrer lubricant |  | 1 oz or 4 oz sizes | Z126039-1OZ | 需要从国外调货，预计到货时间 2015.04.22 | 272.61
Z126039 |  | ACE Stir-Lube ® stirrer lubricant |  | 1 oz or 4 oz sizes | Z126039-4OZ | 需要从国外调货，预计到货时间 2015.04.22 | 872.82
Z684600 |  | Ace stirrer bearing, mechanical seal |  | for 10 mm shaft, male Joint: ST/NS 24/40 | Z684600-1EA | 需要从国外调货，预计到货时间 2015.04.23 | 7,821.45
Z684619 |  | Ace stirrer bearing, mechanical seal |  | for 10 mm shaft, male Joint: ST/NS 29/32 | Z684619-1EA | 需要从国外调货，预计到货时间 2015.04.23 | 9,126.00
Z684627 |  | Ace stirrer bearing, mechanical seal |  | for 10 mm shaft, #15 Ace-Thred | Z684627-1EA | 需要从国外调货，预计到货时间 2015.04.23 | 8,523.45
Z684635 |  | Ace stirrer bearing, mechanical seal |  | for 10 mm shaft, #25 Ace-Thred | Z684635-1EA | 需要从国外调货，预计到货时间 2015.04.23 | 8,780.85
Z684643 |  | Ace stirrer bearing, mechanical seal |  | for 19 mm shaft, male Joint: ST/NS 45/50 | Z684643-1EA | 需要从国外调货，预计到货时间 2015.04.23 | 8,605.35
Z684651 |  | Ace stirrer bearing, mechanical seal |  | for 28 mm shaft, male Joint: ST/NS 45/50 | Z684651-1EA | 需要从国外调货，预计到货时间 2015.04.23 | 9,541.35
Z154377 |  | Ace Trubore ® water-cooled stirrer bearing |  | Joint: ST/NS 45/50 | Z154377-1EA | 需要从国外调货，预计到货时间 2015.04.22 | 3,094.65
Z191388 |  | Adjustable Jacobs ® chuck |  | Fits 3/8 in. diam. motor shaft | Z191388-1EA | 需要从国外调货，预计到货时间 2015.04.22 | 883.35
Z136778 |  | Flex-Grip ® stirrer chuck |  | fits shaft o.d., 6 mm | Z136778-1EA | 需要从国外调货，预计到货时间 2015.04.22 | 504.27
Z136786 |  | Flex-Grip ® stirrer chuck |  | fits shaft o.d., 10 mm | Z136786-1EA | 需要从国外调货，预计到货时间 2015.04.22 | 590.85
Z136794 |  | Flex-Grip ® stirrer chuck |  | fits shaft o.d., 19 mm | Z136794-1EA | 需要从国外调货，预计到货时间 2015.04.22 | 2,047.50
Z258989 |  | Flexible stirrer shaft |  | L 91.4 cm (36 in.) , overall | Z258989-1EA | Only 1 left in stock (more on the way) - 详 库存详情： Z258989-1EA Only 1 left in stock (more on the way) 1 国内现货或即将上架，预计发货 从 Shanghai 2015.04.05 | 2,798.64
Z258997 |  | Flexible stirrer shaft |  | L 152.4 cm (60 in.) , overall | Z258997-1EA | Only 1 left in stock (more on the way) - 详 库存详情： Z258997-1EA Only 1 left in stock (more on the way) 1 国内现货或即将上架，预计发货 从 Shanghai 2015.04.05 | 3,417.57
Z259004 |  | Flexible stirrer shaft |  | Adapter | Z259004-1EA | Only 1 left in stock (more on the way) - 详 库存详情： Z259004-1EA Only 1 left in stock (more on the way) 1 国内现货或即将上架，预计发货 从 Shanghai 2015.04.05 | 228.15
Z217514 |  | Flexible stirrer shaft coupling |  | for motor shaft O.D., 1/4 in., for glass shaft O.D., 10 mm | Z217514-1EA | 需要从国外调货，预计到货时间 2015.04.22 | 856.44
Z217522 |  | Flexible stirrer shaft coupling |  | for glass shaft O.D., 10 mm, for motor shaft O.D., 5/16 in. | Z217522-1EA | 需要从国外调货，预计到货时间 2015.04.22 | 871.65
Z217530 |  | Flexible stirrer shaft coupling |  | for glass shaft O.D., 10 mm, for motor shaft O.D., 3/8 in. | Z217530-1EA | 需要从国外调货，预计到货时间 2015.04.22 | 854.10
Z217549 |  | Flexible stirrer shaft coupling |  | for glass shaft O.D., 10 mm, for motor shaft O.D., 1/2 in. | Z217549-1EA | 需要从国外调货，预计到货时间 2015.04.22 | 873.99
Z217557 |  | Flexible stirrer shaft coupling |  | for glass shaft O.D., 19 mm, for motor shaft O.D., 3/8 in. | Z217557-1EA | 需要从国外调货，预计到货时间 2015.04.22 | 1,364.22
Z217565 |  | Flexible stirrer shaft coupling |  | for glass shaft O.D., 19 mm, for motor shaft O.D., 1/2 in. | 产品已经停产。联系技术支持
Z217573 |  | Flexible stirrer shaft coupling |  | for glass shaft O.D., 19 mm, for motor shaft O.D., 5/8 in. | 产品已经停产。联系技术支持
Z217581 |  | Flexible stirrer shaft coupling |  | for glass shaft O.D., 19 mm, for motor shaft O.D., 3/4 in. | 产品已经停产。联系技术支持
440604 |  | 矿物油 | Flexible stirrer shaft lubricant, mineral oil | 1 ea of 31 g | 价格与库存信息目前不能提供有问题？联系人技术支持
Z684910 |  | Ace mixing baffle |  | shaft O.D. × L 10 mm × 310 mm, fits #11 Ace-Thred ™ adapter, glass | Z684910-1EA | 需要从国外调货，预计到货时间 2015.04.23 | 831.87
Z684929 |  | Ace mixing baffle |  | shaft O.D. × L 10 mm × 440 mm, fits #11 Ace-Thred ™ adapter with 24/40 joint, glass | Z684929-1EA | 需要从国外调货，预计到货时间 2015.04.23 | 926.64
Z684937 |  | Ace mixing baffle |  | shaft O.D. × L 12.7 mm × 465 mm, fits #15 Ace-Thred ™ adapter, glass | Z684937-1EA | 需要从国外调货，预计到货时间 2015.04.23 | 1,501.11
Z684945 |  | Ace mixing baffle |  | shaft O.D. × L 12.7 mm × 600 mm, fits #15 Ace-Thred ™ adapter, glass | Z684945-1EA | 需要从国外调货，预计到货时间 2015.04.23 | 1,550.25
Z684953 |  | Ace mixing baffle |  | shaft O.D. × L 6.4 mm × 327 mm, fits #7 Ace-Thred ™ adapter, PTFE | Z684953-1EA | 需要从国外调货，预计到货时间 2015.04.23 | 5,741.19
Z684961 |  | Ace mixing baffle |  | shaft O.D. × L 10 mm × 330 mm, fits #11 Ace-Thred ™ adapter, PTFE | Z684961-1EA | 需要从国外调货，预计到货时间 2015.04.23 | 6,423.30
Z684988 |  | Ace mixing baffle |  | shaft O.D. × L 13 mm × 380 mm, fits #15 Ace-Thred ™ adapter, PTFE | Z684988-1EA | 需要从国外调货，预计到货时间 2015.04.23 | 9,828.00
Z685003 |  | Ace mixing baffle |  | shaft O.D. × L 25 mm × 610 mm, fits #25 Ace-Thred ™ adapter, PTFE | Z685003-1EA | 需要从国外调货，预计到货时间 2015.04.23 | 11,296.35
Z684996 |  | Ace mixing baffle |  | shaft O.D. × L 13 mm × 550 mm, fits #15 Ace-Thred ™ adapter, PTFE | Z684996-1EA | 需要从国外调货，预计到货时间 2015.04.23 | 10,863.45
Z136735 |  | Ace polished shaft |  | diam. × L 10 mm × 580 mm, with button | Z136735-1EA | 需要从国外调货，预计到货时间 2015.04.22 | 774.54
Z508543 |  | Ace polished shaft |  | diam. × L 10 mm × 690 mm, with button | Z508543-1EA | 需要从国外调货，预计到货时间 2015.04.22 | 809.64
Z508578 |  | Ace polished shaft |  | diam. × L 19 mm × 700 mm, with button | Z508578-1EA | 需要从国外调货，预计到货时间 2015.04.22 | 2,556.45
Z154490 |  | Ace polished shaft |  | diam. × L 19 mm × 1200 mm, with button | Z154490-1EA | 需要从国外调货，预计到货时间 2015.04.22 | 3,450.33
Z154482 |  | Ace polished shaft |  | diam. × L 10 mm × 580 mm, with button: No | Z154482-1EA | 需要从国外调货，预计到货时间 2015.04.22 | 662.22
Z508551 |  | Ace polished shaft |  | diam. × L 10 mm × 690 mm, with button: No | Z508551-1EA | 需要从国外调货，预计到货时间 2015.04.22 | 689.13
Z154563 |  | Positioning collar |  | PTFE/Glass composite, fits shaft o.d., 10 mm | Z154563-1EA | 需要从国外调货，预计到货时间 2015.04.22 | 332.28
Z154571 |  | Positioning collar |  | PTFE/Glass composite, fits shaft o.d., 19 mm | Z154571-1EA | 需要从国外调货，预计到货时间 2015.04.22 | 493.74
Z154571 |  | Positioning collar |  | PTFE/Glass composite, fits shaft o.d., 19 mm | 产品Z154571已经停产；但是尚有库存。请从以下尚有库存的包装规格中选择。
Z154660 |  | Ace precision-ground shaft |  | diam. × L 5 mm × 318 mm | Z154660-1EA | 需要从国外调货，预计到货时间 2015.04.22 | 477.36
Z137375 |  | Ace precision-ground shaft |  | diam. × L 6 mm × 318 mm | Z137375-1EA | 需要从国外调货，预计到货时间 2015.04.22 | 500.76
Z126012 |  | Ace precision-ground shaft |  | diam. × L 10 mm × 440 mm | Z126012-1EA | 需要从国外调货，预计到货时间 2015.04.22 | 521.82
Z126020 |  | Ace precision-ground shaft |  | diam. × L 10 mm × 580 mm | Z126020-1EA | 需要从国外调货，预计到货时间 2015.04.22 | 576.81
Z508608 |  | Ace precision-ground shaft |  | diam. × L 10 mm × 690 mm | Z508608-1EA | 需要从国外调货，预计到货时间 2015.04.22 | 604.89
Z163007 |  | Ace precision-ground, solid-glass shaft |  | diam. × L 10 mm × 440 mm | Z163007-1EA | 需要从国外调货，预计到货时间 2015.04.22 | 712.53
Z163015 |  | Ace precision-ground, solid-glass shaft |  | diam. × L 10 mm × 580 mm | Z163015-1EA | 需要从国外调货，预计到货时间 2015.04.22 | 734.76
Z154466 |  | ACE PTFE-coated glass shaft |  | diam. × L 10 mm × 44 cm, with button | Z154466-1EA | 需要从国外调货，预计到货时间 2015.04.22 | 1,017.90
Z136727 |  | ACE PTFE-coated steel shaft |  | diam. × L 10 mm × 46 cm | Z136727-1EA | 需要从国外调货，预计到货时间 2015.04.22 | 2,793.96
Z238686 |  | PTFE stirrer shaft |  | shaft diam. 6 mm, L 400 mm | Z238686-1EA | 需要从国外调货，预计到货时间 2015.04.22 | 631.80
Z238694 |  | PTFE stirrer shaft |  | shaft diam. 6 mm, L 500 mm | Z238694-1EA | 需要从国外调货，预计到货时间 2015.04.22 | 925.47
Z566292 |  | PTFE stirrer shaft |  | shaft diam. 8 mm, L 400 mm | Z566292-1EA | 需要从国外调货，预计到货时间 2015.04.22 | 816.66
Z238708 |  | PTFE stirrer shaft |  | shaft diam. 9.5 mm, L 550 mm | Z238708-1EA | 需要从国外调货，预计到货时间 2015.04.22 | 810.81
Z238716 |  | PTFE stirrer shaft |  | shaft diam. 9.5 mm, L 650 mm | Z238716-1EA | 需要从国外调货，预计到货时间 2015.04.22 | 828.36
Z566306 |  | PTFE stirrer shaft |  | shaft diam. 10 mm, L 650 mm | Z566306-1EA | 需要从国外调货，预计到货时间 2015.04.22 | 1,024.92
Z566314 |  | PTFE stirrer shaft |  | shaft diam. 10 mm, L 1,000 mm | Z566314-1EA | 需要从国外调货，预计到货时间 2015.04.22 | 1,471.86
Z566322 |  | PTFE stirrer shaft |  | shaft diam. 12 mm, L 650 mm | Z566322-1EA | 需要从国外调货，预计到货时间 2015.04.22 | 1,678.95
Z566330 |  | PTFE stirrer shaft |  | shaft diam. 12 mm, L 1,000 mm | Z566330-1EA | 需要从国外调货，预计到货时间 2015.04.22 | 1,833.39
Z566349 |  | PTFE stirrer shaft |  | shaft diam. 16 mm, L 750 mm | Z566349-1EA | 需要从国外调货，预计到货时间 2015.04.22 | 2,295.54
Z566349 |  | PTFE stirrer shaft |  | shaft diam. 16 mm, L 750 mm | 产品Z566349已经停产；但是尚有库存。请从以下尚有库存的包装规格中选择。
Z566357 |  | PTFE stirrer shaft |  | shaft diam. 16 mm, L 1,000 mm | Z566357-1EA | 需要从国外调货，预计到货时间 2015.04.22 | 2,459.34
Z566357 |  | PTFE stirrer shaft |  | shaft diam. 16 mm, L 1,000 mm | 产品Z566357已经停产；但是尚有库存。请从以下尚有库存的包装规格中选择。
Z214701 |  | ACE 316 SS stirring shaft |  | for flask size, 250 ‑ 1,000 mL | Z214701-1EA | 需要从国外调货，预计到货时间 2015.04.22 | 2,321.28
Z214728 |  | ACE 316 SS stirring shaft |  | for flask size, 2,000 ‑ 5,000 mL | Z214728-1EA | 需要从国外调货，预计到货时间 2015.04.22 | 2,421.90
Z214736 |  | ACE 316 SS stirring shaft |  | for flask size, 5,000 ‑ 12,000 mL | Z214736-1EA | 需要从国外调货，预计到货时间 2015.04.22 | 2,488.59
Z214744 |  | ACE 304 SS blade |  | W × L 19 mm × 76 mm | Z214744-1EA | Only 1 left in stock (more on the way) - 详 库存详情： Z214744-1EA Only 1 left in stock (more on the way) 1 国内现货或即将上架，预计发货 从 Shanghai 2015.04.05 | 418.86
Z214752 |  | ACE 304 SS blade |  | W × L 23 mm × 113 mm | Z214752-1EA | 需要从国外调货，预计到货时间 2015.04.22 | 416.52
Z214760 |  | ACE 304 SS blade |  | W × L 24 mm × 134 mm | Z214760-1EA | 需要从国外调货，预计到货时间 2015.04.22 | 487.89
Z214779 |  | ACE 304 SS blade |  | W × L 24 mm × 160 mm | Z214779-1EA | 需要从国外调货，预计到货时间 2015.04.22 | 532.35
Z180564 |  | Ace double-arc PTFE stirrer blade |  | W × L 19 mm × 40 mm | Z180564-1EA | 需要从国外调货，预计到货时间 2015.04.22 | 134.55
Z180572 |  | Ace double-arc PTFE stirrer blade |  | W × L 19 mm × 60 mm | Z180572-1EA | 需要从国外调货，预计到货时间 2015.04.22 | 135.72
Z180580 |  | Ace double-arc PTFE stirrer blade |  | W × L 24 mm × 84 mm | Z180580-1EA | 需要从国外调货，预计到货时间 2015.04.22 | 170.82
Z180599 |  | Ace double-arc PTFE stirrer blade |  | W × L 24 mm × 115 mm | Z180599-1EA | 需要从国外调货，预计到货时间 2015.04.22 | 198.90
Z180645 |  | ACE mini-blade |  | fits shaft o.d., 5 mm | Z180645-1EA | 需要从国外调货，预计到货时间 2015.04.22 | 134.55
Z137391 |  | ACE mini-blade |  | fits shaft o.d., 6 mm | Z137391-1EA | 需要从国外调货，预计到货时间 2015.04.22 | 134.55
Z214787 |  | ACE SS turbine |  | size 75 mm | Z214787-1EA | 需要从国外调货，预计到货时间 2015.04.22 | 2,756.52
Z214795 |  | ACE SS turbine |  | size 89 mm | Z214795-1EA | Only 1 left in stock (more on the way) - 详 库存详情： Z214795-1EA Only 1 left in stock (more on the way) 1 国内现货或即将上架，预计发货 从 Shanghai 2015.04.05 | 2,944.89
Z136751 |  | ACE turbine |  | fits shaft o.d., 10 mm, diam. 64 mm | Z136751-1EA | 需要从国外调货，预计到货时间 2015.04.22 | 2,036.97
Z406635 |  | Borosilicate glass stirrer blade |  | W × L 19 mm × 48 mm | Z406635-1EA | 需要从国外调货，预计到货时间 2015.04.22 | 134.55
Z406643 |  | Borosilicate glass stirrer blade |  | W × L 19 mm × 60 mm | Z406643-1EA | 需要从国外调货，预计到货时间 2015.04.22 | 134.55
Z406651 |  | Borosilicate glass stirrer blade |  | W × L 19 mm × 76 mm | Z406651-1EA | Only 2 left in stock (more on the way) - 详 库存详情： Z406651-1EA Only 2 left in stock (more on the way) 1 国内现货或即将上架，预计发货 从 Shanghai 2015.04.05 | 402.48
Z406678 |  | Borosilicate glass stirrer blade |  | W × L 23 mm × 113 mm | Z406678-1EA | Only 2 left in stock (more on the way) - 详 库存详情： Z406678-1EA Only 2 left in stock (more on the way) 1 国内现货或即将上架，预计发货 从 Shanghai 2015.04.05 | 404.82
Z406686 |  | Borosilicate glass stirrer blade |  | W × L 24 mm × 134 mm | Z406686-1EA | Only 2 left in stock (more on the way) - 详 库存详情： Z406686-1EA Only 2 left in stock (more on the way) 1 国内现货或即将上架，预计发货 从 Shanghai 2015.04.05 | 428.22
Z406694 |  | Borosilicate glass stirrer blade |  | W × L 24 mm × 160 mm | Z406694-1EA | Only 2 left in stock (more on the way) - 详 库存详情： Z406694-1EA Only 2 left in stock (more on the way) 1 国内现货或即将上架，预计发货 从 Shanghai 2015.04.05 | 430.56
Z171743 |  | Jiffy mixer |  | blade diam. 1 1/4 in., no. of blades, 1 | Z171743-1EA | 需要从国外调货，预计到货时间 2015.04.24 | 404.82
Z171751 |  | Jiffy mixer |  | no. of blades, 1, blade diam. 2 5/8 in. | Z171751-1EA | 需要从国外调货，预计到货时间 2015.04.24 | 413.01
Z171778 |  | Jiffy mixer |  | blade diam. 2 5/8 in., no. of blades, 1 | 价格与库存信息目前不能提供有问题？联系人技术支持
Z215236 |  | PTFE anchor stirrer shaft |  | shaft diam. 9.5 mm, L 550 mm, blade diam. 100 mm | Z215236-1EA | 需要从国外调货，预计到货时间 2015.04.22 | 1,206.27
Z215260 |  | PTFE anchor stirrer shaft |  | shaft diam. 9.5 mm, L 650 mm, blade diam. 140 mm | Z215260-1EA | 需要从国外调货，预计到货时间 2015.04.22 | 1,346.67
Z238724 |  | PTFE blade for stirrer shafts |  | blade diam. 65 mm | Z238724-1EA | 需要从国外调货，预计到货时间 2015.04.22 | 126.36
Z238732 |  | PTFE blade for stirrer shafts |  | blade diam. 75 mm | Z238732-1EA | 需要从国外调货，预计到货时间 2015.04.22 | 126.36
Z238740 |  | PTFE blade for stirrer shafts |  | blade diam. 105 mm | Z238740-1EA | 需要从国外调货，预计到货时间 2015.04.22 | 126.36
Z238759 |  | PTFE blade for stirrer shafts |  | blade diam. 125 mm | Z238759-1EA | 需要从国外调货，预计到货时间 2015.04.22 | 126.36
Z238767 |  | PTFE blade for stirrer shafts |  | blade diam. 150 mm | Z238767-1EA | 需要从国外调货，预计到货时间 2015.04.22 | 126.36
Z105716 |  | PTFE stirrer blade |  | fits shaft o.d., 10 mm (with button), W 65 mm | Z105716-1EA | 需要从国外调货，预计到货时间 2015.04.22 | 182.52
Z105724 |  | PTFE stirrer blade |  | fits shaft o.d., 10 mm (with button), W 75 mm | Z105724-1EA | 需要从国外调货，预计到货时间 2015.04.22 | 182.52
Z105732 |  | PTFE stirrer blade |  | fits shaft o.d., 10 mm (with button), W 108 mm | Z105732-1EA | 需要从国外调货，预计到货时间 2015.04.22 | 224.64
Z105740 |  | PTFE stirrer blade |  | fits shaft o.d., 10 mm (with button), W 125 mm | Z105740-1EA | 需要从国外调货，预计到货时间 2015.04.22 | 244.53
Z508616 |  | PTFE stirrer blade |  | fits shaft o.d., 10 mm (with button), W 134 mm | Z508616-1EA | 需要从国外调货，预计到货时间 2015.04.22 | 285.48
Z508624 |  | PTFE stirrer blade |  | fits shaft o.d., 10 mm (with button), W 160 mm | Z508624-1EA | 需要从国外调货，预计到货时间 2015.04.22 | 356.85
Z508632 |  | PTFE stirrer blade |  | fits shaft o.d., 19 mm (with button), W × L 35 mm × 150 mm | Z508632-1EA | 需要从国外调货，预计到货时间 2015.04.22 | 845.91
Z508640 |  | PTFE stirrer blade |  | fits shaft o.d., 19 mm (with button), W × L 39 mm × 160 mm | Z508640-1EA | 需要从国外调货，预计到货时间 2015.04.22 | 1,098.63
Z508659 |  | PTFE stirrer blade |  | fits shaft o.d., 19 mm (with button), W × L 54 mm × 200 mm | Z508659-1EA | 需要从国外调货，预计到货时间 2015.04.22 | 1,274.13
Z215279 |  | PTFE centrifugal stirrer shaft |  | shaft diam. 6 mm, L 400 mm | Z215279-1EA | 需要从国外调货，预计到货时间 2015.04.22 | 1,026.09
Z215287 |  | PTFE centrifugal stirrer shaft |  | shaft diam. 6 mm, L 500 mm | Z215287-1EA | 需要从国外调货，预计到货时间 2015.04.22 | 1,038.96
Z215295 |  | PTFE centrifugal stirrer shaft |  | shaft diam. 9.5 mm, L 550 mm | Z215295-1EA | 需要从国外调货，预计到货时间 2015.04.22 | 1,263.60
Z215309 |  | PTFE centrifugal stirrer shaft |  | shaft diam. 9.5 mm, L 650 mm | Z215309-1EA | 需要从国外调货，预计到货时间 2015.04.22 | 1,257.75
Z215155 |  | PTFE screw propeller stirrer shaft |  | shaft diam. 6 mm, L 400 mm | Z215155-1EA | 需要从国外调货，预计到货时间 2015.04.22 | 1,127.88
Z215171 |  | PTFE screw propeller stirrer shaft |  | shaft diam. 9.5 mm, L 550 mm | Z215171-1EA | 需要从国外调货，预计到货时间 2015.04.22 | 1,705.86
Z215198 |  | PTFE screw propeller stirrer shaft |  | shaft diam. 9.5 mm, L 650 mm | Z215198-1EA | 需要从国外调货，预计到货时间 2015.04.22 | 1,759.68
Z649287 |  | PTFE stirrer guides |  | shaft D 6 mm, Joint: ST/NS 24/40 | Z649287-1EA | 需要从国外调货，预计到货时间 2015.04.22 | 5,700.24
Z649309 |  | PTFE stirrer guides |  | shaft D 8 mm, Joint: ST/NS 24/40 | Z649309-1EA | 需要从国外调货，预计到货时间 2015.04.22 | 5,700.24
Z649317 |  | PTFE stirrer guides |  | shaft D 10 mm, Joint: ST/NS 24/40 | Z649317-1EA | 需要从国外调货，预计到货时间 2015.04.22 | 5,700.24
Z649325 |  | PTFE stirrer guides |  | shaft D 10 mm, Joint: ST/NS 29/42 | Z649325-1EA | 需要从国外调货，预计到货时间 2015.04.22 | 5,700.24
Z649341 |  | PTFE stirrer guides |  | shaft D 12 mm, Joint: ST/NS 29/42 | Z649341-1EA | 需要从国外调货，预计到货时间 2015.04.22 | 6,669.00
Z649392 |  | PTFE stirrer guides |  | shaft D 6 mm, Joint: ST/NS 19/26 | Z649392-1EA | 需要从国外调货，预计到货时间 2015.04.22 | 5,181.93
Z649406 |  | PTFE stirrer guides |  | shaft D 6 mm, Joint: ST/NS 24/29 | Z649406-1EA | 需要从国外调货，预计到货时间 2015.04.22 | 5,181.93
Z649414 |  | PTFE stirrer guides |  | shaft D 8 mm, Joint: ST/NS 19/26 | Z649414-1EA | 需要从国外调货，预计到货时间 2015.04.22 | 5,181.93
Z649422 |  | PTFE stirrer guides |  | shaft D 8 mm, Joint: ST/NS 24/29 | Z649422-1EA | 需要从国外调货，预计到货时间 2015.04.22 | 5,181.93
Z649430 |  | PTFE stirrer guides |  | shaft D 10 mm, Joint: ST/NS 24/29 | Z649430-1EA | 需要从国外调货，预计到货时间 2015.04.22 | 5,181.93
Z649449 |  | PTFE stirrer guides |  | shaft D 10 mm, Joint: ST/NS 29/32 | Z649449-1EA | Only 1 left in stock (more on the way) - 详 库存详情： Z649449-1EA Only 1 left in stock (more on the way) 1 国内现货或即将上架，预计发货 从 Shanghai 2015.04.05 | 5,181.93
Z649457 |  | PTFE stirrer guides |  | shaft D 10 mm, Joint: ST/NS 34/35 | Z649457-1EA | 需要从国外调货，预计到货时间 2015.04.22 | 5,181.93
Z649465 |  | PTFE stirrer guides |  | shaft D 12 mm, Joint: ST/NS 29/32 | Z649465-1EA | 需要从国外调货，预计到货时间 2015.04.22 | 6,066.45
Z649473 |  | PTFE stirrer guides |  | shaft D 12 mm, Joint: ST/NS 34/35 | Z649473-1EA | 需要从国外调货，预计到货时间 2015.04.22 | 6,066.45
Z649481 |  | PTFE stirrer guides |  | shaft D 16 mm, Joint: ST/NS 34/35 | Z649481-1EA | 需要从国外调货，预计到货时间 2015.04.22 | 6,066.45
Z649503 |  | PTFE stirrer guides |  | shaft D 16 mm, Joint: ST/NS 45/40 | Z649503-1EA | 需要从国外调货，预计到货时间 2015.04.22 | 6,066.45
Z188069 |  | Stirring paddle |  | Extendable blades (2), L 350 mm, diam. ≤60 mm, PVC covering | Z188069-1EA | 需要从国外调货，预计到货时间 2015.04.22 | 577.98
Z549768 |  | Aldrich ® stirring rods |  | diam. × H 4 mm × 200 mm | Z549768-12EA | 需要从国外调货，预计到货时间 2015.04.22 | 518.31
Z549649 |  | Aldrich ® stirring rods |  | diam. × H 8 mm × 200 mm | Z549649-12EA | 需要从国外调货，预计到货时间 2015.04.22 | 1,031.94
Z549657 |  | Aldrich ® stirring rods |  | diam. × H 10 mm × 300 mm | Z549657-12EA | 需要从国外调货，预计到货时间 2015.04.22 | 1,401.66
Z549665 |  | Aldrich ® stirring rods |  | diam. × H 10 mm × 400 mm | Z549665-12EA | 需要从国外调货，预计到货时间 2015.04.22 | 1,264.77
CLS808215 |  | Pyrex ® centrifuge tubes, conical with screw cap |  | capacity 15 mL, with graduations | CLS808215-12EA | 需要从国外调货，预计到货时间 2015.04.27 | 2,755.35
CLS808250 |  | Pyrex ® centrifuge tubes, conical with screw cap |  | capacity 50 mL, with graduations | CLS808250-12EA | 需要从国外调货，预计到货时间 2015.05.26 | 3,793.14
CLS1261200 |  | Pyrex ® 200mL heavy wall centrifuge bottle with GP 38-400 screw cap |  | capacity 200 mL | CLS1261200-12EA | 需要从国外调货，预计到货时间 2015.05.26 | 4,987.71
CLS1261CO |  | Pyrex ® 200mL heavy wall centrifuge bottle with GP 38-400 screw cap |  | white polypropylene replacement caps for 200mL heavy wall centrifuge bottles (CLS1261200) | CLS1261CO-1EA | 需要从国外调货，预计到货时间 2015.05.26 | 31.59
CLS842250 |  | Pyrex ® heavy-duty round-bottom centrifuge tubes, with phenolic screw cap and rubber liner |  | capacity 50 mL | CLS842250-12EA | 需要从国外调货，预计到货时间 2015.05.26 | 2,089.62
CLS8422100 |  | Pyrex ® heavy-duty round-bottom centrifuge tubes, with phenolic screw cap and rubber liner |  | capacity 100 mL | CLS8422100-1EA | 需要从国外调货，预计到货时间 2015.05.26 | 340.47
CLS832040 |  | Pyrex ® heavy-duty tube with pour-out |  | capacity 40 mL, O.D. × L 29 mm × 116 mm, pkg of 12 ea | CLS832040-12EA | 需要从国外调货，预计到货时间 2015.05.26 | 1,029.60
CLS2157100TJ |  | Pyrex ® jacketed K-D concentrator tube |  | capacity 100 mL | 价格与库存信息目前不能提供有问题？联系人技术支持
CLS8180100 |  | Pyrex ® Lifetime Red ™ graduated oil centrifuge tube |  | capacity 100.0 mL, O.D. × L 38 mm × 200 mm | CLS8180100-12EA | 需要从国外调货，预计到货时间 2015.05.26 | 6,131.97
CLS830050 |  | Pyrex ® graduated tube with pour-out |  | capacity 50 mL | CLS830050-12EA | 需要从国外调货，预计到货时间 2015.05.26 | 4,598.10
CLS842450 |  | Pyrex ® round-bottom centrifuge tube |  | capacity 50 mL, O.D. × L 29 mm × 133 mm | CLS842450-12EA | 需要从国外调货，预计到货时间 2015.05.26 | 2,772.90
CLS812012 |  | Pyrex ® centrifuge tubes heavy-duty with beaded rim |  | capacity 12 mL, ungraduated | CLS812012-12EA | 需要从国外调货，预计到货时间 2015.05.26 | 556.92
CLS80605 |  | Pyrex ® centrifuge tubes with beaded rim, ungraduated |  | capacity 5.0 mL | CLS80605-12EA | 需要从国外调货，预计到货时间 2015.05.26 | 487.89
CLS806015 |  | Pyrex ® centrifuge tubes with beaded rim, ungraduated |  | capacity 15 mL | CLS806015-12EA | 需要从国外调货，预计到货时间 2015.05.26 | 618.93
CLS814012 |  | Pyrex ® heavy-duty graduated centrifuge tube, beaded rim |  | capacity 12 mL | CLS814012-12EA | 需要从国外调货，预计到货时间 2015.05.26 | 1,850.94
CLS80845 |  | Pyrex ® centrifuge tubes with pennyhead stopper |  | capacity 5 mL, With graduations | CLS80845-12EA | 需要从国外调货，预计到货时间 2015.05.26 | 3,962.79
CLS808415 |  | Pyrex ® centrifuge tubes with pennyhead stopper |  | capacity 15 mL, With graduations | CLS808415-12EA | 需要从国外调货，预计到货时间 2015.05.26 | 4,048.20
CLS808450 |  | Pyrex ® centrifuge tubes with pennyhead stopper |  | capacity 50 mL, With graduations | CLS808450-12EA | 需要从国外调货，预计到货时间 2015.05.26 | 4,870.71
KN8971930000 |  | Kontes ® NMR tubes 5 mm diam., disposable N-51A glass |  | limit 100 MHz frequency, L 7 in., pkg of 25 | KN8971930000-25EA | 需要从国外调货，预计到货时间 2015.04.23 | 1,097.46
KN8971930008 |  | Kontes ® NMR tubes 5 mm diam., disposable N-51A glass |  | limit 100 MHz frequency, L 8 in., pkg of 25 | KN8971930008-25EA | 需要从国外调货，预计到货时间 2015.04.23 | 1,194.57
KN8971930050 |  | Kontes ® NMR tubes 5 mm diam., disposable N-51A glass |  | limit 100 MHz frequency, L 7 in., pkg of 50 | KN8971930050-50EA | 需要从国外调货，预计到货时间 2015.04.23 | 1,051.83
KN8971937100 |  | Kontes ® NMR tubes 5 mm diam., disposable N-51A glass |  | limit 100 MHz frequency, L 7 in., pkg of 100 | KN8971937100-100EA | 需要从国外调货，预计到货时间 2015.04.23 | 1,950.39
KN8971938050 |  | Kontes ® NMR tubes 5 mm diam., disposable N-51A glass |  | limit 100 MHz frequency, L 8 in., pkg of 50 | KN8971938050-50EA | 需要从国外调货，预计到货时间 2015.04.23 | 1,118.52
KN8971938100 |  | Kontes ® NMR tubes 5 mm diam., disposable N-51A glass |  | limit 100 MHz frequency, L 8 in., pkg of 100 | KN8971938100-100EA | 需要从国外调货，预计到货时间 2015.04.23 | 2,053.35
KN8973000000 |  | Kontes ® NMR tubes 10 mm diam., disposable grade |  | limit 100 MHz frequency, L 7 in. | KN8973000000-50EA | 需要从国外调货，预计到货时间 2015.04.23 | 753.48
KN8973000008 |  | Kontes ® NMR tubes 10 mm diam., disposable grade |  | limit 100 MHz frequency, L 8 in. | KN8973000008-50EA | 需要从国外调货，预计到货时间 2015.04.23 | 941.85
KN8978400000 |  | Kontes ® NMR tubes 3 mm diam., precision |  | limit 600-800 MHz frequency, L × camber × concentricity 7 in. × 0.00025 in. × 0.0005 in. | KN8978400000-5EA | 需要从国外调货，预计到货时间 2015.04.23 | 1,313.91
KN8978400008 |  | Kontes ® NMR tubes 3 mm diam., precision |  | limit 600-800 MHz frequency, L × camber × concentricity 8 in. × 0.00035 in. × 0.0005 in. | KN8978400008-5EA | 需要从国外调货，预计到货时间 2015.04.23 | 1,462.50
KN8978350000 |  | Kontes ® NMR tubes 3 mm diam., precision |  | limit 500 MHz frequency, L × camber × concentricity 7 in. × 0.0005 in. × 0.0010 in. | KN8978350000-5EA | 需要从国外调货，预计到货时间 2015.04.23 | 1,136.07
KN8978350008 |  | Kontes ® NMR tubes 3 mm diam., precision |  | limit 500 MHz frequency, L × camber × concentricity 8 in. × 0.0006 in. × 0.0010 in. | KN8978350008-5EA | 需要从国外调货，预计到货时间 2015.04.23 | 1,257.75
KN8978300000 |  | Kontes ® NMR tubes 3 mm diam., precision |  | limit 400 MHz frequency, L × camber × concentricity 7 in. × 0.0010 in. × 0.0015 in. | KN8978300000-5EA | 需要从国外调货，预计到货时间 2015.04.23 | 1,022.58
KN8978250000 |  | Kontes ® NMR tubes 3 mm diam., precision |  | limit 300 MHz frequency, L × camber × concentricity 7 in. × 0.0005 in. × 0.0020 in. | KN8978250000-5EA | 需要从国外调货，预计到货时间 2015.04.23 | 1,022.58
KN8978200008 |  | Kontes ® NMR tubes 3 mm diam., precision |  | limit 300 MHz frequency, L × camber × concentricity 8 in. × 0.0011 in. × 0.0020 in. | KN8978200008-5EA | 需要从国外调货，预计到货时间 2015.04.23 | 1,022.58
KN8978050000 |  | Kontes ® NMR tubes 3 mm diam., precision |  | limit 100 MHz frequency, L × camber × concentricity 7 in. × 0.0020 in. × 0.0025 in. | KN8978050000-5EA | 需要从国外调货，预计到货时间 2015.04.23 | 951.21
KN8978000000 |  | Kontes ® NMR tubes 3 mm diam., precision |  | limit 80 MHz frequency, L × camber × concentricity 7 in. × 0.002 in. × 0.0030 in. | KN8978000000-5EA | 需要从国外调货，预计到货时间 2015.04.23 | 926.64
KN8978000008 |  | Kontes ® NMR tubes 3 mm diam., precision |  | limit 80 MHz frequency, L × camber × concentricity 8 in. × 0.002 in. × 0.0030 in. | KN8978000008-5EA | 需要从国外调货，预计到货时间 2015.04.23 | 945.36
KN8972503000 |  | Kontes ® NMR tubes 5 mm diam., precision |  | limit 900 MHz frequency, L × camber × concentricity 7 in. × 3.8 μm × 5 μm | KN8972503000-5EA | 需要从国外调货，预计到货时间 2015.04.23 | 2,722.59
KN8972503008 |  | Kontes ® NMR tubes 5 mm diam., precision |  | limit 900 MHz frequency, L × camber × concentricity 8 in. × 3.8 μm × 5 μm | KN8972503008-5EA | 需要从国外调货，预计到货时间 2015.04.23 | 3,044.34
KN8972453000 |  | Kontes ® NMR tubes 5 mm diam., precision |  | limit 800 MHz frequency, L × camber × concentricity 7 in. × 3.8 μm × 5 μm | KN8972453000-5EA | 需要从国外调货，预计到货时间 2015.04.23 | 1,893.06
KN8972453008 |  | Kontes ® NMR tubes 5 mm diam., precision |  | limit 800 MHz frequency, L × camber × concentricity 8 in. × 3.8 μm × 5 μm | KN8972453008-5EA | 需要从国外调货，预计到货时间 2015.04.23 | 1,983.15
KN8972410000 |  | Kontes ® NMR tubes 5 mm diam., precision |  | limit 600-700 MHz frequency, L × camber × concentricity 7 in. × 6 μm × 13 μm | KN8972410000-5EA | 需要从国外调货，预计到货时间 2015.04.23 | 1,490.58
KN8972410008 |  | Kontes ® NMR tubes 5 mm diam., precision |  | limit 600-700 MHz frequency, L × camber × concentricity 8 in. × 9 μm × 13 μm | KN8972410008-5EA | 需要从国外调货，预计到货时间 2015.04.23 | 1,623.96
KN8972410009 |  | Kontes ® NMR tubes 5 mm diam., precision |  | limit 600-700 MHz frequency, L × camber × concentricity 9 in. × 11 μm × 13 μm | KN8972410009-5EA | 需要从国外调货，预计到货时间 2015.04.23 | 1,714.05
KN8972400000 |  | Kontes ® NMR tubes 5 mm diam., precision |  | limit 500 MHz frequency, L × camber × concentricity 7 in. × 6 μm × 13 μm | KN8972400000-5EA | 需要从国外调货，预计到货时间 2015.04.23 | 1,057.68
KN8972400008 |  | Kontes ® NMR tubes 5 mm diam., precision |  | limit 500 MHz frequency, L × camber × concentricity 8 in. × 9 μm × 13 μm | KN8972400008-5EA | 需要从国外调货，预计到货时间 2015.04.23 | 1,168.83
KN8972400009 |  | Kontes ® NMR tubes 5 mm diam., precision |  | limit 500 MHz frequency, L × camber × concentricity 9 in. × 11 μm × 13 μm | KN8972400009-5EA | 需要从国外调货，预计到货时间 2015.04.23 | 1,271.79
KN8972350000 |  | Kontes ® NMR tubes 5 mm diam., precision |  | limit 400 MHz frequency, L × camber × concentricity 7 in. × 13 μm × 25 μm | KN8972350000-5EA | 需要从国外调货，预计到货时间 2015.04.23 | 783.90
KN8972350008 |  | Kontes ® NMR tubes 5 mm diam., precision |  | limit 400 MHz frequency, L × camber × concentricity 8 in. × 15 μm × 25 μm | KN8972350008-5EA | 需要从国外调货，预计到货时间 2015.04.23 | 861.12
KN8972350009 |  | Kontes ® NMR tubes 5 mm diam., precision |  | limit 400 MHz frequency, L × camber × concentricity 9 in. × 18 μm × 25 μm | KN8972350009-5EA | 需要从国外调货，预计到货时间 2015.04.23 | 950.04
KN8972300000 |  | Kontes ® NMR tubes 5 mm diam., precision |  | limit 300 MHz frequency, L × camber × concentricity 7 in. × 25 μm × 38 μm | KN8972300000-5EA | 需要从国外调货，预计到货时间 2015.04.23 | 666.90
KN8972300008 |  | Kontes ® NMR tubes 5 mm diam., precision |  | limit 300 MHz frequency, L × camber × concentricity 8 in. × 28 μm × 38 μm | KN8972300008-5EA | 需要从国外调货，预计到货时间 2015.04.23 | 739.44
KN8972250000 |  | Kontes ® NMR tubes 5 mm diam., precision |  | limit 200 MHz frequency, L × camber × concentricity 7 in. × 13 μm × 51 μm | KN8972250000-5EA | 需要从国外调货，预计到货时间 2015.04.23 | 666.90
KN8972250008 |  | Kontes ® NMR tubes 5 mm diam., precision |  | limit 200 MHz frequency, L × camber × concentricity 8 in. × 15 μm × 51 μm | KN8972250008-5EA | 需要从国外调货，预计到货时间 2015.04.23 | 739.44
KN8972250009 |  | Kontes ® NMR tubes 5 mm diam., precision |  | limit 200 MHz frequency, L × camber × concentricity 9 in. × 18 μm × 51 μm | KN8972250009-5EA | 需要从国外调货，预计到货时间 2015.04.23 | 840.06
KN8972050000 |  | Kontes ® NMR tubes 5 mm diam., precision |  | limit 100 MHz frequency, L × camber × concentricity 7 in. × 51 μm × 64 μm | KN8972050000-5EA | 需要从国外调货，预计到货时间 2015.04.23 | 405.99
KN8972050008 |  | Kontes ® NMR tubes 5 mm diam., precision |  | limit 100 MHz frequency, L × camber × concentricity 8 in. × 51 μm × 64 μm | KN8972050008-5EA | 需要从国外调货，预计到货时间 2015.04.23 | 465.66
KN8972050009 |  | Kontes ® NMR tubes 5 mm diam., precision |  | limit 100 MHz frequency, L × camber × concentricity 9 in. × 51 μm × 64 μm | KN8972050009-5EA | 需要从国外调货，预计到货时间 2015.04.23 | 524.16
KN8972000000 |  | Kontes ® NMR tubes 5 mm diam., precision |  | limit 100 MHz frequency, L × camber × concentricity 7 in. × 51 μm × 76 μm | KN8972000000-5EA | 需要从国外调货，预计到货时间 2015.04.23 | 353.34
KN8972000008 |  | Kontes ® NMR tubes 5 mm diam., precision |  | limit 100 MHz frequency, L × camber × concentricity 8 in. × 51 μm × 76 μm | KN8972000008-5EA | 需要从国外调货，预计到货时间 2015.04.23 | 370.89
KN8972000009 |  | Kontes ® NMR tubes 5 mm diam., precision |  | limit 100 MHz frequency, L × camber × concentricity 9 in. × 51 μm × 76 μm | KN8972000009-5EA | 需要从国外调货，预计到货时间 2015.04.23 | 395.46
KN8973350000 |  | Kontes ® NMR tubes 10 mm diam., precision |  | limit 360 MHz frequency, L × camber × concentricity 7 in. × 0.005 in. × 0.0015 in. | KN8973350000-1EA | 需要从国外调货，预计到货时间 2015.04.23 | 513.63
KN8973350008 |  | Kontes ® NMR tubes 10 mm diam., precision |  | limit 360 MHz frequency, L × camber × concentricity 8 in. × 0.005 in. × 0.0015 in. | KN8973350008-1EA | 需要从国外调货，预计到货时间 2015.04.23 | 558.09
KN8973300000 |  | Kontes ® NMR tubes 10 mm diam., precision |  | limit 150 MHz frequency, L × camber × concentricity 7 in. × 0.0010 in. × 0.0020 in. | KN8973300000-1EA | 需要从国外调货，预计到货时间 2015.04.23 | 437.58
KN8973300008 |  | Kontes ® NMR tubes 10 mm diam., precision |  | limit 150 MHz frequency, L × camber × concentricity 8 in. × 0.0010 in. × 0.0020 in. | KN8973300008-1EA | 需要从国外调货，预计到货时间 2015.04.23 | 491.40
KN8973250000 |  | Kontes ® NMR tubes 10 mm diam., precision |  | limit 80 MHz frequency, L × camber × concentricity 7 in. × 0.0015 in. × 0.0030 in. | KN8973250000-1EA | 需要从国外调货，预计到货时间 2015.04.23 | 377.91
KN8973200000 |  | Kontes ® NMR tubes 10 mm diam., precision |  | limit 60 MHz frequency, L × camber × concentricity 7 in. × 0.0020 in. × 0.0090 in. | KN8973200000-1EA | 需要从国外调货，预计到货时间 2015.04.23 | 262.08
KN8973200008 |  | Kontes ® NMR tubes 10 mm diam., precision |  | limit 60 MHz frequency, L × camber × concentricity 8 in. × 0.0020 in. × 0.0090 in. | KN8973200008-1EA | 需要从国外调货，预计到货时间 2015.04.23 | 334.62
KN8971500007 |  | Kontes ® NMR tubes 5 mm diam., thrift N-51A glass |  | limit 500 MHz frequency, L × camber × concentricity 7 in. × 6 μm × 13 μm | KN8971500007-5EA | 需要从国外调货，预计到货时间 2015.04.23 | 485.55
KN8971500008 |  | Kontes ® NMR tubes 5 mm diam., thrift N-51A glass |  | limit 500 MHz frequency, L × camber × concentricity 8 in. × 9 μm × 13 μm | KN8971500008-5EA | 需要从国外调货，预计到货时间 2015.04.23 | 588.51
KN8971400007 |  | Kontes ® NMR tubes 5 mm diam., thrift N-51A glass |  | limit 400 MHz frequency, L × camber × concentricity 7 in. × 6 μm × 13 μm | KN8971400007-5EA | 需要从国外调货，预计到货时间 2015.04.23 | 343.98
KN8971400008 |  | Kontes ® NMR tubes 5 mm diam., thrift N-51A glass |  | limit 400 MHz frequency, L × camber × concentricity 8 in. × 9 μm × 13 μm | KN8971400008-5EA | 需要从国外调货，预计到货时间 2015.04.23 | 436.41
KN8971300007 |  | Kontes ® NMR tubes 5 mm diam., thrift N-51A glass |  | limit 300 MHz frequency, L × camber × camber 7 in. × 25 μm × 38 μm | KN8971300007-5EA | 需要从国外调货，预计到货时间 2015.04.23 | 301.86
KN8971300008 |  | Kontes ® NMR tubes 5 mm diam., thrift N-51A glass |  | limit 300 MHz frequency, L × camber × concentricity 8 in. × 28 μm × 38 μm | KN8971300008-5EA | 需要从国外调货，预计到货时间 2015.04.23 | 377.91
KN8971200007 |  | Kontes ® NMR tubes 5 mm diam., thrift N-51A glass |  | limit 200 MHz frequency, L × camber × concentricity 7 in. × 13 μm × 51 μm | KN8971200007-5EA | 需要从国外调货，预计到货时间 2015.04.23 | 230.49
KN8971200008 |  | Kontes ® NMR tubes 5 mm diam., thrift N-51A glass |  | limit 200 MHz frequency, L × camber × concentricity 8 in. × 15 μm × 51 μm | KN8971200008-5EA | 需要从国外调货，预计到货时间 2015.04.23 | 276.12
KN8971100007 |  | Kontes ® NMR tubes 5 mm diam., thrift N-51A glass |  | limit >200 MHz frequency, L × camber × concentricity 7 in. × 25 μm × 51 μm | KN8971100007-5EA | 需要从国外调货，预计到货时间 2015.04.23 | 209.43
KN8971100008 |  | Kontes ® NMR tubes 5 mm diam., thrift N-51A glass |  | limit >200 MHz frequency, L × camber × concentricity 8 in. × 28 μm × 51 μm | KN8971100008-5EA | 需要从国外调货，预计到货时间 2015.04.23 | 244.53
CLS6980B7 |  | Pyrex ® NMR tubes 5 mm diameter |  | L 7 in., grade, 400-750 MHz | CLS6980B7-5EA | 需要从国外调货，预计到货时间 2015.05.26 | 1,053.00
CLS6980B8 |  | Pyrex ® NMR tubes 5 mm diameter |  | L 8 in., grade, 400-750 MHz | CLS6980B8-5EA | 需要从国外调货，预计到货时间 2015.05.26 | 1,208.61
CLS6980A7 |  | Pyrex ® NMR tubes 5 mm diameter |  | L 7 in., grade, 200-400 MHz | CLS6980A7-5EA | 需要从国外调货，预计到货时间 2015.05.26 | 1,558.44
CLS6980D8 |  | Pyrex ® NMR tubes 5 mm diameter |  | L 8 in., grade, 200-400 MHz | CLS6980D8-5EA | 需要从国外调货，预计到货时间 2015.05.26 | 1,037.79
CLS6980F7 |  | Pyrex ® NMR tubes 5 mm diameter |  | L 7 in., grade, 60-100 MHz | CLS6980F7-10EA | 需要从国外调货，预计到货时间 2015.05.26 | 1,095.12
CLS6980G8 |  | Pyrex ® NMR tubes 5 mm diameter |  | 60 MHz, L 8 in. | 价格与库存信息目前不能提供有问题？联系人技术支持
Z550868 |  | Aldrich ® NMR tubes |  | tube L × diam. 7 in. × 5 mm, precision, 900MHz | Z550868-1PAK | 需要从国外调货，预计到货时间 2015.04.22 | 2,785.77
Z550868 |  | Aldrich ® NMR tubes |  | tube L × diam. 7 in. × 5 mm, precision, 900MHz | 产品Z550868已经停产；但是尚有库存。请从以下尚有库存的包装规格中选择。
Z412961 |  | Aldrich ® NMR tubes |  | tube L × diam. 7 in. × 10 mm, precision, limit 200 MHz frequency | Z412961-1EA | 需要从国外调货，预计到货时间 2015.04.22 | 369.72
Z412961 |  | Aldrich ® NMR tubes |  | tube L × diam. 7 in. × 10 mm, precision, limit 200 MHz frequency | 产品Z412961已经停产；但是尚有库存。请从以下尚有库存的包装规格中选择。
Z412988 |  | Aldrich ® NMR tubes |  | tube L × diam. 7 in. × 10 mm, precision, limit 800 MHz frequency | Z412988-1EA | 需要从国外调货，预计到货时间 2015.04.22 | 494.91
Z412988 |  | Aldrich ® NMR tubes |  | tube L × diam. 7 in. × 10 mm, precision, limit 800 MHz frequency | 产品Z412988已经停产；但是尚有库存。请从以下尚有库存的包装规格中选择。
Z286095 |  | Aldrich ® pocket NMR tube carrier |  | red | Z286095-1EA | 需要从国外调货，预计到货时间 2015.04.22 | 162.63
Z286052 |  | Aldrich ® pocket NMR tube carrier |  | white | Z286052-1EA | 需要从国外调货，预计到货时间 2015.04.22 | 160.29
Z286109 |  | Aldrich ® pocket NMR tube carrier |  | blue | Z286109-1EA | 需要从国外调货，预计到货时间 2015.04.22 | 162.63
Z286192 |  | Aldrich ® pocket NMR tube carrier |  | assorted colors, pkg of 3 ea | Z286192-1PAK | 需要从国外调货，预计到货时间 2015.04.22 | 328.77
Z162531 |  | 黑色开孔酚醛树脂螺纹瓶盖 | Black phenolic open top screw caps | Cut-out top, without septum, black phenolic cap, thread 8-425 | Z162531-200EA | Only 1 left in stock (more on the way) - 详 库存详情： Z162531-200EA Only 1 left in stock (more on the way) 1 国内现货或即将上架，预计发货 从 Shanghai 2015.04.05 | 349.83
Z106453 |  | 黑色开孔酚醛树脂螺纹瓶盖 | Black phenolic open top screw caps | Cut-out top, without septum, thread 15-425 | Z106453-200EA | 需要从国外调货，预计到货时间 2015.04.22 | 631.80
Z188808 |  | 黑色塑料盖 | Black plastic caps | Solid-top, white rubber liner, black phenolic cap, thread 8-425 | Z188808-1PAK | 需要从国外调货，预计到货时间 2015.04.22 | 241.02
Z188808 |  | 黑色塑料盖 | Black plastic caps | Solid-top, white rubber liner, black phenolic cap, thread 8-425 | Z188808-10PAK | 需要从国外调货，预计到货时间 2015.04.22 | 2,180.88
Z106410 |  | 黑色塑料盖 | Black plastic caps | Solid-top, white rubber liner, thread 15-425 | Z106410-200EA | 需要从国外调货，预计到货时间 2015.04.22 | 774.54
Z106437 |  | 黑色塑料盖 | Black plastic caps | Solid-top, PTFE-faced rubber liner, thread 15-425 | Z106437-200EA | 需要从国外调货，预计到货时间 2015.04.22 | 2,398.50
Z286397 |  | FEP sample tube liner |  | Wilmad, 6005-7, O.D. 5 mm | Z286397-1EA | 需要从国外调货，预计到货时间 2015.04.22 | 173.16
Z286400 |  | FEP sample tube liner |  | Wilmad, 6005-8, O.D. 5 mm | Z286400-1EA | 需要从国外调货，预计到货时间 2015.04.22 | 173.16
Z286419 |  | FEP sample tube liner |  | Wilmad, 6010-7, O.D. 10 mm | Z286419-1EA | 需要从国外调货，预计到货时间 2015.04.22 | 279.63
Z276235 |  | NMR pressure caps with long body |  | For 5mm tubes | Z276235-1PAK | 需要从国外调货，预计到货时间 2015.04.22 | 162.63
Z567078 |  | NMR tube carrier |  | for tubes, 5 mm x 7 or 8 in. | Z567078-5EA | 需要从国外调货，预计到货时间 2015.04.22 | 809.64
Z220574 |  | NMR tube labels |  | L × W 38 mm × 8.7 mm, limit −40-150 °F temperature, pkg of 25 ea | Z220574-1PAK | 需要从国外调货，预计到货时间 2015.04.22 | 734.76
Z111589 |  | Pasteur pipette rubber bulbs |  | capacity 1 mL | Z111589-12EA | Only 1 left in stock (more on the way) - 详 库存详情： Z111589-12EA Only 1 left in stock (more on the way) 1 国内现货或即将上架，预计发货 从 Shanghai 2015.04.05 | 162.63
Z567477 |  | Polypropylene NMR tube caps |  | NMR tube size, 2 mm, red | Z567477-25EA | 需要从国外调货，预计到货时间 2015.04.22 | 152.10
Z272078 |  | Polypropylene NMR tube caps |  | NMR tube size, 3 mm, red | Z272078-1PAK | 需要从国外调货，预计到货时间 2015.04.22 | 163.80
Z567485 |  | Polypropylene NMR tube caps |  | NMR tube size, 4 mm, blue | Z567485-100EA | 需要从国外调货，预计到货时间 2015.04.22 | 155.61
Z118079 |  | Polypropylene NMR tube caps |  | NMR tube size, 5 mm, red | Z118079-100EA | 需要从国外调货，预计到货时间 2015.04.22 | 162.63
Z153273 |  | Polypropylene NMR tube caps |  | NMR tube size, 5 mm, black | Z153273-100EA | 需要从国外调货，预计到货时间 2015.04.22 | 162.63
Z153281 |  | Polypropylene NMR tube caps |  | NMR tube size, 5 mm, white | Z153281-100EA | 需要从国外调货，预计到货时间 2015.04.22 | 162.63
Z153303 |  | Polypropylene NMR tube caps |  | NMR tube size, 5 mm, yellow | Z153303-100EA | 需要从国外调货，预计到货时间 2015.04.22 | 162.63
Z153311 |  | Polypropylene NMR tube caps |  | NMR tube size, 5 mm, green | Z153311-100EA | 需要从国外调货，预计到货时间 2015.04.22 | 160.29
Z153338 |  | Polypropylene NMR tube caps |  | NMR tube size, 5 mm, blue | Z153338-100EA | 需要从国外调货，预计到货时间 2015.04.22 | 162.63
Z272086 |  | Polypropylene NMR tube caps |  | NMR tube size, 8 mm, white | Z272086-1PAK | 需要从国外调货，预计到货时间 2015.04.22 | 209.43
Z118087 |  | Polypropylene NMR tube caps |  | NMR tube size, 10 mm, red | Z118087-100EA | 需要从国外调货，预计到货时间 2015.04.22 | 216.45
Z153265 |  | Polypropylene NMR tube caps |  | NMR tube size, 5 mm, assorted colors | Z153265-600EA | 需要从国外调货，预计到货时间 2015.04.22 | 726.57
Z220612 |  | PTFE NMR tube caps |  | NMR tube size, 5 mm | Z220612-25EA | 需要从国外调货，预计到货时间 2015.04.22 | 2,251.08
Z220612 |  | PTFE NMR tube caps |  | NMR tube size, 5 mm | Z220612-10EA | 需要从国外调货，预计到货时间 2015.04.22 | 959.40
Z220620 |  | PTFE NMR tube caps |  | NMR tube size, 10 mm | 产品已经停产。联系技术支持
Z106518 |  | 隔垫 | Septa for open top caps | for cap size, 15 mm, PTFE/silicone | Z106518-100EA | 需要从国外调货，预计到货时间 2015.04.22 | 1,752.66
Z514322 |  | Stainless steel NMR tube rack |  | no. of holes, 20 | Z514322-1EA | 需要从国外调货，预计到货时间 2015.04.22 | 1,181.70
Z214019 |  | Aldrich ® Vapor-Phase FT-IR Databases |  | Database only, CD-ROM | Z214019-1EA | 需要从国外调货，预计到货时间 2015.04.22 | 47,525.40
Z214000 |  | Aldrich ® Vapor-Phase FT-IR Databases |  | w/FT-IR book, hard cover/CD-ROM | 产品已经停产。联系技术支持
Z407488 |  | Spectral ID ® on CD-ROM |  |  | 产品已经停产。联系技术支持
Z421561 |  | Aldrich ® dual-action NMR tube cleaner |  | single position, Joint: ST/NS 24/40 | Z421561-1EA | 需要从国外调货，预计到货时间 2015.04.22 | 8,260.20
Z421588 |  | Aldrich ® dual-action NMR tube cleaner |  | single position, Joint: ST/NS 29/32 | Z421588-1EA | 需要从国外调货，预计到货时间 2015.04.22 | 8,260.20
Z414174 |  | Aldrich ® dual-action NMR tube cleaner |  | three position, Joint: ST/NS 24/40 | Z414174-1EA | 需要从国外调货，预计到货时间 2015.04.22 | 8,985.60
Z421596 |  | Aldrich ® dual-action NMR tube cleaner |  | three position, Joint: ST/NS 29/32 | Z421596-1EA | 需要从国外调货，预计到货时间 2015.04.22 | 16,251.30
Z282383 |  | Aldrich ® NMR-tube cleaner |  | Model A, Joint: tooled end, for tubes, 5 mm | Z282383-1EA | Only 2 left in stock (more on the way) - 详 库存详情： Z282383-1EA Only 2 left in stock (more on the way) 1 国内现货或即将上架，预计发货 从 Shanghai 2015.04.05 | 1,313.91
Z174793 |  | Aldrich ® NMR-tube cleaner |  | Model B, Joint: ST/NS 24/40, for tubes, 5 mm | Z174793-1EA | 需要从国外调货，预计到货时间 2015.04.22 | 1,716.39
Z282391 |  | Aldrich ® NMR-tube cleaner |  | Model C, Joint: ST/NS 24/40, for tubes, 5 mm | Z282391-1EA | 需要从国外调货，预计到货时间 2015.04.17 | 1,941.03
Z127418 |  | Aldrich ® NMR-tube cleaner |  | Model C, Joint: ST/NS 24/40, for tubes, 10 mm | Z127418-1EA | 需要从国外调货，预计到货时间 2015.04.22 | 2,551.77
Z421553 |  | Aldrich ® NMR-tube cleaner |  | Model C, Joint: ST/NS 29/32, for tubes, 5 mm | Z421553-1EA | 需要从国外调货，预计到货时间 2015.04.22 | 1,941.03
Z239216 |  | Aldrich ® NMR-tube cleaner |  | Model D, Joint: ST/NS 24/40, for tubes, 5 mm | Z239216-1EA | 需要从国外调货，预计到货时间 2015.04.22 | 3,157.83
Z239224 |  | Aldrich ® NMR-tube cleaner |  | Model D, Joint: ST/NS 29/32, for tubes, 5 mm | Z239224-1EA | 需要从国外调货，预计到货时间 2015.04.22 | 5,172.57
Z220078 |  | Aldrich ® NMR-tube cleaner |  | Model E, Joint: ST/NS 24/40, for tubes, 5 mm | Z220078-1EA | 需要从国外调货，预计到货时间 2015.04.22 | 5,557.50
Z239259 |  | Aldrich ® NMR-tube cleaner |  | Model F, Joint: tooled end, for tubes, 5 mm | 产品已经停产。联系技术支持
WIMWG12091 |  | Multi-tube jet washer/dryer, 5-position, for 3-5 mm NMR tubes |  | for #9 silicone joint | WIMWG12091-1EA | 需要从国外调货，预计到货时间 2015.04.23 | 4,296.24
WIMWG1209J1 |  | Multi-tube jet washer/dryer, 5-position, for 3-5 mm NMR tubes |  | joint Joint: ST/NS 24/40 | WIMWG1209J1-1EA | 需要从国外调货，预计到货时间 2015.04.23 | 4,296.24
WIMWG1209J2 |  | Multi-tube jet washer/dryer, 5-position, for 3-5 mm NMR tubes |  | Joint: ST/NS 29/32 | WIMWG1209J2-1EA | 需要从国外调货，预计到货时间 2015.04.23 | 4,296.24
Z513318 |  | Replacement O-rings for five-position NMR tube cleaner system |  | fits 3 mm tubes | Z513318-1PAK | 需要从国外调货，预计到货时间 2015.04.22 | 518.31
Z513474 |  | Replacement O-rings for five-position NMR tube cleaner system |  | fits 5 mm tubes | Z513474-1PAK | 需要从国外调货，预计到货时间 2015.04.22 | 531.18
Z247294 |  | NMR-tube Dewar flask |  | borosilicate glass, I.D. × D 2.0 cm × 23 cm | Z247294-1EA | 需要从国外调货，预计到货时间 2015.04.22 | 2,946.06
Z558362 |  | Aldrich ® SafetyBarb ® NMR tube cleaner |  | Joint: ST/NS 24/40 | Z558362-1EA | 需要从国外调货，预计到货时间 2015.04.22 | 2,919.15
Z558370 |  | Aldrich ® SafetyBarb ® NMR tube cleaner |  | Joint: ST/NS 29/32 | Z558370-1EA | 需要从国外调货，预计到货时间 2015.04.22 | 2,756.52
Z553336 |  | Washer for NMR tubes with J. Young valve |  | top Joint: ST/NS 19/26, bottom Joint: ST/NS 24/40 | Z553336-1EA | 需要从国外调货，预计到货时间 2015.04.22 | 4,117.23
29379-U |  | 经过认证的螺纹口样品瓶套装，12×32mm，9mm 螺纹，未组装 | Certified Kits, screw thread vials, 12 x 32 mm, 9 mm thread, unassembled | size 2 mL, clear glass vial, PTFE/silicone septum (with slit), septa bonded to cap | 29379-U | 需要从国外调货，预计到货时间 2015.04.23 | 635.31
29381-U |  | 经过认证的螺纹口样品瓶套装，12×32mm，9mm 螺纹，未组装 | Certified Kits, screw thread vials, 12 x 32 mm, 9 mm thread, unassembled | size 2 mL, clear glass vial (with graduated marking spot), PTFE/silicone septum (bonded to cap) | 29381-U | 需要从国外调货，预计到货时间 2015.04.23 | 559.26
29384-U |  | 经过认证的螺纹口样品瓶套装，12×32mm，9mm 螺纹，未组装 | Certified Kits, screw thread vials, 12 x 32 mm, 9 mm thread, unassembled | size 2 mL, clear glass vial (with graduated marking spot), PTFE/silicone septum (with slit), (septa bonded to cap) | 29384-U | 需要从国外调货，预计到货时间 2015.04.23 | 687.96
29322-U |  | 经过认证的样品瓶套装，样品瓶带有 Pico Pure Plus+ 瓶盖，未组装 | Certified CD ™ vial kit, with Pico Pure Plus+ ™ cap, unassembled | size 1.5 mL, clear glass, 9 mm thread, white polyethylene cap, for use with LC/MS applications | 29322-U | 需要从国外调货，预计到货时间 2015.04.23 | 1,857.96
29385-U |  | 经过认证的螺纹口样品瓶套装，12×32mm，9mm 螺纹，未组装 | Certified Kits, screw thread vials, 12 x 32 mm, 9 mm thread, unassembled | size 2 mL, amber glass vial, PTFE/silicone septum (bonded to cap) | 29385-U | 需要从国外调货，预计到货时间 2015.04.23 | 510.12
29386-U |  | 经过认证的螺纹口样品瓶套装，12×32mm，9mm 螺纹，未组装 | Certified Kits, screw thread vials, 12 x 32 mm, 9 mm thread, unassembled | size 2 mL, amber glass vial (with graduated marking spot), PTFE/silicone septum (bonded to cap) | 29386-U | 需要从国外调货，预计到货时间 2015.04.23 | 570.96
29387-U |  | 经过认证的螺纹口样品瓶套装，12×32mm，9mm 螺纹，未组装 | Certified Kits, screw thread vials, 12 x 32 mm, 9 mm thread, unassembled | size 2 mL, amber glass vial (with graduated marking spot), PTFE/silicone septum (with slit), (septa bonded to cap) | 29387-U | 需要从国外调货，预计到货时间 2015.04.23 | 705.51
29301-U |  | 经过认证的钳口 CD 样品瓶套装，带有瓶盖/隔垫，未组装 | Certified Snap Ring CD ™ vial kit with cap/septa, unassembled | size 1.5 mL, clear glass, snap top, PTFE septa (0.010" thick) | 29301-U | 需要从国外调货，预计到货时间 2015.04.23 | 1,495.26
29302-U |  | 经过认证的钳口 CD 样品瓶套装，带有瓶盖/隔垫，未组装 | Certified Snap Ring CD ™ vial kit with cap/septa, unassembled | size 1.5 mL, clear glass, snap top, PTFE/silicone | 29302-U | 需要从国外调货，预计到货时间 2015.04.23 | 1,634.49
29303-U |  | 经过认证的钳口 CD 样品瓶套装，带有瓶盖/隔垫，未组装 | Certified Snap Ring CD ™ vial kit with cap/septa, unassembled | size 1.5 mL, clear glass, snap top, PTFE/silicone (with slit) | 29303-U | 需要从国外调货，预计到货时间 2015.04.23 | 1,752.66
29371-U |  | 经过认证的螺纹口样品瓶，9mm 螺纹，12×32mm | Certified screw thread vials, 9 mm thread, 12 x 32 mm | volume 2 mL, clear glass vial | 29371-U | 需要从国外调货，预计到货时间 2015.04.23 | 190.71
29372-U |  | 经过认证的螺纹口样品瓶，9mm 螺纹，12×32mm | Certified screw thread vials, 9 mm thread, 12 x 32 mm | size 2 mL, clear glass vial (with graduated marking spot) | 29372-U | 需要从国外调货，预计到货时间 2015.04.23 | 232.83
29373-U |  | Certified screw thread vials, 9 mm thread, 12 x 32 mm, Amber |  | size 2 mL, amber glass vial | 29373-U | 需要从国外调货，预计到货时间 2015.04.23 | 211.77
29376-U |  | Certified screw thread vials, 9 mm thread, 12 x 32 mm, Amber |  | size 2 mL, amber glass vial (with graduated marking spot) | 29376-U | 需要从国外调货，预计到货时间 2015.04.23 | 245.70
29388-U |  | 经过认证的螺纹口样品瓶套装，12×32mm，9mm 螺纹，未组装 | Certified Kits, screw thread vials, 12 x 32 mm, 9 mm thread, unassembled | size 300 μL, polypropylene vial, PTFE/silicone septum (bonded to cap) | 29388-U | 需要从国外调货，预计到货时间 2015.04.23 | 489.06
29389-U |  | 经过认证的螺纹口样品瓶套装，12×32mm，9mm 螺纹，未组装 | Certified Kits, screw thread vials, 12 x 32 mm, 9 mm thread, unassembled | size 300 μL, polypropylene vial, PTFE/silicone septum (with slit), (septa bonded to cap) | 29389-U | 需要从国外调货，预计到货时间 2015.04.23 | 652.86
29377-U |  | 经过认证的螺纹口样品瓶，9mm 螺纹，12×32mm | Certified screw thread vials, 9 mm thread, 12 x 32 mm | size 300 μL, polypropylene vial | 29377-U | 需要从国外调货，预计到货时间 2015.04.23 | 209.43
29307-U |  | 经过认证的 CD 样品瓶（中心集液）套装，带有 9mm 螺纹和瓶盖/隔垫，未组装 | Certified CD ™ Vial (Center Draining) Kit with 9 mm thread with cap/septa, unassembled | size 1.5 mL, clear glass, 9 mm thread, PTFE/silicone | 29307-U | 需要从国外调货，预计到货时间 2015.04.23 | 1,660.23
29309-U |  | 经过认证的 CD 样品瓶（中心集液）套装，带有 9mm 螺纹和瓶盖/隔垫，未组装 | Certified CD ™ Vial (Center Draining) Kit with 9 mm thread with cap/septa, unassembled | size 1.5 mL, clear glass, thread 9 mm, PTFE/silicone (with slit) | 29309-U | 需要从国外调货，预计到货时间 2015.04.23 | 1,857.96
29308-U |  | 经过认证的 CD 样品瓶（中心集液）套装，带有 9mm 螺纹和瓶盖/隔垫，未组装 | Certified CD ™ Vial (Center Draining) Kit with 9 mm thread with cap/septa, unassembled | size 1.5 mL, clear glass, thread 9 mm, PTFE/silicone/PTFE | 29308-U | 需要从国外调货，预计到货时间 2015.04.23 | 1,857.96
29313-U |  | 经过认证的 CD 样品瓶（中心集液）套装，带有 9mm 螺纹和瓶盖/隔垫，未组装 | Certified CD ™ Vial (Center Draining) Kit with 9 mm thread with cap/septa, unassembled | size 1.5 mL, amber glass, thread 9 mm, PTFE/silicone | 29313-U | 需要从国外调货，预计到货时间 2015.04.23 | 1,870.83
29314-U |  | 经过认证的 CD 样品瓶（中心集液）套装，带有 9mm 螺纹和瓶盖/隔垫，未组装 | Certified CD ™ Vial (Center Draining) Kit with 9 mm thread with cap/septa, unassembled | size 1.5 mL, amber glass, thread 9 mm, PTFE/silicone (with slit) | 29314-U | 需要从国外调货，预计到货时间 2015.04.23 | 2,088.45
29298-U |  | 经过认证的 CD ™ 样品瓶（中心集液），12×32mm（仅样品瓶） | Certified CD ™ vials (Center Draining), 12 x 32mm (vial only) | volume 1.5 mL, crimp top, clear glass | 29298-U | 需要从国外调货，预计到货时间 2015.04.23 | 1,268.28
29299-U |  | 经过认证的 CD ™ 样品瓶（中心集液），12×32mm（仅样品瓶） | Certified CD ™ vials (Center Draining), 12 x 32mm (vial only) | volume 1.5 mL, snap ring, clear glass | 29299-U | 需要从国外调货，预计到货时间 2015.04.23 | 1,296.36
29391-U |  | 经过认证的 QSertVial 螺纹口样品瓶套装（熔接有内衬管的样品瓶），12×32mm，300μL | Certified QSertVial ™ (vial with fused-in insert) kit, screw thread, 12 x 32 mm, 300 μL | size 300 μL, clear glass vial, PTFE/silicone septum (bonded), thread 9 mm | 29391-U | 需要从国外调货，预计到货时间 2015.04.23 | 1,680.12
29392-U |  | 经过认证的 QSertVial 螺纹口样品瓶套装（熔接有内衬管的样品瓶），12×32mm，300μL | Certified QSertVial ™ (vial with fused-in insert) kit, screw thread, 12 x 32 mm, 300 μL | size 300 μL, clear glass vial, PTFE/silicone septum (bonded with slit), thread 9 mm | 29392-U | 需要从国外调货，预计到货时间 2015.04.23 | 1,832.22
29398-U |  | 经过认证的 QSertVial 螺纹口样品瓶套装（熔接有内衬管的样品瓶），12×32mm，300μL | Certified QSertVial ™ (vial with fused-in insert) kit, screw thread, 12 x 32 mm, 300 μL | size 300 μL, amber glass vial, PTFE/silicone septum (bonded), thread 9 mm | 29398-U | 需要从国外调货，预计到货时间 2015.04.23 | 1,779.57
29401-U |  | 经过认证的 QSertVial 螺纹口样品瓶套装（熔接有内衬管的样品瓶），12×32mm，300μL | Certified QSertVial ™ (vial with fused-in insert) kit, screw thread, 12 x 32 mm, 300 μL | size 300 μL, amber glass vial, PTFE/silicone septum (bonded with slit), thread 9 mm | 29401-U | 需要从国外调货，预计到货时间 2015.04.23 | 1,930.50
29428-U |  | 经过认证的·QSertVial 钳口样品瓶套装，带盖子和隔垫，12×32mm | Certified QSertVial ™ kit with cap and septa, snap top vial, 12 x 32 mm | size 300 μL, clear glass vial (with fused insert), PTFE/silicone septum | 29428-U | 需要从国外调货，预计到货时间 2015.04.23 | 1,692.99
29429-U |  | 经过认证的·QSertVial 钳口样品瓶套装，带盖子和隔垫，12×32mm | Certified QSertVial ™ kit with cap and septa, snap top vial, 12 x 32 mm | size 300 μL, clear glass vial (with fused insert), PTFE/silicone septum (with slit) | 29429-U | 需要从国外调货，预计到货时间 2015.04.23 | 1,845.09
29430-U |  | 经过认证的螺纹口样品瓶，10-425 螺纹，12×32mm | Certified screw thread vials, 10-425 thread, 12 x 32 mm | size 2 mL, clear glass vial (vial only) | 29430-U | 需要从国外调货，预计到货时间 2015.04.23 | 191.88
29403-U |  | 经过认证的钳口样品瓶，12×32mm | Certified crimp top vials, 12 x 32 mm | size 2 mL, clear glass vial | 29403-U | 需要从国外调货，预计到货时间 2015.04.23 | 186.03
29404-U |  | 经过认证的钳口样品瓶，12×32mm | Certified crimp top vials, 12 x 32 mm | size 2 mL, clear glass vial (with graduated marking spot) | 29404-U | 需要从国外调货，预计到货时间 2015.04.23 | 223.47
29407-U |  | 经过认证的钳口样品瓶，12×32mm | Certified crimp top vials, 12 x 32 mm | size 2 mL, amber glass vial | 29407-U | 需要从国外调货，预计到货时间 2015.04.23 | 194.22
29408-U |  | 经过认证的钳口样品瓶，12×32mm | Certified crimp top vials, 12 x 32 mm | size 2 mL, amber glass vial (with graduated marking spot) | 29408-U | 需要从国外调货，预计到货时间 2015.04.23 | 230.49
29417-U |  | 经过认证的卡口样品瓶，12×32mm，内径 6.0mm | Certified snap ring vials, 12 x 32 mm, 6.0 mm I.D. | size 2 mL, clear glass vial | 29417-U | 需要从国外调货，预计到货时间 2015.04.23 | 191.88
29418-U |  | 经过认证的卡口样品瓶，12×32mm，内径 6.0mm | Certified snap ring vials, 12 x 32 mm, 6.0 mm I.D. | size 2 mL, clear glass vial (with graduated marking spot) | 29418-U | 需要从国外调货，预计到货时间 2015.04.23 | 230.49
29419-U |  | 经过认证的卡口样品瓶，12×32mm，内径 6.0mm | Certified snap ring vials, 12 x 32 mm, 6.0 mm I.D. | size 2 mL, amber glass vial | 29419-U | 需要从国外调货，预计到货时间 2015.04.23 | 200.07
29420-U |  | 经过认证的卡口样品瓶，12×32mm，内径 6.0mm | Certified snap ring vials, 12 x 32 mm, 6.0 mm I.D. | size 2 mL, amber glass vial (with graduated marking spot) | 29420-U | 需要从国外调货，预计到货时间 2015.04.23 | 232.83
29409-U |  | 经过认证的卡口样品瓶，12×32mm，内径 6.0mm | Certified snap ring vials, 12 x 32 mm, 6.0 mm I.D. | size 300 μL, polypropylene vial | 29409-U | 需要从国外调货，预计到货时间 2015.04.23 | 208.26
29435-U |  | 经过认证的玻璃内衬管，适合 12×32mm 广口样品瓶（适合钳口密封、卡口和 9mm 螺纹样品瓶） | Certified glass inserts for 12 x 32 mm, large opening vials | size 200 μL, clear glass insert (with plastic bottom spring), O.D. × H 6 mm × 29 mm | 29435-U | 需要从国外调货，预计到货时间 2015.04.23 | 834.21
29436-U |  | 经过认证的玻璃内衬管，适合 12×32mm 广口样品瓶（适合钳口密封、卡口和 9mm 螺纹样品瓶） | Certified glass inserts for 12 x 32 mm, large opening vials | size 250 μL, clear glass insert (no spring required), conical point, O.D. × H 6 mm × 31 mm | 29436-U | 需要从国外调货，预计到货时间 2015.04.23 | 398.97
29437-U |  | 经过认证的玻璃内衬管，适合 12×32mm 广口样品瓶（适合钳口密封、卡口和 9mm 螺纹样品瓶） | Certified glass inserts for 12 x 32 mm, large opening vials | size 300 μL, clear glass insert, conical point, O.D. × H 6 mm × 31 mm | 29437-U | 需要从国外调货，预计到货时间 2015.04.23 | 700.83
29441-U |  | 经过认证的玻璃内衬管，适合 12×32mm 广口样品瓶（适合钳口密封、卡口和 9mm 螺纹样品瓶） | Certified glass inserts for 12 x 32 mm, large opening vials | size 350 μL, clear glass insert (flat bottom), O.D. × H 6 mm × 31 mm | 29441-U | 需要从国外调货，预计到货时间 2015.04.23 | 145.08
29445-U |  | 经过认证的玻璃内衬管，适合 8×40mm 压盖瓶 | Certified glass inserts for 8 x 40 mm shell vials | size 100 μL, clear glass insert (with plastic bottom spring), O.D. × H 5 mm × 30 mm | 29445-U | 需要从国外调货，预计到货时间 2015.04.23 | 576.81
29442-U |  | 经过认证的玻璃内衬管，适合 8×40mm 压盖瓶 | Certified glass inserts for 8 x 40 mm shell vials | size 200 μL, clear glass insert (requires metal spring 24735), O.D. × H 6 mm × 29 mm, Mandrel precision point | 29442-U | 需要从国外调货，预计到货时间 2015.04.23 | 623.61
29443-U |  | 经过认证的玻璃内衬管，适合 8×40mm 压盖瓶 | Certified glass inserts for 8 x 40 mm shell vials | size 200 μL, clear glass insert (with plastic bottom spring), O.D. × H 6 mm × 29 mm | 29443-U | 需要从国外调货，预计到货时间 2015.04.23 | 773.37
29444-U |  | 经过认证的玻璃内衬管，适合 8×40mm 压盖瓶 | Certified glass inserts for 8 x 40 mm shell vials | size 200 μL, clear glass insert (with plastic bottom spring), O.D. × H 5 mm × 36 mm | 29444-U | 需要从国外调货，预计到货时间 2015.04.23 | 576.81
29315-U |  | 经过认证的带隔垫聚丙烯盖 | Certified polypropylene bonded caps with septa | 9 mm cap, PTFE/red rubber septum, dark blue polypropylene cap | 29315-U | 需要从国外调货，预计到货时间 2015.04.23 | 221.13
29319-U |  | 经过认证的带隔垫聚丙烯盖 | Certified polypropylene bonded caps with septa | 9 mm cap, PTFE/silicone septum, dark blue polypropylene cap | 29319-U | 需要从国外调货，预计到货时间 2015.04.23 | 230.49
29320-U |  | 经过认证的带隔垫聚丙烯盖 | Certified polypropylene bonded caps with septa | 9 mm cap, PTFE/silicone septum (with slit), dark blue polypropylene cap | 29320-U | Only 3 left in stock (more on the way) - 详 库存详情： 29320-U Only 3 left in stock (more on the way) 1 国内现货或即将上架，预计发货 从 Shanghai 2015.04.05 | 368.55
29321-U |  | 经过认证的带隔垫聚丙烯盖 | Certified polypropylene bonded caps with septa | 9 mm cap, PTFE/silicone/PTFE septum, dark blue polypropylene cap | 29321-U | 需要从国外调货，预计到货时间 2015.04.30 | 353.34
44419 |  | CERTAN ® 毛细瓶 | CERTAN ® capillary bottle | 1.5 mL bottle, diam. × H 12 mm × 50 mm | 44419-1EA | 需要从国外调货，预计到货时间 2015.04.22 | 181.35
44419 |  | CERTAN ® 毛细瓶 | CERTAN ® capillary bottle | 1.5 mL bottle, diam. × H 12 mm × 50 mm | 44419-10EA | 需要从国外调货，预计到货时间 2015.04.22 | 1,620.45
44420 |  | CERTAN ® 毛细瓶 | CERTAN ® capillary bottle | 4.5 ml bottle, diam. × H 16 mm × 71 mm | 44420-1EA | 需要从国外调货，预计到货时间 2015.04.22 | 253.89
44420 |  | CERTAN ® 毛细瓶 | CERTAN ® capillary bottle | 4.5 ml bottle, diam. × H 16 mm × 71 mm | 44420-5EA | 需要从国外调货，预计到货时间 2015.04.22 | 869.31
44421 |  | CERTAN ® 毛细瓶 | CERTAN ® capillary bottle | 10 ml bottle, diam. × H 30 mm × 71 mm | 44421-1EA | 需要从国外调货，预计到货时间 2015.04.22 | 283.14
44421 |  | CERTAN ® 毛细瓶 | CERTAN ® capillary bottle | 10 ml bottle, diam. × H 30 mm × 71 mm | 44421-5EA | 需要从国外调货，预计到货时间 2015.04.22 | 1,040.13
27422 |  | 自动进样器卡口聚丙烯微量样品瓶 | Snap Ring polypropylene autosampler microvial | volume 0.50 mL, polypropylene, O.D. × H × I.D. 12 mm × 32 mm × 6.0 mm, Snap Ring | 000000000000027422 | 需要从国外调货，预计到货时间 2015.04.22 | 242.19
29087-U |  | VersaVial ™ | Versa Vial ™ | size 1.5 mL, polypropylene | 29087-U | 需要从国外调货，预计到货时间 2015.04.22 | 223.47
27537 |  | 用于 Waters 96 孔转盘的 8×40mm 样品瓶 | Vials for Waters ® 96-position carousel, 8 x 40 mm | size 0.7 mL, polypropylene vial (with polyethylene closure), vial O.D. × H 8 mm × 40 mm, recessed starburst conical snap plug included | 000000000000027537 | 需要从国外调货，预计到货时间 2015.04.22 | 306.54
29016-U |  | 螺纹口聚丙烯样品瓶 | Vials, screw top, polypropylene | size 0.1 mL, natural polypropylene, 9 mm, diam. × H 12 mm × 32 mm | 29016-U | 需要从国外调货，预计到货时间 2015.04.22 | 200.07
27410 |  | 螺纹口聚丙烯样品瓶 | Vials, screw top, polypropylene | volume 0.5 mL, polypropylene, conical bottom, large opening, thread 10-425, O.D. × H × I.D. 12 mm × 32 mm × 6 mm | 价格与库存信息目前不能提供有问题？联系人技术支持
29018-U |  | 螺纹口聚丙烯样品瓶 | Vials, screw top, polypropylene | volume 0.5 mL, natural polypropylene, 9 mm, O.D. × H × I.D. 12 mm × 32 mm × 6.0 mm | 29018-U | 需要从国外调货，预计到货时间 2015.04.22 | 180.18
27411 |  | 螺纹口聚丙烯样品瓶 | Vials, screw top, polypropylene | volume 0.75 mL, O.D. × H × I.D. 12 mm × 32 mm × 6 mm, thread 10-425 | 000000000000027411 | 需要从国外调货，预计到货时间 2015.04.22 | 207.09
Z162523 |  | 螺纹口聚丙烯样品瓶 | Vials, screw top, polypropylene | size 300 μL, polypropylene, thread 8-425, O.D. × H 12 mm × 32 mm | Z162523-1PAK | 需要从国外调货，预计到货时间 2015.04.22 | 3,123.90
Z162515 |  | Wheaton 聚丙烯自动进样器样品瓶 | Wheaton PP autosampler vials | 5 × 11 serum finish, for 11 mm Snap Ring | Z162515-.1PAK | 需要从国外调货，预计到货时间 2015.04.17 | 358.02
Z162515 |  | Wheaton 聚丙烯自动进样器样品瓶 | Wheaton PP autosampler vials | 5 × 11 serum finish, for 11 mm Snap Ring | Z162515-1PAK | 需要从国外调货，预计到货时间 2015.04.22 | 3,017.43
V7005 |  | 玻璃液体闪烁瓶 | Liquid scintillation vials, glass | volume 20 mL, Cap: 22mm urea with Poly-Seal cone liner. (caps packed separately) | V7005-500EA | 需要从国外调货，预计到货时间 2015.04.22 | 3,729.96
V7130 |  | 玻璃液体闪烁瓶 | Liquid scintillation vials, glass | volume 20 mL, Cap: 22mm urea with Poly-Seal liner. | V7130-500EA | 需要从国外调货，预计到货时间 2015.04.17 | 3,077.10
V8255 |  | 玻璃液体闪烁瓶 | Liquid scintillation vials, glass | volume 20 mL, Cap: 22mm urea with metal foil liner. (caps packed separately) | V8255-500EA | 需要从国外调货，预计到货时间 2015.04.22 | 3,077.10
M1152 |  | 玻璃液体闪烁瓶 | Liquid scintillation vials, glass | volume 6 mL, Minivial, Cap: 13mm urea with metal foil liner. | M1152-1000EA | 需要从国外调货，预计到货时间 2015.04.22 | 4,250.61
M1901 |  | 玻璃液体闪烁瓶 | Liquid scintillation vials, glass | volume 6 mL, Minivial, Cap: 15mm urea with metal foil liner. | M1901-1000EA | 需要从国外调货，预计到货时间 2015.04.22 | 4,250.61
Z376817 |  | Scintillation vials, general purpose |  | polyethylene | Z376817-1PAK | 需要从国外调货，预计到货时间 2015.04.22 | 2,509.65
Z376825 |  | Scintillation vials, general purpose |  | polypropylene | Z376825-1PAK | 需要从国外调货，预计到货时间 2015.04.17 | 2,509.65
854981 |  | 11.6×32mm 广口 (6 mm) 钳口样品瓶，容量 1.5mL | Vials, crimp top, 1.5 mL, large opening (6 mm), 11.6 x 32 mm | size 1.5 mL, amber glass, pkg of 1000 ea | 000000000000854981 | 需要从国外调货，预计到货时间 2015.04.22 | 1,554.93
854998 |  | 11.6×32mm 广口 (6 mm) 钳口样品瓶，容量 1.5mL | Vials, crimp top, 1.5 mL, large opening (6 mm), 11.6 x 32 mm | size 1.5 mL, amber glass (with marking spot) | 000000000000854998 | 需要从国外调货，预计到货时间 2015.04.22 | 209.43
27064 |  | 2mL 12×32mm 棕色玻璃钳口样品瓶 | Vials, 2 mL crimp top, amber glass, 12 x 32 mm | size 2 mL, amber glass, pkg of 100 ea | 000000000000027064 | 需要从国外调货，预计到货时间 2015.04.22 | 259.74
27065 |  | 2mL 12×32mm 棕色玻璃钳口样品瓶 | Vials, 2 mL crimp top, amber glass, 12 x 32 mm | size 2 mL, amber glass, pkg of 1000 ea | 000000000000027065 | 需要从国外调货，预计到货时间 2015.04.22 | 2,247.57
27058 |  | 2mL 12×32mm 透明玻璃钳口样品瓶 | Vials, 2 mL crimp top, clear glass, 12 x 32 mm | size 2 mL, clear glass (large opening) | 000000000000027058 | 需要从国外调货，预计到货时间 2015.04.22 | 225.81
27059 |  | 2mL 12×32mm 透明玻璃钳口样品瓶 | Vials, 2 mL crimp top, clear glass, 12 x 32 mm | size 2 mL, clear glass (large opening) | 000000000000027059 | 需要从国外调货，预计到货时间 2015.04.22 | 1,977.30
27267-U |  | 螺纹口样品瓶，棕色玻璃（仅样品瓶） | Vials, screw top, amber glass (vial only) | volume 2 mL, amber glass (large opening), thread 10-425, O.D. × H × I.D. 12 mm × 32 mm × 6.0 mm | 27267-U | 需要从国外调货，预计到货时间 2015.04.22 | 315.90
854743 |  | 1.5mL 螺纹口透明玻璃样品瓶 | Vials, screw top, clear glass, 1.5 mL | volume 1.5 mL, clear glass, thread 10-425, O.D. × H × I.D. 11.6 mm × 32 mm × 6.0 mm | 000000000000854743 | 需要从国外调货，预计到货时间 2015.04.22 | 1,765.53
854743 |  | 1.5mL 螺纹口透明玻璃样品瓶 | Vials, screw top, clear glass, 1.5 mL | volume 1.5 mL, clear glass, thread 10-425, O.D. × H × I.D. 11.6 mm × 32 mm × 6.0 mm | 产品854743已经停产；但是尚有库存。请从以下尚有库存的包装规格中选择。
SU860012 |  | 1.5mL 螺纹口透明玻璃样品瓶 | Vials, screw top, clear glass, 1.5 mL | volume size 1.5 mL, clear glass (large opening), thread 10-425, O.D. × H × I.D. 11.6 mm × 32 mm × 6.0 mm | SU860012 | 需要从国外调货，预计到货时间 2015.04.22 | 1,726.92
854172 |  | 1.5mL 8-425 螺纹棕色玻璃螺纹口样品瓶 | Vials, screw top, amber glass, 1.5 mL, 8-425 thread | volume 1.5 mL, amber glass (with marking spot) | 000000000000854172 | 需要从国外调货，预计到货时间 2015.04.22 | 209.43
SU860083 |  | 1.5mL 8-425 螺纹棕色玻璃螺纹口样品瓶 | Vials, screw top, amber glass, 1.5 mL, 8-425 thread | volume 1.5 mL, pkg of 100 ea | SU860083 | 需要从国外调货，预计到货时间 2015.04.22 | 184.86
854983 |  | 1.5mL 8-425 螺纹棕色玻璃螺纹口样品瓶 | Vials, screw top, amber glass, 1.5 mL, 8-425 thread | volume 1.5 mL, pkg of 1000 ea | 000000000000854983 | 需要从国外调货，预计到货时间 2015.04.22 | 1,620.45
854983 |  | 1.5mL 8-425 螺纹棕色玻璃螺纹口样品瓶 | Vials, screw top, amber glass, 1.5 mL, 8-425 thread | volume 1.5 mL, pkg of 1000 ea | 产品854983已经停产；但是尚有库存。请从以下尚有库存的包装规格中选择。
27083-U |  | 螺纹口样品瓶，棕色玻璃（仅样品瓶） | Vials, screw top, amber glass (vial only) | volume 2 mL, amber glass (standard opening), thread 8-425, O.D. × H × I.D. 12 mm × 32 mm × 4.6 mm | 27083-U | 需要从国外调货，预计到货时间 2015.04.17 | 300.69
27087-U |  | 螺纹口样品瓶，棕色玻璃（仅样品瓶） | Vials, screw top, amber glass (vial only) | volume 2 mL, amber glass, thread 8-425, vial H × O.D. × I.D. 32 mm × 12 mm × 4.6 mm, pkg of 1000 ea | 27087-U | 需要从国外调货，预计到货时间 2015.04.22 | 2,603.25
27084-U |  | 螺纹口样品瓶，棕色玻璃（仅样品瓶） | Vials, screw top, amber glass (vial only) | size 2 mL, amber glass (with marking spot), thread 8-425, O.D. × H × I.D. 12 mm × 32 mm × 4.6 mm, pkg of 100 ea | 27084-U | 需要从国外调货，预计到货时间 2015.04.22 | 324.09
27085-U |  | 螺纹口样品瓶，棕色玻璃（仅样品瓶） | Vials, screw top, amber glass (vial only) | size 2 mL, amber glass (with marking spot), thread 8-425, O.D. × H × I.D. 12 mm × 32 mm × 4.6 mm, pkg of 1000 ea | 27085-U | 需要从国外调货，预计到货时间 2015.04.22 | 2,946.06
854171 |  | 1.5mL 螺纹口透明玻璃样品瓶 | Vials, screw top, clear glass, 1.5 mL | volume 1.5 mL, clear glass (with marking spot), thread 8-425, O.D. × H × I.D. 11.6 mm × 32 mm × 4.6 mm | 000000000000854171 | 需要从国外调货，预计到货时间 2015.04.22 | 200.07
SU860081 |  | 1.5mL 卡口样品瓶，12mm×32mm | Snap Ring vials, 1.5 mL, 11.6 x 32 mm | volume 1.5 mL, clear glass (with marking spot) | SU860081 | 需要从国外调货，预计到货时间 2015.04.22 | 184.86
854993 |  | 1.5mL 卡口样品瓶，12mm×32mm | Snap Ring vials, 1.5 mL, 11.6 x 32 mm | amber glass, large opening, (6 mm), pkg of 1000 ea | 价格与库存信息目前不能提供有问题？联系人技术支持
SU860082 |  | 1.5mL 卡口样品瓶，12mm×32mm | Snap Ring vials, 1.5 mL, 11.6 x 32 mm | size 1.5 mL, amber glass (with marking spot), pkg of 100 ea | SU860082 | 需要从国外调货，预计到货时间 2015.04.22 | 218.79
854974 |  | 1.5mL 卡口样品瓶，12mm×32mm | Snap Ring vials, 1.5 mL, 11.6 x 32 mm | size 1.5 mL, clear glass, pkg of 1000 ea | 000000000000854974 | 需要从国外调货，预计到货时间 2015.04.22 | 1,456.65
SU860033 |  | 棕色短螺纹自动进样器样品瓶，11.6mm×32mm | Short thread autosampler vial, amber vial, 11.6 x 32 mm | volume 1.5 mL, amber glass (with marking spot) | SU860033 | 需要从国外调货，预计到货时间 2015.04.22 | 216.45
854165 |  | 透明玻璃短螺纹自动进样器小瓶 11.6×32mm | Short thread autosampler vial, clear glass, 11.6 x 32 mm (vial only) | volume 1.5 mL, clear glass (with marking spot) | 000000000000854165 | 需要从国外调货，预计到货时间 2015.04.17 | 201.24
29004-U |  | 12×32mm R.A.M. ™ （9mm 螺纹）广口螺纹口样品瓶 | Vials, screw top, R.A.M. ™ (9 mm thread), large opening, 12 x 32 mm | volume 2 mL, amber glass | 29004-U | 需要从国外调货，预计到货时间 2015.04.22 | 221.13
29000-U |  | 12×32mm R.A.M. ™ （9mm 螺纹）广口螺纹口样品瓶 | Vials, screw top, R.A.M. ™ (9 mm thread), large opening, 12 x 32 mm | volume 2 mL, clear glass | 29000-U | 需要从国外调货，预计到货时间 2015.04.22 | 191.88
29007-U |  | 12×32mm R.A.M. ™ （9mm 螺纹）广口螺纹口样品瓶 | Vials, screw top, R.A.M. ™ (9 mm thread), large opening, 12 x 32 mm | volume 2 mL, clear glass (with graduated marking spot) | 29007-U | 需要从国外调货，预计到货时间 2015.04.22 | 232.83
29009-U |  | 12×32mm R.A.M. ™ （9mm 螺纹）广口螺纹口样品瓶 | Vials, screw top, R.A.M. ™ (9 mm thread), large opening, 12 x 32 mm | volume 2 mL, clear glass (with graduated marking spot) | 29009-U | 需要从国外调货，预计到货时间 2015.04.22 | 2,148.12
29010-U |  | 12×32mm R.A.M. ™ （9mm 螺纹）广口螺纹口样品瓶 | Vials, screw top, R.A.M. ™ (9 mm thread), large opening, 12 x 32 mm | volume 2 mL, amber glass (with graduated marking spot) | 29010-U | 需要从国外调货，预计到货时间 2015.04.22 | 252.72
29011-U |  | 12×32mm R.A.M. ™ （9mm 螺纹）广口螺纹口样品瓶 | Vials, screw top, R.A.M. ™ (9 mm thread), large opening, 12 x 32 mm | volume 2 mL, amber glass (with graduated marking spot) | 29011-U | 需要从国外调货，预计到货时间 2015.04.22 | 2,318.94
27115-U |  | 螺纹口样品瓶，棕色玻璃（仅样品瓶） | Vials, screw top, amber glass (vial only) | volume 4 mL, amber glass, thread 13-425, O.D. × H × I.D. 15 mm × 45 mm × 8 mm, pkg of 100 ea | 27115-U | 需要从国外调货，预计到货时间 2015.04.22 | 394.29
27032 |  | 螺纹口样品瓶，棕色玻璃（仅样品瓶） | Vials, screw top, amber glass (vial only) | volume 4 mL, amber glass, thread 13-425, O.D. × H × I.D. 15 mm × 45 mm × 8 mm, pkg of 1000 ea | 000000000000027032 | 需要从国外调货，预计到货时间 2015.04.22 | 2,946.06
854986 |  | 螺纹口样品瓶，棕色玻璃（仅样品瓶） | Vials, screw top, amber glass (vial only) | volume 4 mL, amber glass vial, thread 13-425, O.D. × H × I.D. 14.75 mm × 45 mm × 8 mm | 000000000000854986 | 需要从国外调货，预计到货时间 2015.04.17 | 241.02
27116-U |  | 螺纹口样品瓶，棕色玻璃（仅样品瓶） | Vials, screw top, amber glass (vial only) | volume 4 mL, amber glass, thread 13-425, O.D. × H × I.D. 15 mm × 45 mm × 8 mm, marking spot, pkg of 100 ea | 27116-U | 需要从国外调货，预计到货时间 2015.04.22 | 394.29
27117-U |  | 螺纹口样品瓶，棕色玻璃（仅样品瓶） | Vials, screw top, amber glass (vial only) | volume 4 mL, amber glass, thread 13-425, marking spot, O.D. × thickness × I.D. 15 mm × 45 mm × 8 mm | 27117-U | 需要从国外调货，预计到货时间 2015.04.22 | 2,946.06
854190 |  | 螺纹口透明玻璃样品瓶（仅样品瓶） | Vials, screw top, clear glass (vial only) | volume 4 mL, clear glass vial, thread 13-425, O.D. × H × I.D. 14.75 mm × 45 mm × 8 mm | 000000000000854190 | 需要从国外调货，预计到货时间 2015.04.17 | 252.72
27113 |  | 螺纹口透明玻璃样品瓶（仅样品瓶） | Vials, screw top, clear glass (vial only) | volume 4 mL, clear glass vial, thread 13-425, marking spot, O.D. × H × I.D. 15 mm × 45 mm × 8 mm | 000000000000027113 | 需要从国外调货，预计到货时间 2015.04.22 | 2,734.29
27111 |  | 螺纹口透明玻璃样品瓶（仅样品瓶） | Vials, screw top, clear glass (vial only) | volume 4 mL, clear glass, thread 13-425, O.D. × H × I.D. 15 mm × 45 mm × 8 mm | 000000000000027111 | 需要从国外调货，预计到货时间 2015.04.22 | 301.86
854180-U |  | 顶空样品瓶(平顶圆底) | Headspace vials, flat top, rounded bottom | volume size 10 mL, clear glass, outside dimensions O.D. × H 22.5 mm × 46 mm | 854180-U | 需要从国外调货，预计到货时间 2015.04.22 | 327.60
SU860066 |  | Inserts for 1.5 mL large opening vials |  | glass conical (with bottom spring), pkg of 100 ea | SU860066 | 需要从国外调货，预计到货时间 2015.04.17 | 1,104.48
854110 |  | Inserts for 1.5 mL large opening vials |  | glass conical (with bottom spring), pkg of 1000 ea | 000000000000854110 | 需要从国外调货，预计到货时间 2015.04.22 | 10,161.45
29141-U |  | 未组装的 Snap Seal ™ 样品瓶，套装 | Snap Seal ™ vials, Convenience Pack, unassembled | size 2 mL, clear glass, PTFE/rubber septum | 29141-U | 需要从国外调货，预计到货时间 2015.04.22 | 326.43
29142-U |  | 未组装的 Snap Seal ™ 样品瓶，套装 | Snap Seal ™ vials, Convenience Pack, unassembled | size 2 mL, clear glass, PTFE/silicone septum | 29142-U | 需要从国外调货，预计到货时间 2015.04.22 | 460.98
29144-U |  | 未组装的 Snap Seal ™ 样品瓶，套装 | Snap Seal ™ vials, Convenience Pack, unassembled | size 2 mL, amber glass, PTFE/rubber septum | 29144-U | 需要从国外调货，预计到货时间 2015.04.22 | 341.64
29145-U |  | 未组装的 Snap Seal ™ 样品瓶，套装 | Snap Seal ™ vials, Convenience Pack, unassembled | size 2 mL, amber glass, PTFE/silicone septum | 29145-U | 需要从国外调货，预计到货时间 2015.04.22 | 475.02
29124-U |  | 12×32mm 广口钳口样品瓶便利套装 | Vials, crimp top, convenience pack, 12 x 32 mm, large opening | size 2 mL, clear glass vial, PTFE/red rubber septum | 29124-U | 需要从国外调货，预计到货时间 2015.04.22 | 308.88
29125-U |  | 12×32mm 广口钳口样品瓶便利套装 | Vials, crimp top, convenience pack, 12 x 32 mm, large opening | size 2 mL, clear glass vial, PTFE/silicone septum | 29125-U | 需要从国外调货，预计到货时间 2015.04.22 | 465.66
29127-U |  | 12×32mm 广口钳口样品瓶便利套装 | Vials, crimp top, convenience pack, 12 x 32 mm, large opening | size 2 mL, amber glass vial, PTFE/rubber septum | 29127-U | 需要从国外调货，预计到货时间 2015.04.22 | 308.88
29128-U |  | 12×32mm 广口钳口样品瓶便利套装 | Vials, crimp top, convenience pack, 12 x 32 mm, large opening | size 2 mL, amber glass vial, PTFE/silicone septum | 29128-U | 需要从国外调货，预计到货时间 2015.04.17 | 483.21
27060-U |  | 经硅烷化处理钳口样品瓶 | Vials, crimp top, silane-treated | volume 2 mL, clear glass, O.D. × H × I.D. 12 mm × 32 mm × 6.0 mm, large opening, (6 mm), deactivation, Silanized | 27060-U | 需要从国外调货，预计到货时间 2015.04.22 | 468.00
27061 |  | 经硅烷化处理钳口样品瓶 | Vials, crimp top, silane-treated | volume 2 mL, clear glass, O.D. × H × I.D. 12 mm × 32 mm × 6.0 mm, large opening, (6 mm), deactivation, Silanized, pkg of 1000 ea | 000000000000027061 | 需要从国外调货，预计到货时间 2015.04.22 | 3,855.15
27225-U |  | 经硅烷化处理钳口样品瓶 | Vials, crimp top, silane-treated | volume 2 mL, amber glass, O.D. × H × I.D. 12 mm × 32 mm × 6.0 mm, large opening, (6 mm), deactivation, Silanized, pkg of 100 ea | 27225-U | 需要从国外调货，预计到货时间 2015.04.22 | 546.39
27216 |  | 经硅烷化处理钳口样品瓶 | Vials, crimp top, silane-treated | volume 2 mL, amber glass, O.D. × H × I.D. 12 mm × 32 mm × 6.0 mm, large opening, (6 mm), deactivation, silanized, pkg of 1000 ea | 000000000000027216 | 需要从国外调货，预计到货时间 2015.04.22 | 4,500.99
29056-U |  | R.A.M. ™ (9mm) 螺纹口样品瓶，带瓶盖和隔膜的未组装便利套装 | Vials, 2 mL, open-top screw cap, R.A.M. ™ (9 mm) convenience kit with closures with septa, unassembled | volume 2 mL, clear glass vial, PTFE/rubber septum | 29056-U | 需要从国外调货，预计到货时间 2015.04.22 | 458.64
29057-U |  | R.A.M. ™ (9mm) 螺纹口样品瓶，带瓶盖和隔膜的未组装便利套装 | Vials, 2 mL, open-top screw cap, R.A.M. ™ (9 mm) convenience kit with closures with septa, unassembled | volume 2 mL, clear glass vial, PTFE/silicone septum | 29057-U | 需要从国外调货，预计到货时间 2015.04.22 | 508.95
29061-U |  | R.A.M. ™ (9mm) 螺纹口样品瓶，带瓶盖和隔膜的未组装便利套装 | Vials, 2 mL, open-top screw cap, R.A.M. ™ (9 mm) convenience kit with closures with septa, unassembled | volume 2 mL, amber glass vial, PTFE/red rubber septum | 29061-U | 需要从国外调货，预计到货时间 2015.04.22 | 542.88
29062-U |  | R.A.M. ™ (9mm) 螺纹口样品瓶，带瓶盖和隔膜的未组装便利套装 | Vials, 2 mL, open-top screw cap, R.A.M. ™ (9 mm) convenience kit with closures with septa, unassembled | volume 2 mL, amber glass vial, PTFE/silicone septum | 29062-U | 需要从国外调货，预计到货时间 2015.04.22 | 573.30
854991 |  | 螺纹口样品瓶，棕色玻璃（仅样品瓶） | Vials, screw top, amber glass (vial only) | volume size 20 mL, amber glass, thread 24-400, O.D. × H 27.5 mm × 57 mm | 000000000000854991 | 需要从国外调货，预计到货时间 2015.04.22 | 6,475.95
29304-U |  | Certified polypropylene caps with septa |  | snap cap, PTFE septum | 29304-U | 需要从国外调货，预计到货时间 2015.04.23 | 118.17
29305-U |  | Certified polypropylene caps with septa |  | snap cap, PTFE/silicone septum | 29305-U | 需要从国外调货，预计到货时间 2015.04.23 | 181.35
29306-U |  | Certified polypropylene caps with septa |  | snap cap, PTFE/silicone septum (with slit) | 29306-U | 需要从国外调货，预计到货时间 2015.04.23 | 326.43
29143-U |  | 未组装的 Snap Seal ™ 样品瓶，套装 | Snap Seal ™ vials, Convenience Pack, unassembled | clear glass, PTFE/silicone/PTFE septum | 29143-U | 需要从国外调货，预计到货时间 2015.04.22 | 501.93
29146-U |  | 未组装的 Snap Seal ™ 样品瓶，套装 | Snap Seal ™ vials, Convenience Pack, unassembled | size 2 mL, amber glass, PTFE/silicone/PTFE septum | 29146-U | 需要从国外调货，预计到货时间 2015.04.22 | 489.06
29132-U |  | Snap Seal ™ 阶梯式样品瓶，12×32mm，广口，11mm 密封盖 | Snap Seal ™ vials (step), 12 x 32 mm, large opening, 11 mm seal | volume 2 mL, clear glass, large opening, (6 mm) | 29132-U | 需要从国外调货，预计到货时间 2015.04.22 | 175.50
29134-U |  | Snap Seal ™ 阶梯式样品瓶，12×32mm，广口，11mm 密封盖 | Snap Seal ™ vials (step), 12 x 32 mm, large opening, 11 mm seal | volume 2 mL, clear glass (with white graduation spot), large opening, (6 mm) | 29134-U | 需要从国外调货，预计到货时间 2015.04.22 | 207.09
29133-U |  | Snap Seal ™ 阶梯式样品瓶，12×32mm，广口，11mm 密封盖 | Snap Seal ™ vials (step), 12 x 32 mm, large opening, 11 mm seal | size 2 mL, amber glass, large opening, (6 mm) | 29133-U | 需要从国外调货，预计到货时间 2015.04.22 | 184.86
29083-U |  | VersaVial ™ | Versa Vial ™ | size 2 mL, clear glass | 29083-U | 需要从国外调货，预计到货时间 2015.04.22 | 154.44
29085-U |  | VersaVial ™ | Versa Vial ™ | size 2 mL, clear glass, marking spot | 29085-U | 需要从国外调货，预计到货时间 2015.04.22 | 180.18
29084-U |  | VersaVial ™ | Versa Vial ™ | size 2 mL, amber glass | 29084-U | 需要从国外调货，预计到货时间 2015.04.22 | 166.14
29086-U |  | VersaVial ™ | Versa Vial ™ | size 2 mL, amber glass, marking spot | 29086-U | 需要从国外调货，预计到货时间 2015.04.22 | 196.56
29089-U |  | VersaVial ™ 瓶盖，直径 12mm | Versa Vial ™ closures, 12 mm diameter | gray plug (chlorobutyl/ siliconized) | 29089-U | 需要从国外调货，预计到货时间 2015.04.22 | 147.42
29091-U |  | VersaVial ™ 瓶盖，直径 12mm | Versa Vial ™ closures, 12 mm diameter | white PTFE/silicone plug | 29091-U | 需要从国外调货，预计到货时间 2015.04.22 | 160.29
29092-U |  | VersaVial ™ 瓶盖，直径 12mm | Versa Vial ™ closures, 12 mm diameter | white PTFE/silicone plug (with slit) | 29092-U | 需要从国外调货，预计到货时间 2015.04.22 | 196.56
29123-U |  | 具有熔融玻璃内衬管的螺纹样品瓶 | Interlocked ™ vial with fused glass insert, screw top | volume 300 μL, amber glass, Interlocked vial (with fused-in insert), thread 10-425 | 29123-U | 需要从国外调货，预计到货时间 2015.04.22 | 1,123.20
29111-U |  | 具有熔融玻璃内衬管的螺纹样品瓶 | Interlocked ™ vial with fused glass insert, screw top | volume 300 μL, amber glass, Interlocked vial (with fused-in insert), thread 8-425 | 29111-U | 需要从国外调货，预计到货时间 2015.04.22 | 1,123.20
29082-U |  | 具有熔融玻璃内衬管的螺纹样品瓶 | Interlocked ™ vial with fused glass insert, screw top | volume 300 μL, amber glass, Interlocked vial (with fused-in insert), thread 9 mm | 29082-U | 需要从国外调货，预计到货时间 2015.04.22 | 1,123.20
29122-U |  | 具有熔融玻璃内衬管的螺纹样品瓶 | Interlocked ™ vial with fused glass insert, screw top | volume 300 μL, clear glass, Interlocked vial (with fused-in insert), thread 10-425 | 29122-U | 需要从国外调货，预计到货时间 2015.04.22 | 1,123.20
29109-U |  | 具有熔融玻璃内衬管的螺纹样品瓶 | Interlocked ™ vial with fused glass insert, screw top | volume 300 μL, clear glass, Interlocked vial (with fused-in insert), thread 8-425 | 29109-U | 需要从国外调货，预计到货时间 2015.04.22 | 1,123.20
29081-U |  | 具有熔融玻璃内衬管的螺纹样品瓶 | Interlocked ™ vial with fused glass insert, screw top | volume 300 μL, clear glass, Interlocked vial (with fused-in insert), thread 9 mm | 29081-U | Only 2 left in stock (more on the way) - 详 库存详情： 29081-U Only 2 left in stock (more on the way) 1 国内现货或即将上架，预计发货 从 Shanghai 2015.04.05 | 1,123.20
29131-U |  | 具有熔融玻璃内衬管的钳口样品瓶 | Interlocked vial with fused glass insert, crimp top | volume 300 μL, amber glass, Interlocked vial (with fused-in insert), crimp top, 11 mm | 29131-U | 需要从国外调货，预计到货时间 2015.04.22 | 1,123.20
29130-U |  | 具有熔融玻璃内衬管的钳口样品瓶 | Interlocked vial with fused glass insert, crimp top | volume 300 μL, clear glass, Interlocked vial (with fused-in insert), crimp top | 29130-U | 需要从国外调货，预计到货时间 2015.04.22 | 1,103.31
29147-U |  | 具有熔融玻璃内衬管的样品瓶，卡合式密封 | Interlocked vial with fused glass insert, Snap Seal ™ design | volume 300 μL, clear glass, interlocked vial (with fused-in insert), Snap Seal, 11 mm | 29147-U | 需要从国外调货，预计到货时间 2015.04.22 | 1,103.31
29326-U |  | 中心集液 (CD) 螺纹样品瓶，仅样品瓶 | Center Drain (CD) screw thread vials, vial only | size 3.8 mL, clear glass, O.D. × H 14.75 mm × 45 mm, 13-425 | 29326-U | 需要从国外调货，预计到货时间 2015.04.23 | 2,015.91
29329-U |  | 中心集液 (CD) 螺纹样品瓶，仅样品瓶 | Center Drain (CD) screw thread vials, vial only | size 3.8 mL, amber glass, O.D. × H 14.75 mm × 45 mm, 13-425 | 29329-U | 需要从国外调货，预计到货时间 2015.04.23 | 2,135.25
29334-U |  | 中心集液 (CD) 螺纹样品瓶，仅样品瓶 | Center Drain (CD) screw thread vials, vial only | size 4 mL, clear glass, O.D. × H 15 mm × 51 mm, 13-425 | 29334-U | 需要从国外调货，预计到货时间 2015.04.23 | 2,068.56
29336-U |  | 中心集液 (CD) 螺纹样品瓶，仅样品瓶 | Center Drain (CD) screw thread vials, vial only | size 5 mL, clear glass, O.D. × H 15 mm × 51 mm, 15-425 | 29336-U | 需要从国外调货，预计到货时间 2015.04.23 | 2,108.34
29340-U |  | 中心集液 (CD) 螺纹样品瓶，仅样品瓶 | Center Drain (CD) screw thread vials, vial only | size 10 mL, clear glass, O.D. × H 20.75 mm × 61 mm, 18-400 | 29340-U | 需要从国外调货，预计到货时间 2015.04.23 | 2,365.74
29342-U |  | 中心集液 (CD) 螺纹样品瓶，仅样品瓶 | Center Drain (CD) screw thread vials, vial only | size 20 mL, clear glass, O.D. × H 27.75 mm × 67 mm, 24-414 | 29342-U | 需要从国外调货，预计到货时间 2015.04.23 | 782.73
29344-U |  | 中心集液 (CD) 螺纹样品瓶，仅样品瓶 | Center Drain (CD) screw thread vials, vial only | size 40 mL, clear glass, O.D. × H 27.75 mm × 103 mm, 24-414 | 29344-U | 需要从国外调货，预计到货时间 2015.04.23 | 1,312.74
29355-U |  | 中心集液 (CD) 螺纹样品瓶，仅样品瓶 | Center Drain (CD) screw thread vials, vial only | size 60 mL, clear glass, O.D. × H 27.75 mm × 143 mm, 24-414 | 29355-U | 需要从国外调货，预计到货时间 2015.04.23 | 1,549.08
23187-U |  | MRQ30 透明 CD Vial ™ ，蓝色瓶盖，预切口的 TEF/硅胶隔垫 | MRQ30 Clear CD Vial ™ , Blue cap, Pre-slit TEF/Silicone septa | volume 1.2 mL, clear glass, 9 mm, O.D. × H × I.D. 12 mm × 32 mm × 6.0 mm, dead volume <2 mL | 23187-U | 需要从国外调货，预计到货时间 2015.04.22 | 1,857.96
29330-U |  | 带瓶盖和隔垫的中心集液 (CD) 螺纹样品瓶 | Center Drain (CD) screw thread vials with hole caps and PTFE/silicone septa | volume 3.8 mL, amber glass, O.D. × H 14.75 mm × 45 mm, PTFE/silicone (bonded) | 29330-U | 需要从国外调货，预计到货时间 2015.04.23 | 2,603.25
29331-U |  | 带瓶盖和隔垫的中心集液 (CD) 螺纹样品瓶 | Center Drain (CD) screw thread vials with hole caps and PTFE/silicone septa | volume 3.8 mL, amber glass, O.D. × H 14.75 mm × 45 mm, PTFE/silicone (with slit (bonded)) | 29331-U | 需要从国外调货，预计到货时间 2015.04.23 | 2,734.29
29328-U |  | 带瓶盖和隔垫的中心集液 (CD) 螺纹样品瓶 | Center Drain (CD) screw thread vials with hole caps and PTFE/silicone septa | volume 3.8 mL, clear glass, O.D. × H 14.75 mm × 45 mm, PTFE/silicone (with slit (bonded)) | 29328-U | 需要从国外调货，预计到货时间 2015.04.23 | 2,623.14
29327-U |  | 带瓶盖和隔垫的中心集液 (CD) 螺纹样品瓶 | Center Drain (CD) screw thread vials with hole caps and PTFE/silicone septa | volume 3.8 mL, clear glass, O.D. × H 14.75 mm × 45 mm, PTFE/silicone septa (bonded) | 29327-U | 需要从国外调货，预计到货时间 2015.04.23 | 2,490.93
29339-U |  | 带瓶盖和隔垫的中心集液 (CD) 螺纹样品瓶 | Center Drain (CD) screw thread vials with hole caps and PTFE/silicone septa | volume 10 mL, clear glass, O.D. × H 20.75 mm × 61 mm, PTFE/silicone | 29339-U | 需要从国外调货，预计到货时间 2015.04.23 | 2,951.91
29341-U |  | 带瓶盖和隔垫的中心集液 (CD) 螺纹样品瓶 | Center Drain (CD) screw thread vials with hole caps and PTFE/silicone septa | volume 20 mL, clear glass, O.D. × H 27.75 mm × 67 mm, PTFE/silicone | 29341-U | 需要从国外调货，预计到货时间 2015.04.30 | 1,126.71
29332-U |  | 带瓶盖和隔垫的中心集液 (CD) 螺纹样品瓶 | Center Drain (CD) screw thread vials with hole caps and PTFE/silicone septa | volume 4 mL, clear glass, O.D. × H 15 mm × 51 mm, PTFE/silicone | 29332-U | 需要从国外调货，预计到货时间 2015.04.23 | 2,451.15
29343-U |  | 带瓶盖和隔垫的中心集液 (CD) 螺纹样品瓶 | Center Drain (CD) screw thread vials with hole caps and PTFE/silicone septa | volume 40 mL, clear glass, O.D. × H 27.75 mm × 103 mm, PTFE/silicone | 29343-U | 需要从国外调货，预计到货时间 2015.04.23 | 1,567.80
29335-U |  | 带瓶盖和隔垫的中心集液 (CD) 螺纹样品瓶 | Center Drain (CD) screw thread vials with hole caps and PTFE/silicone septa | volume 5 mL, clear glass, O.D. × H 15 mm × 51 mm, PTFE/silicone | 29335-U | 需要从国外调货，预计到货时间 2015.04.23 | 2,623.14
29354-U |  | 带瓶盖和隔垫的中心集液 (CD) 螺纹样品瓶 | Center Drain (CD) screw thread vials with hole caps and PTFE/silicone septa | volume 60 mL, clear glass, O.D. × H 27.75 mm × 143 mm, PTFE/silicone | 29354-U | 需要从国外调货，预计到货时间 2015.04.23 | 1,818.18
29362-U |  | 中心集液 (CD) 螺纹样品瓶，厚壁，带瓶盖和 PTFE/硅胶隔垫 | Center Drain (CD) screw thread vials, heavy wall, with caps and PTFE/silicone septa | volume 1 mL, clear glass, with graduations, O.D. × H 13 mm × 41 mm | 29362-U | 需要从国外调货，预计到货时间 2015.04.23 | 906.75
29363-U |  | 中心集液 (CD) 螺纹样品瓶，厚壁，带瓶盖和 PTFE/硅胶隔垫 | Center Drain (CD) screw thread vials, heavy wall, with caps and PTFE/silicone septa | volume 2 mL, clear glass, with graduations, O.D. × H 16 mm × 58 mm | 29363-U | 需要从国外调货，预计到货时间 2015.04.23 | 1,126.71
29364-U |  | 中心集液 (CD) 螺纹样品瓶，厚壁，带瓶盖和 PTFE/硅胶隔垫 | Center Drain (CD) screw thread vials, heavy wall, with caps and PTFE/silicone septa | volume 2 mL, clear glass, with graduations, O.D. × H 20 mm × 40 mm | 29364-U | 需要从国外调货，预计到货时间 2015.04.30 | 1,153.62
29365-U |  | 中心集液 (CD) 螺纹样品瓶，厚壁，带瓶盖和 PTFE/硅胶隔垫 | Center Drain (CD) screw thread vials, heavy wall, with caps and PTFE/silicone septa | volume 3 mL, clear glass, with graduations, O.D. × H 20 mm × 46 mm | 29365-U | 需要从国外调货，预计到货时间 2015.04.23 | 1,188.72
29366-U |  | 中心集液 (CD) 螺纹样品瓶，厚壁，带瓶盖和 PTFE/硅胶隔垫 | Center Drain (CD) screw thread vials, heavy wall, with caps and PTFE/silicone septa | volume 5 mL, clear glass, with graduations, O.D. × H 20 mm × 61 mm | 29366-U | 需要从国外调货，预计到货时间 2015.04.23 | 1,205.10
29357-U |  | 带瓶盖和隔垫的中心集液 (CD) 螺纹样品瓶 | Center Drain (CD) screw thread vials with hole caps and PTFE/silicone septa | volume 2 mL, clear glass, without graduations, O.D. × H 16 mm × 58 mm | 29357-U | 需要从国外调货，预计到货时间 2015.04.23 | 938.34
29367-U |  | 中心集液 (CD) 螺纹样品瓶，厚壁，带瓶盖和 PTFE/硅胶隔垫 | Center Drain (CD) screw thread vials, heavy wall, with caps and PTFE/silicone septa | volume 1 mL, amber glass, without graduations, O.D. × H 13 nm × 41 mm | 29367-U | 需要从国外调货，预计到货时间 2015.04.23 | 829.53
29356-U |  | 中心集液 (CD) 螺纹样品瓶，厚壁，带瓶盖和 PTFE/硅胶隔垫 | Center Drain (CD) screw thread vials, heavy wall, with caps and PTFE/silicone septa | volume 1 mL, clear glass, without graduations, O.D. × H 13 mm × 41 mm | 29356-U | 需要从国外调货，预计到货时间 2015.04.23 | 719.55
29368-U |  | 中心集液 (CD) 螺纹样品瓶，厚壁，带瓶盖和 PTFE/硅胶隔垫 | Center Drain (CD) screw thread vials, heavy wall, with caps and PTFE/silicone septa | volume 2 mL, amber glass, without graduations, O.D. × H 20 mm × 40 mm | 29368-U | 需要从国外调货，预计到货时间 2015.04.23 | 1,174.68
29358-U |  | 中心集液 (CD) 螺纹样品瓶，厚壁，带瓶盖和 PTFE/硅胶隔垫 | Center Drain (CD) screw thread vials, heavy wall, with caps and PTFE/silicone septa | volume 2 mL, clear glass, without graduations, O.D. × H 20 mm × 40 mm | 29358-U | 需要从国外调货，预计到货时间 2015.04.23 | 983.97
29369-U |  | 中心集液 (CD) 螺纹样品瓶，厚壁，带瓶盖和 PTFE/硅胶隔垫 | Center Drain (CD) screw thread vials, heavy wall, with caps and PTFE/silicone septa | volume 3 mL, amber glass, without graduations, O.D. × H 20 mm × 46 mm | 29369-U | 需要从国外调货，预计到货时间 2015.04.23 | 1,219.14
29359-U |  | 中心集液 (CD) 螺纹样品瓶，厚壁，带瓶盖和 PTFE/硅胶隔垫 | Center Drain (CD) screw thread vials, heavy wall, with caps and PTFE/silicone septa | volume 3 mL, clear glass, without graduations, O.D. × H 20 mm × 46 mm | 29359-U | 需要从国外调货，预计到货时间 2015.04.23 | 1,001.52
29370-U |  | 中心集液 (CD) 螺纹样品瓶，厚壁，带瓶盖和 PTFE/硅胶隔垫 | Center Drain (CD) screw thread vials, heavy wall, with caps and PTFE/silicone septa | volume 5 mL, amber glass, without graduations, O.D. × H 20 mm × 61 mm | 29370-U | 需要从国外调货，预计到货时间 2015.04.23 | 1,281.15
29361-U |  | 中心集液 (CD) 螺纹样品瓶，厚壁，带瓶盖和 PTFE/硅胶隔垫 | Center Drain (CD) screw thread vials, heavy wall, with caps and PTFE/silicone septa | volume 5 mL, clear glass, without graduations, O.D. × H 20 mm × 61 mm | 29361-U | 需要从国外调货，预计到货时间 2015.04.23 | 1,015.56
27360-U |  | 带 PTFE/硅胶隔垫的钳口密封盖 | Crimp seals with PTFE/silicone septa | silver aluminum seal, diam. × thickness 11 mm × 1.0 mm, red PTFE/silicone septum | 27360-U | 需要从国外调货，预计到货时间 2015.04.22 | 442.26
27373 |  | 带 PTFE/硅胶隔垫的钳口密封盖 | Crimp seals with PTFE/silicone septa | silver aluminum seal, seal diam. 11 mm, red PTFE/silicone septum, pkg of 1000 ea | 000000000000027373 | 需要从国外调货，预计到货时间 2015.04.22 | 3,650.40
27214-U |  | 带 PTFE/硅胶隔垫的钳口密封盖 | Crimp seals with PTFE/silicone septa | silver aluminum seal, size × thickness 11 mm × 1.0 mm, white PTFE/silicone septum | 27214-U | 需要从国外调货，预计到货时间 2015.04.22 | 437.58
27381 |  | 带 PTFE/橡胶隔垫的 11mm 钳口密封盖 | Crimp seals, 11 mm, with PTFE/rubber septa | blue aluminum seal, seal diam. 11 mm, PTFE/red rubber septum, pkg of 1000 ea | 000000000000027381 | 需要从国外调货，预计到货时间 2015.04.22 | 1,990.17
27104 |  | 带 PTFE/橡胶隔垫的 11mm 钳口密封盖 | Crimp seals, 11 mm, with PTFE/rubber septa | blue aluminum seal, seal diam. 11 mm, pkg of 100 ea | 000000000000027104 | 需要从国外调货，预计到货时间 2015.04.22 | 229.32
27473 |  | 带 PTFE/橡胶隔垫的 11mm 钳口密封盖 | Crimp seals, 11 mm, with PTFE/rubber septa | red aluminum seal, seal diam. 11 mm, PTFE/red rubber septum, pkg of 1000 ea | 000000000000027473 | 需要从国外调货，预计到货时间 2015.04.22 | 1,930.50
27103 |  | 带 PTFE/橡胶隔垫的 11mm 钳口密封盖 | Crimp seals, 11 mm, with PTFE/rubber septa | red aluminum seal, seal diam. 11 mm, pkg of 100 ea | 000000000000027103 | 需要从国外调货，预计到货时间 2015.04.22 | 229.32
27022 |  | 带有 PTFE/硅胶隔垫的带孔螺纹盖 | Assembled screw cap with hole and PTFE/silicone septum | black polypropylene cap, thread 24-400, PTFE/silicone, for use with 20, 40, or 60 mL vial | 000000000000027022 | 需要从国外调货，预计到货时间 2015.04.17 | 1,344.33
27018 |  | 带有 PTFE/硅胶隔垫的带孔螺纹盖 | Assembled screw cap with hole and PTFE/silicone septum | black polypropylene hole cap, thread 13-425, PTFE/silicone, for use with 4 mL vial with 13-425 thread | 000000000000027018 | 需要从国外调货，预计到货时间 2015.04.22 | 892.71
27019 |  | 带有 PTFE/硅胶隔垫的带孔螺纹盖 | Assembled screw cap with hole and PTFE/silicone septum | black polypropylene hole cap, thread 15-425, septum thickness 1.5 mm, for use with 7 mL vial | 000000000000027019 | 需要从国外调货，预计到货时间 2015.04.22 | 982.80
27020 |  | 带有 PTFE/硅胶隔垫的带孔螺纹盖 | Assembled screw cap with hole and PTFE/silicone septum | black polypropylene hole cap, thread 18-400, septum thickness 1.5 mm, for use with 15 mL vial | 000000000000027020 | 需要从国外调货，预计到货时间 2015.04.22 | 1,250.73
27021 |  | 带有 PTFE/硅胶隔垫的带孔螺纹盖 | Assembled screw cap with hole and PTFE/silicone septum | black polypropylene hole cap, thread 20-400, septum thickness 1.9 mm, for use with 22 mL vial | 000000000000027021 | 需要从国外调货，预计到货时间 2015.04.22 | 1,250.73
29491-U |  | 带预切口隔垫的瓶盖 | Closures with pre-cut septa | size 11 mm, Snap cap, soft version, blue polyethylene, red PTFE/silicone, thickness 1.0 mm | 29491-U | 需要从国外调货，预计到货时间 2015.04.30 | 606.06
29492-U |  | 带预切口隔垫的瓶盖 | Closures with pre-cut septa | size 11 mm, Snap cap, soft version, transparent polyethylene, red PTFE/silicone, thickness 1.0 mm | 29492-U | 需要从国外调货，预计到货时间 2015.04.30 | 592.02
29493-U |  | 带预切口隔垫的瓶盖 | Closures with pre-cut septa | size 11 mm, Snap cap, blue polyethylene, red PTFE/silicone, thickness 1.0 mm | 29493-U | 需要从国外调货，预计到货时间 2015.04.30 | 663.39
29494-U |  | 带预切口隔垫的瓶盖 | Closures with pre-cut septa | size 11 mm, Snap cap, transparent polyethylene, red PTFE/silicone, thickness 1.0 mm | 29494-U | 需要从国外调货，预计到货时间 2015.04.30 | 592.02
29495-U |  | 带预切口隔垫的瓶盖 | Closures with pre-cut septa | size 20 mm, Magnetic cap, UltraClean, transparent PTFE/silicone, thickness 3.0 mm | 29495-U | 需要从国外调货，预计到货时间 2015.04.23 | 850.59
29496-U |  | 带预切口隔垫的瓶盖 | Closures with pre-cut septa | size 20 mm, Magnetic cap, UltraClean, red PTFE/silicone, thickness 1.5 mm | 29496-U | 需要从国外调货，预计到货时间 2015.04.23 | 986.31
29497-U |  | 带预切口隔垫的瓶盖 | Closures with pre-cut septa | size 18 mm, Magnetic screw thread cap, UltraClean, red PTFE/silicone, thickness 1.5 mm | 29497-U | 需要从国外调货，预计到货时间 2015.04.23 | 872.82
29498-U |  | 带预切口隔垫的瓶盖 | Closures with pre-cut septa | size 9 mm, blue polypropylene, red PTFE/silicone, size × thickness × 1.0 mm | 29498-U | 需要从国外调货，预计到货时间 2015.04.30 | 720.72
29499-U |  | 带预切口隔垫的瓶盖 | Closures with pre-cut septa | size 9 mm, transparent polypropylene, red PTFE/silicone, thickness 1.0 mm | 29499-U | 需要从国外调货，预计到货时间 2015.04.30 | 632.97
Z166065 |  | 橡胶塞 | Rubber stoppers | gray butyl rubber, size 20 mm | Z166065-100EA | 需要从国外调货，预计到货时间 2015.04.22 | 383.76
27156 |  | PTFE/红色橡胶隔垫 | Septa, PTFE/red rubber | PTFE/red rubber, diam. × thickness 13 mm × 0.050 in., for use with 7 mL vials | 000000000000027156 | 需要从国外调货，预计到货时间 2015.04.17 | 632.97
27100-U |  | 瓶塞 | Stoppers | seal diam. 11 mm, butyl rubber septum, for use with 2mL-2.5mL standard opening crimp top vials, pkg of 100 ea | 27100-U | 需要从国外调货，预计到货时间 2015.04.22 | 500.76
27224 |  | 瓶塞 | Stoppers | septum diam. 13 mm, butyl rubber, pkg of 100 ea | 000000000000027224 | Only 4 left in stock (more on the way) - 详 库存详情： 000000000000027224 Only 4 left in stock (more on the way) 1 国内现货或即将上架，预计发货 从 Shanghai 2015.04.05 | 267.93
27226 |  | 瓶塞 | Stoppers | septum diam. 13 mm, red rubber, pkg of 100 ea | 000000000000027226 | 需要从国外调货，预计到货时间 2015.04.22 | 500.76
27232 |  | 瓶塞 | Stoppers | gray butyl rubber, diam. 20 mm, pkg of 100 ea | 000000000000027232 | 需要从国外调货，预计到货时间 2015.04.22 | 460.98
27234 |  | 瓶塞 | Stoppers | red rubber (Isoprene rubber), diam. 20 mm, pkg of 100 ea | 000000000000027234 | 需要从国外调货，预计到货时间 2015.04.22 | 758.16
27235-U |  | 瓶塞 | Stoppers | silicone, diam. 20 mm, pkg of 100 ea | 27235-U | 需要从国外调货，预计到货时间 2015.04.22 | 1,107.99
29058-U |  | R.A.M. ™ (9mm) 螺纹口样品瓶，带瓶盖和隔膜的未组装便利套装 | Vials, 2 mL, open-top screw cap, R.A.M. ™ (9 mm) convenience kit with closures with septa, unassembled | volume 2 mL, clear glass vial, PTFE/silicone/PTFE septum | 29058-U | 需要从国外调货，预计到货时间 2015.04.22 | 556.92
29064-U |  | R.A.M. ™ (9mm) 螺纹口样品瓶，带瓶盖和隔膜的未组装便利套装 | Vials, 2 mL, open-top screw cap, R.A.M. ™ (9 mm) convenience kit with closures with septa, unassembled | volume 2 mL, clear glass vial (with graduated marking spot), PTFE/red rubber septum | 29064-U | 需要从国外调货，预计到货时间 2015.04.22 | 524.16
29066-U |  | R.A.M. ™ (9mm) 螺纹口样品瓶，带瓶盖和隔膜的未组装便利套装 | Vials, 2 mL, open-top screw cap, R.A.M. ™ (9 mm) convenience kit with closures with septa, unassembled | clear glass vial (with graduated marking spot), PTFE/silicone/PTFE septum | 29066-U | 需要从国外调货，预计到货时间 2015.04.22 | 627.12
29063-U |  | R.A.M. ™ (9mm) 螺纹口样品瓶，带瓶盖和隔膜的未组装便利套装 | Vials, 2 mL, open-top screw cap, R.A.M. ™ (9 mm) convenience kit with closures with septa, unassembled | volume 2 mL, amber glass vial, PTFE/silicone/PTFE septum | 29063-U | 需要从国外调货，预计到货时间 2015.04.22 | 562.77
29067-U |  | R.A.M. ™ (9mm) 螺纹口样品瓶，带瓶盖和隔膜的未组装便利套装 | Vials, 2 mL, open-top screw cap, R.A.M. ™ (9 mm) convenience kit with closures with septa, unassembled | volume 2 mL, amber glass vial (with graduated marking spot), PTFE/red rubber septum | 29067-U | 需要从国外调货，预计到货时间 2015.04.22 | 524.16
29129-U |  | 12×32mm 广口钳口样品瓶便利套装 | Vials, crimp top, convenience pack, 12 x 32 mm, large opening | size 2 mL, amber glass vial, PTFE/silicone/PTFE septum | 29129-U | 需要从国外调货，预计到货时间 2015.04.22 | 493.74
29126-U |  | 12×32mm 广口钳口样品瓶便利套装 | Vials, crimp top, convenience pack, 12 x 32 mm, large opening | size 2 mL, clear glass vial, PTFE/silicone/PTFE septum | 29126-U | 需要从国外调货，预计到货时间 2015.04.22 | 500.76
29106-U |  | 2mL 标准开口带盖螺纹口样品瓶，未组装便利套装 | Vials, open-top screw cap, 2 mL standard opening with closures, convenience pack, unassembled | amber glass, polypropylene cap, PTFE/silicone | 29106-U | 需要从国外调货，预计到货时间 2015.04.22 | 485.55
29108-U |  | 2mL 标准开口带盖螺纹口样品瓶，未组装便利套装 | Vials, open-top screw cap, 2 mL standard opening with closures, convenience pack, unassembled | amber glass, polypropylene cap, PTFE/silicone/PTFE | 29108-U | 需要从国外调货，预计到货时间 2015.04.22 | 553.41
29104-U |  | 2mL 标准开口带盖螺纹口样品瓶，未组装便利套装 | Vials, open-top screw cap, 2 mL standard opening with closures, convenience pack, unassembled | clear glass, polypropylene cap, PTFE/silicone | 29104-U | 需要从国外调货，预计到货时间 2015.04.22 | 450.45
29107-U |  | 2mL 标准开口带盖螺纹口样品瓶，未组装便利套装 | Vials, open-top screw cap, 2 mL standard opening with closures, convenience pack, unassembled | clear glass, polypropylene cap, PTFE/silicone/PTFE | 29107-U | 需要从国外调货，预计到货时间 2015.04.22 | 511.29
29117-U |  | 2mL 带盖广口螺纹口样品瓶，未组装便利套装 | Vials, open-top screw cap, 2 mL large opening with closures, unassembled convenience packs | volume 2 mL, amber glass, thread 10-425, polypropylene cap, PTFE/rubber septa | 29117-U | 需要从国外调货，预计到货时间 2015.04.22 | 632.97
29119-U |  | 2mL 带盖广口螺纹口样品瓶，未组装便利套装 | Vials, open-top screw cap, 2 mL large opening with closures, unassembled convenience packs | volume 2 mL, amber glass, thread 10-425, polypropylene cap, PTFE/silicone septa | 29119-U | 需要从国外调货，预计到货时间 2015.04.22 | 639.99
29116-U |  | 2mL 带盖广口螺纹口样品瓶，未组装便利套装 | Vials, open-top screw cap, 2 mL large opening with closures, unassembled convenience packs | volume 2 mL, clear glass, thread 10-425, polypropylene cap, PTFE/rubber septa | 29116-U | 需要从国外调货，预计到货时间 2015.04.22 | 603.72
29118-U |  | 2mL 带盖广口螺纹口样品瓶，未组装便利套装 | Vials, open-top screw cap, 2 mL large opening with closures, unassembled convenience packs | volume 2 mL, clear glass, thread 10-425, polypropylene cap, PTFE/silicone septa | 29118-U | 需要从国外调货，预计到货时间 2015.04.22 | 553.41
24720 |  | 2mL 广口样品瓶的内衬管，6.0mm 内径 | Inserts for 2 mL large opening vials, 6.0 mm I.D. | volume 0.15 mL, glass conical (with top spring), O.D. × H 6 mm × 29 mm, pkg of 500 ea | 000000000000024720 | 需要从国外调货，预计到货时间 2015.04.22 | 5,290.74
24721 |  | 2mL 广口样品瓶的内衬管，6.0mm 内径 | Inserts for 2 mL large opening vials, 6.0 mm I.D. | volume 0.20 mL, glass conical (with bottom spring), O.D. × H × I.D. 6 mm × 29 mm × 4.6 mm | 000000000000024721 | 需要从国外调货，预计到货时间 2015.04.22 | 1,522.17
24722 |  | 2mL 广口样品瓶的内衬管，6.0mm 内径 | Inserts for 2 mL large opening vials, 6.0 mm I.D. | volume 0.20 mL, polypropylene conical (with bottom spring), O.D. × H × I.D. 6 mm × 29 mm × 4.6 mm | 000000000000024722 | 需要从国外调货，预计到货时间 2015.04.22 | 553.41
24717 |  | 2mL 广口样品瓶的内衬管，6.0mm 内径 | Inserts for 2 mL large opening vials, 6.0 mm I.D. | volume 0.25 mL, glass conical, O.D. × H × I.D. 6 mm × 31 mm × 4.6 mm | 000000000000024717 | 需要从国外调货，预计到货时间 2015.04.22 | 834.21
24718 |  | 2mL 广口样品瓶的内衬管，6.0mm 内径 | Inserts for 2 mL large opening vials, 6.0 mm I.D. | volume 0.25 mL, glass conical, O.D. × H × I.D. 6 mm × 31 mm × 4.6 mm, pkg of 1000 ea | 000000000000024718 | 需要从国外调货，预计到货时间 2015.04.22 | 7,394.40
24719 |  | 2mL 广口样品瓶的内衬管，6.0mm 内径 | Inserts for 2 mL large opening vials, 6.0 mm I.D. | volume 0.15 mL, glass conical (with top spring), O.D. × H × I.D. 6 mm × 29 mm × 4.6 mm | 000000000000024719 | 需要从国外调货，预计到货时间 2015.04.22 | 1,647.36
Z291803 |  | 2mL 广口样品瓶的内衬管，6.0mm 内径 | Inserts for 2 mL large opening vials, 6.0 mm I.D. | volume size 0.30 mL, glass (conical with polyspring), O.D. × H 6 mm × 30 mm | Z291803-1PAK | 需要从国外调货，预计到货时间 2015.04.22 | 1,607.58
24715 |  | 2mL 广口样品瓶的内衬管，6.0mm 内径 | Inserts for 2 mL large opening vials, 6.0 mm I.D. | volume 0.35 mL, glass (shell style), O.D. × H × I.D. 6 mm × 31 mm × 4.6 mm, pkg of 100 ea | 000000000000024715 | 需要从国外调货，预计到货时间 2015.04.22 | 236.34
24716 |  | 2mL 广口样品瓶的内衬管，6.0mm 内径 | Inserts for 2 mL large opening vials, 6.0 mm I.D. | volume 0.35 mL, glass (shell style), O.D. × H × I.D. 6 mm × 31 mm × 4.6 mm, pkg of 1000 ea | 000000000000024716 | 需要从国外调货，预计到货时间 2015.04.22 | 1,745.64
27400-U |  | 2mL 标准开口样品瓶的内衬管，4.6mm 内径 | Insert for 2 mL standard opening vial, 4.6 mm I.D. | size 0.05 mL, clear glass conical, bottom spring, O.D. × H 4 mm × 25 mm | 27400-U | 需要从国外调货，预计到货时间 2015.04.22 | 774.54
24705 |  | 2mL 标准开口样品瓶的内衬管，4.6mm 内径 | Insert for 2 mL standard opening vial, 4.6 mm I.D. | size 0.15 mL, clear glass conical (with polyflange), O.D. × H 5 mm × 29 mm | 000000000000024705 | 需要从国外调货，预计到货时间 2015.04.22 | 761.67
24707 |  | 2mL 标准开口样品瓶的内衬管，4.6mm 内径 | Insert for 2 mL standard opening vial, 4.6 mm I.D. | size 0.15 mL, bottom spring, O.D. × H 5 mm × 30 mm | 000000000000024707 | 需要从国外调货，预计到货时间 2015.04.22 | 855.27
24708 |  | 2mL 标准开口样品瓶的内衬管，4.6mm 内径 | Insert for 2 mL standard opening vial, 4.6 mm I.D. | size 0.15 mL, polypropylene conical (with bottom spring), O.D. × H 5 mm × 30 mm | 000000000000024708 | 需要从国外调货，预计到货时间 2015.04.22 | 532.35
Z291730 |  | 2mL 标准开口样品瓶的内衬管，4.6mm 内径 | Insert for 2 mL standard opening vial, 4.6 mm I.D. | size 0.20 mL, glass (conical with polyspring), O.D. × H 5 mm × 30 mm | Z291730-1PAK | 需要从国外调货，预计到货时间 2015.04.22 | 981.63
27338 |  | 用于 5×31mm 内衬管的自定心支架 | Self-centering support for 5 x 31 mm inserts | Self-centering support for 5 x 32 mm insert, for use with conical insert (Cat. No. 24703 and 24704) | 000000000000027338 | 需要从国外调货，预计到货时间 2015.04.22 | 706.68
24748 |  | 15×45mm 样品瓶的内衬管 | Inserts for 15×45 mm Vials | size 0.15 mL, glass insert (with bottom spring), O.D. × H 6 mm × 38 mm | 000000000000024748 | 需要从国外调货，预计到货时间 2015.04.22 | 623.61
24749 |  | 15×45mm 样品瓶的内衬管 | Inserts for 15×45 mm Vials | size 0.15 mL, polypropylene conical (with bottom spring), O.D. × H 6 mm × 38 mm, pkg of 100 ea | 000000000000024749 | 需要从国外调货，预计到货时间 2015.04.22 | 366.21
27076 |  | 15×45mm 样品瓶的内衬管 | Inserts for 15×45 mm Vials | size 0.25 mL, glass, insert style, conical, O.D. × H 6 mm × 39 mm, pkg of 1000 ea | 000000000000027076 | 需要从国外调货，预计到货时间 2015.04.22 | 3,775.59
24746 |  | 15×45mm 样品瓶的内衬管 | Inserts for 15×45 mm Vials | size 0.75 mL, glass, insert type, shell style, insert H × W 43 mm × 8 mm, pkg of 200 ea | 000000000000024746 | 需要从国外调货，预计到货时间 2015.04.22 | 219.96
27118-U |  | 15×45mm 样品瓶的内衬管 | Inserts for 15×45 mm Vials | volume 0.25 mL, clear glass, insert style, conical (spring required), O.D. × H 6 mm × 39 mm | 27118-U | 需要从国外调货，预计到货时间 2015.04.22 | 684.45
27086-U |  | 用于样品瓶内衬管的支脚 | Springs for vial inserts | spring for 0.25mL conical insert (27118-U, 27076), pkg of 100 ea | 27086-U | 需要从国外调货，预计到货时间 2015.04.22 | 208.26
P8241 |  | Nunc ® 96 DeepWell ™ plate, non-treated |  | size 96 wells, natural polypropylene wells round bottom, maximum volume 1.3 mL, non-sterile | P8241-50EA | 需要从国外调货，预计到货时间 2015.04.22 | 3,794.31
P8116 |  | Nunc ® 96 DeepWell ™ plate, non-treated |  | size 96 wells, maximum volume 1.3 mL, natural polypropylene wells round bottom (deep wells) | P8116-50EA | 国内现货或即将上架，预计发货时间 2015.04.05 - 详 库存详情： P8116-50EA 1 国内现货或即将上架，预计发货 从 Shanghai 2015.04.05 | 4,251.78
Z717266 |  | Nunc ® 96 DeepWell ™ plate, non-treated |  | maximum volume 2 mL, non-sterile, natural polypropylene wells round bottom | Z717266-60EA | 需要从国外调货，预计到货时间 2015.04.22 | 5,309.46
Z717274 |  | Nunc ® 96 DeepWell ™ plate, non-treated |  | 96 DeepWell plate, 2 mL/well, sterile, natural, 60/cs | Z717274-60EA | 需要从国外调货，预计到货时间 2015.04.17 | 5,861.70
P8616 |  | Nunc-Immuno ™ MicroWell ™ 96 well polystyrene plates |  | 96 well plate, Nunclon ® Δ, white, polystyrene, 400 uL/well, 50/cs | P8616-50EA | 需要从国外调货，预计到货时间 2015.04.22 | 3,364.92
P8741 |  | Nunc-Immuno ™ MicroWell ™ 96 well polystyrene plates |  | 96 well plate, Nunclon ® Δ, black, polystyrene, 400 uL/well, 50/cs | P8741-50EA | 需要从国外调货，预计到货时间 2015.04.22 | 3,471.39
M9410 |  | Nunc-Immuno ™ MicroWell ™ 96 well solid plates |  | 96 well MicroWell ™ MaxiSorp ™ flat bottom plate, pinchbar design | M9410-1CS | 需要从国外调货，预计到货时间 2015.04.22 | 3,350.88
M5785 |  | Nunc-Immuno ™ MicroWell ™ 96 well solid plates |  | 96 well Microwell ™ MaxiSorp ™ flat bottom plate, pinchbar design, with certificate | M5785-1CS | 需要从国外调货，预计到货时间 2015.04.22 | 3,928.86
M0661 |  | Nunc-Immuno ™ MicroWell ™ 96 well solid plates |  | 96 well MicroWell ™ PolySorp ® flat bottom plate, pinchbar design | M0661-1CS | 需要从国外调货，预计到货时间 2015.04.17 | 3,417.57
P8366 |  | Nunclon ® MicroWell plates for automation |  | 96 well (with lid), flat bottom, clear | P8366-50EA | 需要从国外调货，预计到货时间 2015.04.22 | 3,377.79
P8491 |  | Nunclon ® MicroWell plates for automation |  | 96 well (with lid), round bottom, clear | P8491-50EA | 需要从国外调货，预计到货时间 2015.04.22 | 3,350.88
P8866 |  | Nunc ® MicroWell 96 well optical bottom plates |  | 96 well optical bottom plate, cell cultured treated, 400uL/well, white, 30/cs | P8866-30EA | 需要从国外调货，预计到货时间 2015.04.22 | 3,130.92
P8991 |  | Nunc ® MicroWell 96 well optical bottom plates |  | 96 well optical bottom plate, cell cultured treated, 400uL/well, black, 30/cs | P8991-30EA | 需要从国外调货，预计到货时间 2015.04.15 | 3,229.20
P6866 |  | Nunc ® MicroWell ™ 96 well polypropylene plates |  | 96 well plate, polypropylene, natural, round bottom, 500uL/well, non sterile, 120/cs | P6866-1CS | 需要从国外调货，预计到货时间 2015.04.22 | 4,587.57
P6991 |  | Nunc ® MicroWell ™ 96 well polypropylene plates |  | 96 well plate, polypropylene, natural, round bottom, 500uL/well, sterile, 120/cs | P6991-1CS | 需要从国外调货，预计到货时间 2015.04.22 | 5,529.42
P7116 |  | Nunc ® MicroWell ™ 96 well polypropylene plates |  | 96 well plate, polypropylene, natural, V-bottom, 500uL/well, non sterile, 120/cs | P7116-1CS | 需要从国外调货，预计到货时间 2015.04.22 | 4,587.57
P7241 |  | Nunc ® MicroWell ™ 96 well polypropylene plates |  | 96 well plate, polypropylene, natural, V-bottom, 500uL/well, sterile, 120/cs | P7241-1CS | 需要从国外调货，预计到货时间 2015.04.22 | 5,529.42
P4241 |  | Nunc ® MicroWell ™ 96 well polystyrene plates |  | polystyrene, clear, conical bottom, 300 μL/well, sterile, 50/cs | P4241-50EA | 需要从国外调货，预计到货时间 2015.04.22 | 2,113.02
P5366 |  | Nunc ® MicroWell ™ 96 well polystyrene plates |  | polystyrene, clear, round bottom, 300 μL/well, sterile, 50/cs | P5366-50EA | 需要从国外调货，预计到货时间 2015.04.22 | 2,193.75
P7366 |  | Nunc ® MicroWell ™ 96 well polystyrene plates |  | polystyrene, clear, flat bottom, 400 μL/well, non sterile, 60/cs | P7366-1CS | 需要从国外调货，预计到货时间 2015.04.22 | 1,763.19
P7491 |  | Nunc ® MicroWell ™ 96 well polystyrene plates |  | polystyrene, clear, flat bottom, 400 μL/well, sterile, 50/cs | P7491-1CS | 需要从国外调货，预计到货时间 2015.04.22 | 2,193.75
Z688665 |  | Nunc ® MicroWell ™ 96 well polystyrene plates |  | polystyrene, clear, conical bottom, 300 μL/well, non sterile, 180/cs | Z688665-180EA | 需要从国外调货，预计到货时间 2015.04.23 | 5,260.32
P6616 |  | Nunc ® 384 well polypropylene plates |  | 384 well plate, polypropylene, natural, non-treated, 120ul/well, pinchbar design, 120/cs | P6616-1CS | 需要从国外调货，预计到货时间 2015.04.22 | 9,810.45
P5991 |  | Nunc ® 384 well polystyrene plates |  | 384 well plate, non-treated, polystyrene, 120ul/well, pinchbar design, 30/cs | P5991-1CS | 需要从国外调货，预计到货时间 2015.04.22 | 2,341.17
Z722995 |  | Nunc ® 384 well polystyrene plates |  | 384 well plate, non-treated, polystyrene, 120ul/well, pinchbar design, 100/cs | Z722995-100EA | 需要从国外调货，预计到货时间 2015.04.22 | 7,277.40
Z723002 |  | Nunc ® 384 well polystyrene plates |  | 384 well plate, non-treated, polystyrene, 120ul/well, pinchbar design, 100/cs | Z723002-100EA | 需要从国外调货，预计到货时间 2015.04.22 | 7,277.40
Z723010 |  | Nunc ® 384 well polystyrene plates |  | size 384 wells, surface treatment non-treated, clear polystyrene wells flat bottom, maximum volume 120 μL | Z723010-100EA | 需要从国外调货，预计到货时间 2015.04.22 | 6,791.85
P6116 |  | Nunc ® MaxiSorp ™ 384 well plates |  | 384 well plate, white, polystyrene, 120ul/well, pinchbar design, 30/cs, size 384 wells, white polystyrene wells flat bottom, maximum volume 120 μL | P6116-1CS | 需要从国外调货，预计到货时间 2015.04.22 | 2,960.10
P6366 |  | Nunc ® MaxiSorp ™ 384 well plates |  | 384 well plate, clear, polystyrene, 120ul/well, pinchbar design, 30/cs | P6366-1CS | 需要从国外调货，预计到货时间 2015.04.17 | 2,556.45
P6491 |  | Nunc ® MaxiSorp ™ 384 well plates |  | 384 well plate, black, polystyrene, 120ul/well, pinchbar design, 30/cs | P6491-1CS | 需要从国外调货，预计到货时间 2015.04.22 | 2,960.10
P9116 |  | Nunc ® MicroWell ™ 384 well optical bottom plates |  | 384 well optical bottom plate, cell cultured treated, 120 μL/well, white, 30/cs | P9116-30EA | 需要从国外调货，预计到货时间 2015.04.22 | 4,884.75
P9241 |  | Nunc ® MicroWell ™ 384 well optical bottom plates |  | 384 well optical bottom plate, cell cultured treated, 120 μL/well, black, 30/cs | P9241-30EA | 需要从国外调货，预计到货时间 2015.04.22 | 4,884.75
C1111 |  | Nunc ® 96 DeepWell ™ plate, Well Cap Mat |  | chemically resistant, pre-slit; pierceable well cap mats, 50/cs | C1111-50EA | 需要从国外调货，预计到货时间 2015.04.22 | 5,839.47
CLS6570 |  | Corning ® microplate sealing tape |  | aluminum, non-sterile, suitable for (for short and long term storage and PCR, 96 well reactions) | CLS6570-100EA | 国内现货或即将上架，预计发货时间 2015.04.05 - 详 库存详情： CLS6570-100EA 1 国内现货或即将上架，预计发货 从 Shanghai 2015.04.05 | 649.35 422.08
CLS3345 |  | Corning ® microplate sealing tape |  | white Rayon (with acrylic), sterile, suitable for (for cell/tissue culture applications, breathable sterile membrane) | CLS3345-500EA | 需要从国外调货，预计到货时间 2015.05.26 | 7,489.17 4,867.96
CLS6524 |  | Corning ® microplate sealing tape |  | polyethylene, non-sterile, suitable for (for short and long term storage and PCR, 96 well reactions) | CLS6524-100EA | 需要从国外调货，预计到货时间 2015.04.27 | 618.93 402.30
CLS6524AL |  | Corning ® microplate sealing tape |  | aluminum sealing tape | 价格与库存信息目前不能提供有问题？联系人技术支持
Z605557 |  | Eppendorf ® heat sealing materials |  | film | Z605557-100EA | 需要从国外调货，预计到货时间 2015.04.22 | 2,643.03
Z666378 |  | Eppendorf ® base plate for heat sealer, for 384 well plates |  | base plate for heat sealer, for 384 well plates, 1/cs | Z666378-1EA | 需要从国外调货，预计到货时间 2015.04.22 | 5,984.55
Z666378 |  | Eppendorf ® base plate for heat sealer, for 384 well plates |  | base plate for heat sealer, for 384 well plates, 1/cs | 产品Z666378已经停产；但是尚有库存。请从以下尚有库存的包装规格中选择。
Z688630 |  | Titer Tops ® sealing film for microplates |  | prevents well-to-well contamination, sample spillage and evaporation | Z688630-1PAK | 需要从国外调货，预计到货时间 2015.04.23 | 827.19
CLS7605 |  | Corning ® Transtar ® liquid handling system |  | adjustable volume pipettor | CLS7605-1EA | 需要从国外调货，预计到货时间 2015.05.26 | 12,473.37 8,107.69
CLS7610 |  | Corning ® Transtar ® liquid handling system |  | disposable cartridges | CLS7610-24EA | 需要从国外调货，预计到货时间 2015.05.26 | 1,881.36 1,222.88
CLS7606 |  | Corning ® Transtar ® liquid handling system |  | elevator | CLS7606-1EA | 需要从国外调货，预计到货时间 2015.05.26 | 3,465.54 2,252.60
CLS4876 |  | Corning ® Transtar ® liquid handling system |  | disposable reservoir liner, open | CLS4876-100EA | 需要从国外调货，预计到货时间 2015.05.26 | 1,285.83 835.79
CLS4878 |  | Corning ® Transtar ® liquid handling system |  | disposable reservoir liner, 8-channel | CLS4878-100EA | 需要从国外调货，预计到货时间 2015.05.26 | 2,179.71 1,416.81
CLS4877 |  | Corning ® Transtar ® liquid handling system |  | disposable reservoir liner, 12-channel | CLS4877-100EA | 需要从国外调货，预计到货时间 2015.04.16 | 1,291.68 839.59
CLS4930 |  | Costar ® vacuum aspirator |  | hand-held vacuum aspirator | CLS4930-1EA | 需要从国外调货，预计到货时间 2015.05.26 | 2,832.57 1,841.17
CLS4931 |  | Costar ® vacuum aspirator |  | 8-channel adapter | CLS4931-1EA | 需要从国外调货，预计到货时间 2015.05.26 | 1,698.84 1,104.25
I6906 |  | Nunc-Immuno ™ Washers |  | 8 channel washer fits the 96 well Nunc-Immuno ™ plate or module format; adjustable to all well shapes, 1/cs | I6906-1EA | 需要从国外调货，预计到货时间 2015.04.22 | 12,343.50
I7031 |  | Nunc-Immuno ™ Washers |  | 12 channel washer fits the 96 well Nunc-Immuno ™ plate or module format; adjustable to all well shapes, 1/cs | I7031-1EA | 需要从国外调货，预计到货时间 2015.04.22 | 14,437.80
W4512 |  | Well orienter |  | 48 wells | W4512-4EA | 需要从国外调货，预计到货时间 2015.04.22 | 490.23
W4512 |  | Well orienter |  | 48 wells | 产品W4512已经停产；但是尚有库存。请从以下尚有库存的包装规格中选择。
W0515 |  | Well orienter |  | 96 wells | W0515-4EA | 需要从国外调货，预计到货时间 2015.04.22 | 485.55
W0640 |  | Well Pads |  | 96 well | W0640-50EA | 需要从国外调货，预计到货时间 2015.04.22 | 197.73
W0765 |  | Well plate stand |  | tips the Well Orienter card and the microplate 30° | W0765-1EA | 需要从国外调货，预计到货时间 2015.04.22 | 521.82
33291 |  | 微量反应器 | Micro-Reaction Vessel | size 0.3 mL, clear glass, closure type, hole cap, PTFE/red rubber septum, O.D. × H 16 mm × 32 mm, 15-425 | 000000000000033291 | 需要从国外调货，预计到货时间 2015.04.17 | 1,102.14
33293 |  | 微量反应器 | Micro-Reaction Vessel | size 1 mL, clear glass, closure type, hole cap, PTFE/red rubber septum, O.D. × H 16 mm × 40 mm, 15-425 | 000000000000033293 | Only 2 left in stock (more on the way) - 详 库存详情： 000000000000033293 Only 2 left in stock (more on the way) 1 国内现货或即将上架，预计发货 从 Shanghai 2015.04.05 | 1,185.21
33295 |  | 微量反应器 | Micro-Reaction Vessel | size 2 mL, clear glass, closure type, hole cap, PTFE/red rubber septa, O.D. × H 16 mm × 56 mm, 15-425 | 000000000000033295 | 需要从国外调货，预计到货时间 2015.04.24 | 1,210.95
33297 |  | 微量反应器 | Micro-Reaction Vessel | size 3 mL, clear glass, closure type, hole cap, PTFE/red rubber septum, O.D. × H 20 mm × 47 mm, 20-400 | 000000000000033297 | 需要从国外调货，预计到货时间 2015.04.15 | 1,301.04
33299 |  | 微量反应器 | Micro-Reaction Vessel | size 5 mL, clear glass, closure type, hole cap, PTFE/red rubber septum, O.D. × H 20 mm × 62 mm, 20-400 | 000000000000033299 | Only 5 left in stock (more on the way) - 详 库存详情： 000000000000033299 Only 5 left in stock (more on the way) 1 国内现货或即将上架，预计发货 从 Shanghai 2015.04.05 | 1,344.33
27479 |  | 微量反应器 | Micro-Reaction Vessel | size 10 mL, clear glass, O.D. × H 26 mm × 72 mm, 24-400, graduations: No | 000000000000027479 | 需要从国外调货，预计到货时间 2015.04.17 | 3,465.54
27035 |  | 微量反应器 | Micro-Reaction Vessel | size 0.3 mL, clear glass, closure type, solid cap, styrene-butadiene septum, O.D. × H 16 mm × 32 mm, 15-425 | 000000000000027035 | 需要从国外调货，预计到货时间 2015.04.22 | 1,161.81
27036 |  | 微量反应器 | Micro-Reaction Vessel | size 1 mL, clear glass, closure type, solid top cap, styrene-butadiene septum, O.D. × H 16 mm × 40 mm, 15-425 | 000000000000027036 | 需要从国外调货，预计到货时间 2015.04.22 | 1,212.12
27037 |  | 微量反应器 | Micro-Reaction Vessel | size 2 mL, clear glass, closure type, solid top cap, styrene-butadiene septum, O.D. × H 16 mm × 56 mm, 15-425 | 000000000000027037 | 需要从国外调货，预计到货时间 2015.04.22 | 1,357.20
27038-U |  | 微量反应器 | Micro-Reaction Vessel | size 3 mL, clear glass, closure type, solid top cap, styrene-butadiene septum, O.D. × H 20 mm × 47 mm, 20-400 | 27038-U | 需要从国外调货，预计到货时间 2015.04.22 | 1,357.20
27039 |  | 微量反应器 | Micro-Reaction Vessel | size 5 mL, clear glass, closure type, solid top cap, styrene-butadiene septum, O.D. × H 20 mm × 62 mm, 20-400 | 000000000000027039 | 需要从国外调货，预计到货时间 2015.04.22 | 1,456.65
27475-U |  | 微量反应器，棕色玻璃（仅样品瓶） | Micro Reaction vessel, amber glass | size 1 mL, O.D. × H 13 mm × 41 mm, 13-425 | 27475-U | Only 2 left in stock (more on the way) - 详 库存详情： 27475-U Only 2 left in stock (more on the way) 1 国内现货或即将上架，预计发货 从 Shanghai 2015.04.05 | 1,228.50
27476 |  | 微量反应器，棕色玻璃（仅样品瓶） | Micro Reaction vessel, amber glass | size 2 mL, O.D. × H 20 mm × 41 mm, 20-400 | 000000000000027476 | 需要从国外调货，预计到货时间 2015.04.17 | 1,620.45
27477-U |  | 微量反应器，棕色玻璃（仅样品瓶） | Micro Reaction vessel, amber glass | size 3 mL, O.D. × H 20 mm × 47 mm, 20-400 | 27477-U | 需要从国外调货，预计到货时间 2015.04.22 | 1,752.66
27477-U |  | 微量反应器，棕色玻璃（仅样品瓶） | Micro Reaction vessel, amber glass | size 3 mL, O.D. × H 20 mm × 47 mm, 20-400 | 产品27477-U已经停产；但是尚有库存。请从以下尚有库存的包装规格中选择。
27478-U |  | 微量反应器，棕色玻璃（仅样品瓶） | Micro Reaction vessel, amber glass | size 5 mL, O.D. × H 20 mm × 62 mm, 20-400 | 27478-U | Only 1 left in stock (more on the way) - 详 库存详情： 27478-U Only 1 left in stock (more on the way) 1 国内现货或即将上架，预计发货 从 Shanghai 2015.04.05 | 1,818.18
Z115029 |  | V-Vials ® 血清样品瓶 | Serum-finish V-Vials ® | capacity 0.1 mL, mouth O.D. 11 mm, diam. × H 12 mm × 32 mm | Z115029-12EA | 需要从国外调货，预计到货时间 2015.04.17 | 1,102.14
Z115045 |  | V-Vials ® 血清样品瓶 | Serum-finish V-Vials ® | capacity 1.0 mL, mouth O.D. 13 mm, diam. × H 13 mm × 41 mm | Z115045-12EA | 需要从国外调货，预计到货时间 2015.04.22 | 1,062.36
Z183016 |  | V-Vials ® 血清样品瓶 | Serum-finish V-Vials ® | capacity 3.0 mL, mouth O.D. 20 mm, diam. × H 20 mm × 46 mm | Z183016-12EA | 需要从国外调货，预计到货时间 2015.04.22 | 1,707.03
23226 |  | Magnetic Stir Bar |  | for use with For 0.1-2.0mL vessels, pkg of 6 ea, PTFE | 000000000000023226 | 需要从国外调货，预计到货时间 2015.04.22 | 1,414.53
23227 |  | Magnetic Stir Bar |  | for use with For 3.0-5.0mL vessels, pkg of 6 ea, PTFE | 000000000000023227 | Only 1 left in stock (more on the way) - 详 库存详情： 000000000000023227 Only 1 left in stock (more on the way) 1 国内现货或即将上架，预计发货 从 Shanghai 2015.04.05 | 1,414.53
27120-U |  | 中心开孔酚醛树脂螺纹瓶盖 | Screw cap, phenolic, with open center | black phenolic cap, for use with 4 mL vial with 13-425 thread | 27120-U | 需要从国外调货，预计到货时间 2015.04.22 | 288.99
27154 |  | 中心开孔酚醛树脂螺纹瓶盖 | Screw cap, phenolic, with open center | black phenolic hole cap, for use with 7 mL vial with 15-425 thread | 000000000000027154 | 需要从国外调货，预计到货时间 2015.04.22 | 288.99
27176 |  | 中心开孔酚醛树脂螺纹瓶盖 | Screw cap, phenolic, with open center | black phenolic hole cap, for use with 22 mL vial with 20-400 thread | 000000000000027176 | 需要从国外调货，预计到货时间 2015.04.22 | 480.87
27187 |  | 中心开孔酚醛树脂螺纹瓶盖 | Screw cap, phenolic, with open center | black phenolic hole cap, for use with 20 or 40 mL vial with 24-400 thread | 000000000000027187 | 需要从国外调货，预计到货时间 2015.04.17 | 480.87
27145 |  | PTFE/红色橡胶隔垫 | Septa, PTFE/red rubber | PTFE/red rubber, diam. × thickness 11 mm × 0.050 in., for use with 4 mL vial | 000000000000027145 | 需要从国外调货，预计到货时间 2015.04.22 | 625.95
27178 |  | PTFE/红色橡胶隔垫 | Septa, PTFE/red rubber | PTFE/red rubber, diam. × thickness 18 mm × 0.050 in., for use with 22 mL vial, pkg of 100 ea | 000000000000027178 | 需要从国外调货，预计到货时间 2015.04.23 | 627.12
27188-U |  | 棕褐色 PTFE/硅胶隔垫 | Septa, tan PTFE/silicone | white tan PTFE/silicone, diam. × thickness 22 mm × 0.100 in., for use with 20, 40 or 60 mL vial | 27188-U | Only 3 left in stock (more on the way) - 详 库存详情： 27188-U Only 3 left in stock (more on the way) 1 国内现货或即将上架，预计发货 从 Shanghai 2015.04.05 | 1,060.02
27075-U |  | 钳口盖样品瓶 | Vials, crimp top | volume 0.1 mL, polypropylene, vial type, O.D. × H × I.D. 12 mm × 32 mm × 4.6 mm | 27075-U | 需要从国外调货，预计到货时间 2015.04.22 | 293.67
33217-U |  | 钳口盖样品瓶 | Vials, crimp top | volume 0.1 mL, polypropylene, vial type, conical | 33217-U | 需要从国外调货，预计到货时间 2015.04.22 | 2,563.47
27435 |  | 2.5mL 聚丙烯固定容量样品瓶 | 2.5 mL polypropylene limited volume vial | volume 2.5 mL, polypropylene, O.D. × H × I.D. 15 mm × 45 mm × 8 mm, thread 13-425 | 000000000000027435 | 需要从国外调货，预计到货时间 2015.04.22 | 269.10
24712 |  | 螺纹口聚丙烯样品瓶 | Vials, screw top, polypropylene | volume 0.1 mL, natural polypropylene, pkg of 200 ea | 000000000000024712 | 需要从国外调货，预计到货时间 2015.04.22 | 475.02
24709 |  | 螺纹口聚丙烯样品瓶 | Vials, screw top, polypropylene | size 0.75 mL, polypropylene, thread 8-425, O.D. × H 12 mm × 32 mm | 000000000000024709 | 需要从国外调货，预计到货时间 2015.04.22 | 368.55
24710 |  | 螺纹口聚丙烯样品瓶 | Vials, screw top, polypropylene | size 0.75 mL, O.D. × H 12 mm × 32 mm, thread 8-425 | 000000000000024710 | 需要从国外调货，预计到货时间 2015.04.22 | 3,465.54
27269 |  | 螺纹口聚丙烯样品瓶 | Vials, screw top, polypropylene | size 1 mL, polypropylene, large opening, thread for cap 10-425, O.D. × H 12 mm × 32 mm | 000000000000027269 | 需要从国外调货，预计到货时间 2015.04.22 | 317.07
24713 |  | 螺纹口聚丙烯样品瓶 | Vials, screw top, polypropylene | volume 0.1 mL, natural polypropylene, pkg of 1000 ea | 000000000000024713 | 需要从国外调货，预计到货时间 2015.04.22 | 1,977.30
27270-U |  | 螺纹口聚丙烯样品瓶 | Vials, screw top, polypropylene | size 1 mL, large opening, thread 10-425 | 27270-U | 需要从国外调货，预计到货时间 2015.04.22 | 2,932.02
27538 |  | 用于 Waters Wisp 48 孔转盘的压盖瓶 | Shell vial for Waters Wisp 48 Position Carousel | size 3 mL, polypropylene vial, Starburst conical snap plug included, diam. × H 15 mm × 45 mm | 000000000000027538 | 需要从国外调货，预计到货时间 2015.04.22 | 496.08
27423 |  | 自动进样器卡口聚丙烯微量样品瓶 | Snap Ring polypropylene autosampler microvial | volume 0.10 mL, polypropylene, O.D. × H × I.D. 12 mm × 32 mm × 6.0 mm, Snap Ring | 000000000000027423 | 需要从国外调货，预计到货时间 2015.04.22 | 310.05
27253 |  | 自动进样器卡口聚丙烯微量样品瓶 | Snap Ring polypropylene autosampler microvial | size 0.75 mL, polypropylene, Snap top | 000000000000027253 | 需要从国外调货，预计到货时间 2015.04.22 | 211.77
27409 |  | 2mL 广口样品瓶的内衬管，6.0mm 内径 | Inserts for 2 mL large opening vials, 6.0 mm I.D. | volume 0.25 mL, polypropylene (with plastic flange), O.D. × H × I.D. 6 mm × 31 mm × 4.6 mm | 000000000000027409 | 需要从国外调货，预计到货时间 2015.04.22 | 142.74
Z188697 |  | Wheaton 样品瓶 | Wheaton sample vials | clear, volume 2 mL, screw-cap size, 8 ‑ 425, diam. × H 12 mm × 36 mm | Z188697-1PAK | 需要从国外调货，预计到货时间 2015.04.22 | 1,118.52
Z188700 |  | Wheaton 样品瓶 | Wheaton sample vials | clear, volume 4 mL, screw-cap size, 13 ‑ 425, diam. × H 15 mm × 46 mm | Z188700-1PAK | 需要从国外调货，预计到货时间 2015.04.22 | 1,192.23
Z188719 |  | Wheaton 样品瓶 | Wheaton sample vials | clear, volume 8 mL, screw-cap size, 15 ‑ 425, diam. × H 17 mm × 61 mm | Z188719-1PAK | 需要从国外调货，预计到货时间 2015.04.22 | 1,404.00
Z188727 |  | Wheaton 样品瓶 | Wheaton sample vials | clear, volume 12 mL, screw-cap size, 15 ‑ 425, diam. × H 19 mm × 66 mm | Z188727-1PAK | 需要从国外调货，预计到货时间 2015.04.22 | 1,620.45
Z188735 |  | Wheaton 样品瓶 | Wheaton sample vials | clear, volume 16 mL, screw-cap size, 18 ‑ 400, diam. × H 21 mm × 71 mm | Z188735-1PAK | Only 1 left in stock (more on the way) - 详 库存详情： Z188735-1PAK Only 1 left in stock (more on the way) 1 国内现货或即将上架，预计发货 从 Shanghai 2015.04.05 | 1,692.99
Z188743 |  | Wheaton 样品瓶 | Wheaton sample vials | clear, volume 24 mL, screw-cap size, 20 ‑ 400, diam. × H 23 mm × 86 mm | Z188743-1PAK | Only 1 left in stock (more on the way) - 详 库存详情： Z188743-1PAK Only 1 left in stock (more on the way) 1 国内现货或即将上架，预计发货 从 Shanghai 2015.04.05 | 2,306.07
Z188778 |  | Wheaton 样品瓶 | Wheaton sample vials | amber, volume 2 mL, screw-cap size, 8 ‑ 425, diam. × H 12 mm × 36 mm | Z188778-1PAK | 需要从国外调货，预计到货时间 2015.04.22 | 1,357.20
Z188786 |  | Wheaton 样品瓶 | Wheaton sample vials | amber, volume 4 mL, screw-cap size, 13 ‑ 425, diam. × H 15 mm × 46 mm | Z188786-1PAK | 需要从国外调货，预计到货时间 2015.04.22 | 1,370.07
Z188794 |  | Wheaton 样品瓶 | Wheaton sample vials | amber, volume 8 mL, screw-cap size, 15 ‑ 425, diam. × H 17 mm × 61 mm | Z188794-1PAK | 需要从国外调货，预计到货时间 2015.04.22 | 1,620.45
27524 |  | 螺纹口带刻度样品瓶，预组装顶部开口瓶盖 | Vials, screw top, graduated, open-top cap, preassembled | volume 7 mL, clear glass, thread 15-425, O.D. × H 17 mm × 60 mm, barrier septum | 000000000000027524 | 需要从国外调货，预计到货时间 2015.04.22 | 1,620.45
27526 |  | 螺纹口带刻度样品瓶，预组装顶部开口瓶盖 | Vials, screw top, graduated, open-top cap, preassembled | volume 22 mL, clear glass, thread 20-400, O.D. × H 23 mm × 85 mm, barrier septum | 000000000000027526 | 需要从国外调货，预计到货时间 2015.04.22 | 2,563.47
27527 |  | 螺纹口带刻度样品瓶，预组装顶部开口瓶盖 | Vials, screw top, graduated, open-top cap, preassembled | volume 40 mL, clear glass, thread 24-400, O.D. × H 29 mm × 82 mm, barrier septum | 000000000000027527 | 需要从国外调货，预计到货时间 2015.04.22 | 2,859.48
27500-U |  | 螺纹口带刻度样品瓶，预组装顶部开口瓶盖 | Vials, screw top, graduated, open-top cap, preassembled | volume 4 mL, clear glass, thread 13-425, O.D. × H 15 mm × 45 mm, THERMOSEAL ® septum | 27500-U | 需要从国外调货，预计到货时间 2015.04.22 | 1,522.17
27516 |  | 螺纹口带刻度样品瓶，预组装顶部开口瓶盖 | Vials, screw top, graduated, open-top cap, preassembled | volume 2 mL, clear glass, thread 8-425, O.D. × H × I.D. 12 mm × 32 mm × 4.6 mm, PTFE/silicone septum | 000000000000027516 | 需要从国外调货，预计到货时间 2015.04.22 | 1,233.18
27517 |  | 螺纹口带刻度样品瓶，预组装顶部开口瓶盖 | Vials, screw top, graduated, open-top cap, preassembled | volume 4 mL, clear glass, thread 13-425, O.D. × H 15 mm × 45 mm, PTFE/silicone septum | 000000000000027517 | 需要从国外调货，预计到货时间 2015.04.17 | 1,305.72
27518 |  | 螺纹口带刻度样品瓶，预组装顶部开口瓶盖 | Vials, screw top, graduated, open-top cap, preassembled | volume 7 mL, clear glass, thread 15-425, O.D. × H 17 mm × 60 mm, PTFE/silicone septum | 000000000000027518 | 需要从国外调货，预计到货时间 2015.04.17 | 1,423.89
27519 |  | 螺纹口带刻度样品瓶，预组装顶部开口瓶盖 | Vials, screw top, graduated, open-top cap, preassembled | volume 15 mL, clear glass, thread 18-400, O.D. × H 21 mm × 70 mm, PTFE/silicone septum | 000000000000027519 | 需要从国外调货，预计到货时间 2015.04.22 | 1,726.92
27520-U |  | 螺纹口带刻度样品瓶，预组装顶部开口瓶盖 | Vials, screw top, graduated, open-top cap, preassembled | volume 22 mL, clear glass, thread 20-400, O.D. × H 23 mm × 85 mm, PTFE/silicone septum | 27520-U | 需要从国外调货，预计到货时间 2015.04.17 | 2,398.50
27521 |  | 螺纹口带刻度样品瓶，预组装顶部开口瓶盖 | Vials, screw top, graduated, open-top cap, preassembled | volume 40 mL, clear glass, O.D. × H 29 mm × 82 mm, thread 24-400, PTFE/silicone septum | 000000000000027521 | 需要从国外调货，预计到货时间 2015.04.22 | 2,661.75
27505-U |  | Vials, screw top, graduated, solid cap, preassembled |  | volume 2 mL, clear glass, thread 8-425, O.D. × H × I.D. 12 mm × 32 mm × 4.6 mm, PTFE liner | 27505-U | 需要从国外调货，预计到货时间 2015.04.22 | 1,233.18
27506-U |  | Vials, screw top, graduated, solid cap, preassembled |  | volume 4 mL, clear glass, thread 13-425, O.D. × H 15 mm × 45 mm, PTFE liner | 27506-U | 需要从国外调货，预计到货时间 2015.04.22 | 1,233.18
27507 |  | Vials, screw top, graduated, solid cap, preassembled |  | volume 7 mL, clear glass, thread 15-425, O.D. × H 17 mm × 60 mm, PTFE liner | 000000000000027507 | 需要从国外调货，预计到货时间 2015.04.17 | 1,331.46
27508 |  | Vials, screw top, graduated, solid cap, preassembled |  | volume 15 mL, clear glass, thread 18-400, O.D. × H 21 mm × 70 mm, PTFE liner | 000000000000027508 | 需要从国外调货，预计到货时间 2015.04.22 | 1,522.17
27509 |  | Vials, screw top, graduated, solid cap, preassembled |  | volume 22 mL, clear glass, thread 20-400, O.D. × H 23 mm × 85 mm, PTFE liner | 000000000000027509 | 需要从国外调货，预计到货时间 2015.04.22 | 1,818.18
Z106372 |  | Shorty Vials ® |  | capacity 2 mL, neck thread, 13 ‑ 425, diam. × H 15 mm × 28 mm | Z106372-200EA | 需要从国外调货，预计到货时间 2015.04.17 | 1,233.18
Z106380 |  | Shorty Vials ® |  | capacity 4 mL, neck thread, 15 ‑ 425, diam. × H 17 mm × 38 mm | Z106380-200EA | 需要从国外调货，预计到货时间 2015.04.22 | 1,313.91
Z106399 |  | Shorty Vials ® |  | capacity 6 mL, neck thread, 15 ‑ 425, diam. × H 19 mm × 40 mm | Z106399-200EA | 需要从国外调货，预计到货时间 2015.04.22 | 1,389.96
27385 |  | 钳口样品瓶，用于薄型密封 | Vials, crimp top, for Thin Seal | size 10 mL, clear glass (vials only), O.D. × H 23 mm × 46 mm, crimp top (0.125 in. thick) for thin septa, pkg of 36 vials | 000000000000027385 | 需要从国外调货，预计到货时间 2015.04.22 | 560.43
27386 |  | 钳口样品瓶，用于薄型密封 | Vials, crimp top, for Thin Seal | size 10 mL, clear glass (vials only), crimp top (0.125 in. thick) for thin septa, O.D. × H × I.D. 23 mm × 46 mm × 12.7 mm, pkg of 144 ea | 000000000000027386 | 需要从国外调货，预计到货时间 2015.04.22 | 1,897.74
33103 |  | 钳口血清瓶 | Vials, crimp top, serum bottle | volume 5 mL, clear glass, O.D. × H 25 mm × 40 mm, pkg of 1 × 288 ea (33103) | 000000000000033103 | 需要从国外调货，预计到货时间 2015.04.22 | 1,549.08
33104 |  | 钳口血清瓶 | Vials, crimp top, serum bottle | volume 10 mL, clear glass, O.D. × H 25 mm × 50 mm, pkg of 36 ea | 000000000000033104 | 需要从国外调货，预计到货时间 2015.04.22 | 479.70
33143 |  | 钳口血清瓶 | Vials, crimp top, serum bottle | volume 10 mL, amber glass, O.D. × H 25 mm × 50 mm, pkg of 36 ea | 000000000000033143 | 需要从国外调货，预计到货时间 2015.04.15 | 540.54
33144 |  | 钳口血清瓶 | Vials, crimp top, serum bottle | volume 10 mL, amber glass, O.D. × H 25 mm × 50 mm, pkg of 1 × 288 ea (33144) | 000000000000033144 | 需要从国外调货，预计到货时间 2015.04.22 | 2,227.68
33106 |  | 钳口血清瓶 | Vials, crimp top, serum bottle | volume 30 mL, clear glass, O.D. × H 36.6 mm × 62.8 mm, pkg of 1 × 36 ea (33106) | 000000000000033106 | 需要从国外调货，预计到货时间 2015.05.01 | 452.79
33107 |  | 钳口血清瓶 | Vials, crimp top, serum bottle | volume 30 mL, clear glass, O.D. × H 36.6 mm × 62.8 mm, pkg of 1 × 288 ea (33107) | 000000000000033107 | 需要从国外调货，预计到货时间 2015.04.22 | 2,425.41
33108-U |  | 钳口血清瓶 | Vials, crimp top, serum bottle | volume 50 mL, clear glass, O.D. × H 43 mm × 73 mm, pkg of 36 ea | 33108-U | 需要从国外调货，预计到货时间 2015.04.22 | 559.26
33102-U |  | 钳口血清瓶 | Vials, crimp top, serum bottle | volume 5 mL, O.D. × H 25 mm × 40 mm, clear glass, pkg of 1 × 36 ea (33102-U) | 33102-U | 需要从国外调货，预计到货时间 2015.04.22 | 389.61
33105-U |  | 钳口血清瓶 | Vials, crimp top, serum bottle | volume 10 mL, clear glass, O.D. × H 25 mm × 50 mm, pkg of 1 × 288 ea (33105-U) | 33105-U | 需要从国外调货，预计到货时间 2015.04.22 | 1,990.17
33109-U |  | 钳口血清瓶 | Vials, crimp top, serum bottle | volume 50 mL, clear glass, O.D. × H 43 mm × 73 mm, pkg of 1 × 272 ea (33109-U) | 33109-U | 需要从国外调货，预计到货时间 2015.04.22 | 3,182.40
33110-U |  | 钳口血清瓶 | Vials, crimp top, serum bottle | volume 100 mL, clear glass, O.D. 51.7 mm × H (94.5 mm), pkg of 1 × 36 ea (33110-U) | 33110-U | 需要从国外调货，预计到货时间 2015.04.17 | 772.20
33111-U |  | 钳口血清瓶 | Vials, crimp top, serum bottle | volume 100 mL, clear glass, O.D. × H 51.7 mm ( ) × 94.5 mm | 33111-U | 需要从国外调货，预计到货时间 2015.04.15 | 2,661.75
Z113948 |  | Wheaton 玻璃血清瓶 | Wheaton glass serum bottle | capacity 1.5 mL, clear, O.D. 11 mm, diam. × H 12 mm × 32 mm | Z113948-100EA | 需要从国外调货，预计到货时间 2015.04.22 | 280.80
Z113948 |  | Wheaton 玻璃血清瓶 | Wheaton glass serum bottle | capacity 1.5 mL, clear, O.D. 11 mm, diam. × H 12 mm × 32 mm | Z113948-1000EA | 需要从国外调货，预计到货时间 2015.04.22 | 2,451.15
Z113964 |  | Wheaton 玻璃血清瓶 | Wheaton glass serum bottle | capacity 5 mL, clear, O.D. 20 mm, diam. × H 23 mm × 47 mm | Z113964-24EA | 需要从国外调货，预计到货时间 2015.04.22 | 237.51
Z113964 |  | Wheaton 玻璃血清瓶 | Wheaton glass serum bottle | capacity 5 mL, clear, O.D. 20 mm, diam. × H 23 mm × 47 mm | Z113964-288EA | 需要从国外调货，预计到货时间 2015.04.22 | 2,260.44
Z113972 |  | Wheaton 玻璃血清瓶 | Wheaton glass serum bottle | capacity 10 mL, clear, O.D. 20 mm, diam. × H 25 mm × 54 mm | Z113972-24EA | 需要从国外调货，预计到货时间 2015.04.22 | 332.28
Z113972 |  | Wheaton 玻璃血清瓶 | Wheaton glass serum bottle | capacity 10 mL, clear, O.D. 20 mm, diam. × H 25 mm × 54 mm | Z113972-288EA | 需要从国外调货，预计到货时间 2015.04.22 | 3,149.64
Z113980 |  | Wheaton 玻璃血清瓶 | Wheaton glass serum bottle | capacity 30 mL, clear, O.D. 20 mm, diam. × H 37 mm × 63 mm | Z113980-12EA | 需要从国外调货，预计到货时间 2015.04.17 | 394.29
Z113980 |  | Wheaton 玻璃血清瓶 | Wheaton glass serum bottle | capacity 30 mL, clear, O.D. 20 mm, diam. × H 37 mm × 63 mm | Z113980-288EA | 需要从国外调货，预计到货时间 2015.04.22 | 4,744.35
Z113999 |  | Wheaton 玻璃血清瓶 | Wheaton glass serum bottle | capacity 50 mL, clear, O.D. 20 mm, diam. × H 43 mm × 73 mm | Z113999-12EA | 需要从国外调货，预计到货时间 2015.04.22 | 504.27
Z113999 |  | Wheaton 玻璃血清瓶 | Wheaton glass serum bottle | capacity 50 mL, clear, O.D. 20 mm, diam. × H 43 mm × 73 mm | Z113999-288EA | 需要从国外调货，预计到货时间 2015.04.22 | 5,949.45
Z114006 |  | Wheaton 玻璃血清瓶 | Wheaton glass serum bottle | capacity 100 mL, clear, O.D. 20 mm, diam. × H 52 mm × 95 mm | Z114006-12EA | 需要从国外调货，预计到货时间 2015.04.22 | 486.72
Z114006 |  | Wheaton 玻璃血清瓶 | Wheaton glass serum bottle | capacity 100 mL, clear, O.D. 20 mm, diam. × H 52 mm × 95 mm | Z114006-144EA | 需要从国外调货，预计到货时间 2015.04.22 | 4,579.38
Z114014 |  | Wheaton 玻璃血清瓶 | Wheaton glass serum bottle | capacity 125 mL, clear, O.D. 20 mm, diam. × H 54 mm × 107 mm | Z114014-12EA | Only 5 left in stock (more on the way) - 详 库存详情： Z114014-12EA Only 5 left in stock (more on the way) 1 国内现货或即将上架，预计发货 从 Shanghai 2015.04.05 | 663.39
Z114014 |  | Wheaton 玻璃血清瓶 | Wheaton glass serum bottle | capacity 125 mL, clear, O.D. 20 mm, diam. × H 54 mm × 107 mm | Z114014-144EA | 需要从国外调货，预计到货时间 2015.04.22 | 6,429.15
Z114030 |  | Wheaton 玻璃血清瓶 | Wheaton glass serum bottle | capacity 10 mL, amber, O.D. 20 mm, diam. × H 23 mm × 47 mm | Z114030-12EA | 需要从国外调货，预计到货时间 2015.04.22 | 222.30
Z114030 |  | Wheaton 玻璃血清瓶 | Wheaton glass serum bottle | capacity 10 mL, amber, O.D. 20 mm, diam. × H 23 mm × 47 mm | Z114030-288EA | 需要从国外调货，预计到货时间 2015.04.22 | 4,474.08
Z114049 |  | Wheaton 玻璃血清瓶 | Wheaton glass serum bottle | capacity 30 mL, amber, O.D. 20 mm, diam. × H 37 mm × 63 mm | Z114049-288EA | 需要从国外调货，预计到货时间 2015.04.22 | 6,218.55
Z114049 |  | Wheaton 玻璃血清瓶 | Wheaton glass serum bottle | capacity 30 mL, amber, O.D. 20 mm, diam. × H 37 mm × 63 mm | Z114049-12EA | 需要从国外调货，预计到货时间 2015.04.22 | 287.82
Z114057 |  | Wheaton 玻璃血清瓶 | Wheaton glass serum bottle | capacity 50 mL, amber, O.D. 20 mm, diam. × H 43 mm × 73 mm | Z114057-12EA | 需要从国外调货，预计到货时间 2015.04.22 | 398.97
Z114057 |  | Wheaton 玻璃血清瓶 | Wheaton glass serum bottle | capacity 50 mL, amber, O.D. 20 mm, diam. × H 43 mm × 73 mm | Z114057-288EA | 需要从国外调货，预计到货时间 2015.04.22 | 7,909.20
Z114065 |  | Wheaton 玻璃血清瓶 | Wheaton glass serum bottle | capacity 100 mL, amber, O.D. 20 mm, diam. × H 52 mm × 95 mm | Z114065-12EA | 需要从国外调货，预计到货时间 2015.04.22 | 607.23
Z114065 |  | Wheaton 玻璃血清瓶 | Wheaton glass serum bottle | capacity 100 mL, amber, O.D. 20 mm, diam. × H 52 mm × 95 mm | Z114065-144EA | 需要从国外调货，预计到货时间 2015.04.22 | 5,890.95
27283 |  | 需要 8mm 密封盖的钳口微量样品瓶 | Crimp top microvial, requiring a 8 mm seal | size 0.2 mL, clear glass (tapered bottom), vial O.D. × H 6 mm × 32 mm, pkg of 200 ea | 000000000000027283 | 需要从国外调货，预计到货时间 2015.04.22 | 1,495.26
27284 |  | 需要 8mm 密封盖的钳口微量样品瓶 | Crimp top microvial, requiring a 8 mm seal | size 0.2 mL, clear glass (tapered bottom), O.D. × H 6 mm × 32 mm, pkg of 1000 ea | 000000000000027284 | 需要从国外调货，预计到货时间 2015.04.22 | 6,774.30
27312 |  | 需要 8mm 密封盖的钳口微量样品瓶 | Crimp top microvial, requiring a 8 mm seal | size 0.6 mL, amber glass (conical), O.D. × H 7 mm × 30 mm, pkg of 1 × 200 ea (27312) | 000000000000027312 | 需要从国外调货，预计到货时间 2015.04.22 | 1,910.61
27313 |  | 需要 8mm 密封盖的钳口微量样品瓶 | Crimp top microvial, requiring a 8 mm seal | size 0.6 mL, amber glass (conical), O.D. × H 7 mm × 30 mm, pkg of 1 × 1000 ea (27313) | 000000000000027313 | 需要从国外调货，预计到货时间 2015.04.22 | 8,845.20
27314 |  | 需要 8mm 密封盖的钳口微量样品瓶 | Crimp top microvial, requiring a 8 mm seal | size 0.8 mL, amber glass (round bottom), O.D. × H 7 mm × 32 mm, pkg of 100 | 000000000000027314 | 需要从国外调货，预计到货时间 2015.04.22 | 673.92
24742 |  | 需要 8mm 密封盖的钳口微量样品瓶 | Crimp top microvial, requiring a 8 mm seal | size 0.7 mL, clear glass (conical), O.D. × H 7 mm × 40 mm, pkg of 200 ea | 000000000000024742 | 需要从国外调货，预计到货时间 2015.04.22 | 1,377.09
24743 |  | 需要 8mm 密封盖的钳口微量样品瓶 | Crimp top microvial, requiring a 8 mm seal | size 0.7 mL, clear glass (conical), O.D. × H 7 mm × 40 mm, pkg of 1000 ea | 000000000000024743 | 需要从国外调货，预计到货时间 2015.04.22 | 5,818.41
24744 |  | 需要 8mm 密封盖的钳口微量样品瓶 | Crimp top microvial, requiring a 8 mm seal | size 0.7 mL, amber glass (conical), O.D. × H 7 mm × 40 mm, pkg of 200 ea | 000000000000024744 | 需要从国外调货，预计到货时间 2015.04.22 | 1,660.23
24738-U |  | 需要 8mm 密封盖的钳口微量样品瓶 | Crimp top microvial, requiring a 8 mm seal | size 0.8 mL, clear glass (flat bottom), O.D. × H 7 mm × 40 mm, pkg of 200 ea | 24738-U | 需要从国外调货，预计到货时间 2015.04.22 | 795.60
24740-U |  | 需要 8mm 密封盖的钳口微量样品瓶 | Crimp top microvial, requiring a 8 mm seal | size 0.8 mL, amber glass (flat bottom), O.D. × H 7 mm × 40 mm, pkg of 200 ea | 24740-U | 需要从国外调货，预计到货时间 2015.04.22 | 666.90
24740-U |  | 需要 8mm 密封盖的钳口微量样品瓶 | Crimp top microvial, requiring a 8 mm seal | size 0.8 mL, amber glass (flat bottom), O.D. × H 7 mm × 40 mm, pkg of 200 ea | 产品24740-U已经停产；但是尚有库存。请从以下尚有库存的包装规格中选择。
33320-U |  | 用于 Waters 96 孔转盘的 8×40mm 样品瓶 | Vials for Waters ® 96-position carousel, 8 x 40 mm | size 1 mL, clear glass (without closure), O.D. × H 8 mm × 40 mm, pkg of 200 ea | 33320-U | 需要从国外调货，预计到货时间 2015.04.22 | 215.28
33325-U |  | 用于 Waters 96 孔转盘的 8×40mm 样品瓶 | Vials for Waters ® 96-position carousel, 8 x 40 mm | size 1 mL, clear glass (without closure), O.D. × H 8 mm × 40 mm, pkg of 1000 ea | 33325-U | 需要从国外调货，预计到货时间 2015.04.22 | 1,008.54
33321-U |  | 用于 Waters 96 孔转盘的 8×40mm 样品瓶 | Vials for Waters ® 96-position carousel, 8 x 40 mm | size 1 mL, clear glass vial (with polyethylene closure), vial O.D. × H 8 mm × 40 mm, pkg of 200 ea | 33321-U | 需要从国外调货，预计到货时间 2015.04.22 | 325.26
33326 |  | 用于 Waters 96 孔转盘的 8×40mm 样品瓶 | Vials for Waters ® 96-position carousel, 8 x 40 mm | size 1 mL, clear glass vial (with closure), vial O.D. × H 8 mm × 40 mm, pkg of 1000 ea | 000000000000033326 | 需要从国外调货，预计到货时间 2015.04.22 | 1,423.89
27290 |  | 用于 Waters 96 孔转盘的 8×40mm 样品瓶 | Vials for Waters ® 96-position carousel, 8 x 40 mm | size 1 mL, amber glass (with starburst closure), vial O.D. × H 8 mm × 40 mm, pkg of 200 ea | 000000000000027290 | 需要从国外调货，预计到货时间 2015.04.22 | 459.81
27291 |  | 用于 Waters 96 孔转盘的 8×40mm 样品瓶 | Vials for Waters ® 96-position carousel, 8 x 40 mm | size 1 mL, amber glass vial (with starburst closure), vial O.D. × H 8 mm × 40 mm, pkg of 1000 ea | 000000000000027291 | Only 1 left in stock (more on the way) - 详 库存详情： 000000000000027291 Only 1 left in stock (more on the way) 1 国内现货或即将上架，预计发货 从 Shanghai 2015.04.05 | 1,707.03
SU860009 |  | 短螺纹自动进样器样品瓶（9mm 螺纹），11.6mm×32mm | Short thread autosampler vial (9 mm thread), 11.6 x 32 mm | volume 1.5 mL, clear glass, PTFE/silicone septum, unassembled | SU860009 | 需要从国外调货，预计到货时间 2015.04.22 | 4,915.17
854500 |  | 11.6×32mm 广口 (6 mm) 钳口样品瓶，容量 1.5mL | Vials, crimp top, 1.5 mL, large opening (6 mm), 11.6 x 32 mm | size 1.5 mL, clear glass (with marking spot), O.D. × H × I.D. 11.6 mm × 32 mm × 6.0 mm | 000000000000854500 | 需要从国外调货，预计到货时间 2015.04.22 | 1,574.82
SU860064 |  | 11.6×32mm 广口 (6 mm) 钳口样品瓶，容量 1.5mL | Vials, crimp top, 1.5 mL, large opening (6 mm), 11.6 x 32 mm | size 1.5 mL, clear glass (with marking spot), pkg of 1 × 100 ea (SU860064) | SU860064 | 需要从国外调货，预计到货时间 2015.04.22 | 173.16
854964 |  | 11.6×32mm 广口 (6 mm) 钳口样品瓶，容量 1.5mL | Vials, crimp top, 1.5 mL, large opening (6 mm), 11.6 x 32 mm | size 1.5 mL, clear glass, pkg of 1000 ea | 000000000000854964 | 需要从国外调货，预计到货时间 2015.04.22 | 1,416.87
SU860055 |  | 11.6×32mm 广口 (6 mm) 钳口样品瓶，容量 1.5mL | Vials, crimp top, 1.5 mL, large opening (6 mm), 11.6 x 32 mm | size 1.5 mL, clear glass, pkg of 100 ea | SU860055 | 需要从国外调货，预计到货时间 2015.04.22 | 156.78
27339 |  | 预先清洁和组装的、带开孔黑色聚丙烯螺纹顶盖的样品瓶 | Vials, black polypropylene screw top with hole cap, pre-cleaned and assembled | volume 2 mL, clear glass, precleaned | 000000000000027339 | 需要从国外调货，预计到货时间 2015.04.17 | 1,370.07
27344 |  | 预先清洁和组装的、带开孔黑色聚丙烯螺纹顶盖的样品瓶 | Vials, black polypropylene screw top with hole cap, pre-cleaned and assembled | volume 2 mL, amber glass, precleaned | 000000000000027344 | 需要从国外调货，预计到货时间 2015.04.22 | 1,416.87
27023 |  | 透明玻璃螺纹口样品瓶，带刻度（仅样品瓶） | Vials, clear glass, screw top, graduated (vial only) | size 2 mL, clear glass, graduated, O.D. × H × I.D. 12 mm × 32 mm × 4.6 mm, thread 8-425 | 000000000000027023 | 需要从国外调货，预计到货时间 2015.04.22 | 549.90
27418 |  | 12×32mm 螺纹样品瓶，限定容量步进式样品瓶 | 12 × 32 mm Screw Top vials, limited volume step vial | volume 250 μL, clear glass, step vial, large opening (with glass insert) | 000000000000027418 | 需要从国外调货，预计到货时间 2015.04.22 | 1,554.93
27419 |  | 12×32mm 螺纹样品瓶，限定容量步进式样品瓶 | 12 × 32 mm Screw Top vials, limited volume step vial | volume 250 μL, amber glass, step vial, large opening (with glass insert) | 000000000000027419 | 需要从国外调货，预计到货时间 2015.04.22 | 1,581.84
27406 |  | 螺纹口样品瓶，棕色玻璃（仅样品瓶） | Vials, screw top, amber glass (vial only) | volume 2 mL, amber glass, thread for cap 10-425, O.D. × H × I.D. 12 mm × 32 mm × 6.0 mm | 000000000000027406 | 需要从国外调货，预计到货时间 2015.04.22 | 372.06
27340 |  | 预先清洁和组装的、带开孔黑色聚丙烯螺纹顶盖的样品瓶 | Vials, black polypropylene screw top with hole cap, pre-cleaned and assembled | volume 4 mL, clear glass, precleaned | 000000000000027340 | 需要从国外调货，预计到货时间 2015.04.22 | 1,522.17
27345 |  | 预先清洁和组装的、带开孔黑色聚丙烯螺纹顶盖的样品瓶 | Vials, black polypropylene screw top with hole cap, pre-cleaned and assembled | volume 4 mL, amber glass, precleaned | 000000000000027345 | 需要从国外调货，预计到货时间 2015.04.22 | 1,660.23
27024 |  | 透明玻璃螺纹口样品瓶，带刻度（仅样品瓶） | Vials, clear glass, screw top, graduated (vial only) | volume 4 mL, clear glass, graduated, O.D. × H × I.D. 15 mm × 45 mm × 8 mm, thread 13-425 | 000000000000027024 | 需要从国外调货，预计到货时间 2015.04.17 | 583.83
27217 |  | 经硅烷化处理螺纹口样品瓶 | Vials, screw top, silane-treated | volume 4 mL, silanized, amber glass vial, O.D. × H × I.D. 15 mm × 45 mm × 8 mm, thread 13-425 | 000000000000027217 | 需要从国外调货，预计到货时间 2015.04.17 | 621.27
SU860065 |  | 斜顶圆底顶空样品瓶 | Headspace vial, beveled top, rounded bottom | volume size 5 mL, clear glass beveled finish, O.D. × H × I.D. 22 mm × 38.2 mm × 12.5 mm, round bottom | SU860065 | 需要从国外调货，预计到货时间 2015.04.17 | 374.40
27293 |  | 顶空样品瓶(透明玻璃材质,斜顶平底) | Headspace vial, clear glass, beveled top, flat bottom | volume size 6 mL, O.D. × H 22 mm × 38 mm | 000000000000027293 | 需要从国外调货，预计到货时间 2015.04.22 | 3,775.59
27197 |  | 顶空样品瓶(透明玻璃材质,斜顶平底) | Headspace vial, clear glass, beveled top, flat bottom | volume size 6 mL, clear glass beveled finish, flat bottom, O.D. × H × I.D. 23 mm × 38 mm × 12.5 mm | 000000000000027197 | 需要从国外调货，预计到货时间 2015.04.22 | 410.67
27341 |  | 预先清洁和组装的、带开孔黑色聚丙烯螺纹顶盖的样品瓶 | Vials, black polypropylene screw top with hole cap, pre-cleaned and assembled | volume 7 mL, clear glass, precleaned | 000000000000027341 | 需要从国外调货，预计到货时间 2015.04.22 | 1,594.71
27346 |  | 预先清洁和组装的、带开孔黑色聚丙烯螺纹顶盖的样品瓶 | Vials, black polypropylene screw top with hole cap, pre-cleaned and assembled | volume 7 mL, amber glass, precleaned | 000000000000027346 | 需要从国外调货，预计到货时间 2015.04.22 | 1,805.31
27072-U |  | 螺纹口样品瓶，棕色玻璃（仅样品瓶） | Vials, screw top, amber glass (vial only) | volume 7 mL, amber glass, thread 15-425, O.D. × H × I.D. 17 mm × 60 mm × 9.5 mm | 27072-U | 需要从国外调货，预计到货时间 2015.04.17 | 576.81
27151 |  | 螺纹口透明玻璃样品瓶（仅样品瓶） | Vials, screw top, clear glass (vial only) | volume 7 mL, clear glass, O.D. × H × I.D. 17 mm × 60 mm × 9.5 mm, thread 15-425 | 000000000000027151 | 需要从国外调货，预计到货时间 2015.04.22 | 500.76
SU860029 |  | 平顶平底顶空样品瓶 | Headspace vial, flat top, flat bottom | volume size 10 mL, clear glass (flat top), flat bottom, O.D. × H × I.D. 22.5 mm × 46 mm × 12.5 mm, long neck | SU860029 | 需要从国外调货，预计到货时间 2015.04.22 | 376.74
854151 |  | 平顶平底顶空样品瓶 | Headspace vial, flat top, flat bottom | volume size 10 mL, clear glass (flat top), flat bottom, O.D. × H × I.D. 20 mm × 54.5 mm × 12.5 mm, for Varian | 000000000000854151 | 需要从国外调货，预计到货时间 2015.04.22 | 416.52
SU860100 |  | 螺顶圆底顶空样品瓶（仅样品瓶） | Headspace vial, screw top, rounded bottom (vial only) | size 10 mL, amber glass, thread 18, O.D. × H 22.5 mm × 46 mm | SU860100 | 需要从国外调货，预计到货时间 2015.04.22 | 623.61
27342 |  | 预先清洁和组装的、带开孔黑色聚丙烯螺纹顶盖的样品瓶 | Vials, black polypropylene screw top with hole cap, pre-cleaned and assembled | volume 15 mL, clear glass, precleaned | 000000000000027342 | 需要从国外调货，预计到货时间 2015.04.22 | 1,732.77
27347 |  | 预先清洁和组装的、带开孔黑色聚丙烯螺纹顶盖的样品瓶 | Vials, black polypropylene screw top with hole cap, pre-cleaned and assembled | volume 15 mL, amber glass, precleaned | 000000000000027347 | 需要从国外调货，预计到货时间 2015.04.17 | 1,877.85
27026 |  | 透明玻璃螺纹口样品瓶，带刻度（仅样品瓶） | Vials, clear glass, screw top, graduated (vial only) | size 15 mL, clear glass, graduated, O.D. × H 21 mm × 70 mm, thread 18-400 | 000000000000027026 | 需要从国外调货，预计到货时间 2015.04.17 | 768.69
27088-U |  | 螺纹口样品瓶，棕色玻璃（仅样品瓶） | Vials, screw top, amber glass (vial only) | volume 15 mL, amber glass, thread 18-400, O.D. × H × I.D. 21 mm × 70 mm × 12 mm | 27088-U | Only 3 left in stock (more on the way) - 详 库存详情： 27088-U Only 3 left in stock (more on the way) 1 国内现货或即将上架，预计发货 从 Shanghai 2015.04.05 | 749.97
27162 |  | 螺纹口透明玻璃样品瓶（仅样品瓶） | Vials, screw top, clear glass (vial only) | volume 15 mL, clear glass, O.D. × H × I.D. 21 mm × 70 mm × 12 mm, thread 18-400 | 000000000000027162 | Only 1 left in stock (more on the way) - 详 库存详情： 000000000000027162 Only 1 left in stock (more on the way) 1 国内现货或即将上架，预计发货 从 Shanghai 2015.04.05 | 654.03
SU860049 |  | 斜顶圆底顶空样品瓶 | Headspace vial, beveled top, rounded bottom | size 20 mL, clear glass, O.D. × H × I.D. 23 mm × 75.5 mm × 12.5 mm, for use with PerkinElmer | SU860049 | 需要从国外调货，预计到货时间 2015.04.22 | 383.76
SU860030 |  | 平顶平底顶空样品瓶 | Headspace vial, flat top, flat bottom | volume size 20 mL, clear glass, O.D. × H × I.D. 22.5 mm × 75.5 mm × 12.5 mm, long neck | SU860030 | 需要从国外调货，预计到货时间 2015.04.22 | 395.46
SU860098 |  | 螺顶圆底顶空样品瓶（仅样品瓶） | Headspace vial, screw top, rounded bottom (vial only) | size 20 mL, amber glass, thread 18, O.D. × H 22.5 mm × 75.5 mm | SU860098 | Only 4 left in stock (more on the way) - 详 库存详情： SU860098 Only 4 left in stock (more on the way) 1 国内现货或即将上架，预计发货 从 Shanghai 2015.04.05 | 687.96
854181-U |  | 顶空样品瓶(平顶圆底) | Headspace vials, flat top, rounded bottom | volume size 20 mL, clear glass, outside dimensions O.D. × H × I.D. 22.5 mm × 75.5 mm × 12.5 mm, long neck | 854181-U | 需要从国外调货，预计到货时间 2015.04.22 | 430.56
SU860051 |  | 钳口样品瓶，用于薄型密封 | Vials, crimp top, for Thin Seal | size 20 mL, clear glass (Thin seal vial for SPME), O.D. × H 22.5 mm × 75.5 mm | SU860051 | 需要从国外调货，预计到货时间 2015.04.17 | 414.18
27343 |  | 预先清洁和组装的、带开孔黑色聚丙烯螺纹顶盖的样品瓶 | Vials, black polypropylene screw top with hole cap, pre-cleaned and assembled | volume 22 mL, clear glass, precleaned | 000000000000027343 | 需要从国外调货，预计到货时间 2015.04.24 | 1,957.41
27348 |  | 预先清洁和组装的、带开孔黑色聚丙烯螺纹顶盖的样品瓶 | Vials, black polypropylene screw top with hole cap, pre-cleaned and assembled | volume 22 mL, amber glass, precleaned | 000000000000027348 | 需要从国外调货，预计到货时间 2015.04.22 | 2,095.47
27073-U |  | 螺纹口样品瓶，棕色玻璃（仅样品瓶） | Vials, screw top, amber glass (vial only) | volume 22 mL, amber glass, thread 20-400, O.D. × H × I.D. 23 mm × 85 mm × 18 mm | 27073-U | 需要从国外调货，预计到货时间 2015.04.17 | 1,015.56
27173 |  | 螺纹口透明玻璃样品瓶（仅样品瓶） | Vials, screw top, clear glass (vial only) | volume 22 mL, clear glass, thread 20-400, O.D. × H × I.D. 23 mm × 85 mm × 18 mm | 000000000000027173 | 需要从国外调货，预计到货时间 2015.04.17 | 883.35
27298 |  | 顶空样品瓶(透明玻璃材质,斜顶平底) | Headspace vial, clear glass, beveled top, flat bottom | volume size 27 mL, clear glass beveled finish, pkg of 100 ea, O.D. × H 30 mm × 60 mm | 000000000000027298 | 需要从国外调货，预计到货时间 2015.04.22 | 721.89
27299 |  | 顶空样品瓶(透明玻璃材质,斜顶平底) | Headspace vial, clear glass, beveled top, flat bottom | volume size 27 mL, clear glass beveled finish, pkg of 1000 ea, O.D. × H 30 mm × 60 mm | 000000000000027299 | 需要从国外调货，预计到货时间 2015.04.22 | 6,838.65
27028-U |  | 透明玻璃螺纹口样品瓶，带刻度（仅样品瓶） | Vials, clear glass, screw top, graduated (vial only) | size 40 mL, clear glass, graduated, O.D. × H 29 mm × 82 mm, thread 24-400 | 27028-U | 需要从国外调货，预计到货时间 2015.04.22 | 1,522.17
23703-U |  | 螺纹口透明玻璃样品瓶（仅样品瓶） | Vials, screw top, clear glass (vial only) | size 60 mL, clear glass, thread 24-400, O.D. × H 27.5 mm × 140 mm, pkg of 1 × 144 ea (23703-U) | 23703-U | 需要从国外调货，预计到货时间 2015.04.23 | 2,135.25
27030 |  | 经硅烷化处理螺纹口样品瓶 | Vials, screw top, silane-treated | size 2 mL, clear glass vial, silanized | 000000000000027030 | 需要从国外调货，预计到货时间 2015.04.22 | 3,947.58
27238 |  | 经硅烷化处理螺纹口样品瓶 | Vials, screw top, silane-treated | size 2 mL, amber glass vial, silanized | 000000000000027238 | 需要从国外调货，预计到货时间 2015.04.22 | 577.98
27219 |  | 经硅烷化处理螺纹口样品瓶 | Vials, screw top, silane-treated | size 2 mL, amber glass vial, silanized | 000000000000027219 | 需要从国外调货，预计到货时间 2015.04.22 | 4,744.35
27114 |  | 经硅烷化处理螺纹口样品瓶 | Vials, screw top, silane-treated | volume 4 mL, clear glass, silanized | 000000000000027114 | 需要从国外调货，预计到货时间 2015.04.22 | 503.10
27029-U |  | 经硅烷化处理螺纹口样品瓶 | Vials, screw top, silane-treated | volume 2 mL, clear glass vial | 27029-U | 需要从国外调货，预计到货时间 2015.04.22 | 477.36
27220-U |  | 经硅烷化处理螺纹口样品瓶 | Vials, screw top, silane-treated | volume 4 mL, clear glass, silanized | 27220-U | 需要从国外调货，预计到货时间 2015.04.22 | 4,283.37
28304-U |  | 经硅烷化处理螺纹口样品瓶 | Vials, screw top, silane-treated | size 2 mL, amber glass, thread 9 mm | 28304-U | 需要从国外调货，预计到货时间 2015.04.22 | 530.01
24551-U |  | 预洁净容器 | Containers, precleaned | size 4 oz, clear glass vial, tall, wide mouth, cap 48-400 | 24551-U | 需要从国外调货，预计到货时间 2015.04.22 | 1,296.36
24555 |  | 预洁净容器 | Containers, precleaned | size 4 oz, amber glass vial, short, wide mouth, cap 38-400 | 000000000000024555 | 需要从国外调货，预计到货时间 2015.04.22 | 500.76
24552 |  | 预洁净容器 | Containers, precleaned | size 8 oz, clear glass vial, tall, wide mouth, cap 58-400 | 000000000000024552 | 需要从国外调货，预计到货时间 2015.04.22 | 1,344.33
24556 |  | 预洁净容器 | Containers, precleaned | size 8 oz, amber glass vial, short, wide mouth, cap 45-400 | 000000000000024556 | 需要从国外调货，预计到货时间 2015.04.22 | 583.83
64715 |  | 带孔盖和隔垫的螺纹口迷你烧瓶 | Screw Top Mini Flask with Hole Cap and Septum | size 10 mL, pkg of 12 ea | 000000000000064715 | 需要从国外调货，预计到货时间 2015.04.22 | 2,022.93
64716-U |  | 带孔盖和隔垫的螺纹口迷你烧瓶 | Screw Top Mini Flask with Hole Cap and Septum | size 25 mL, pkg of 12 ea | 64716-U | 需要从国外调货，预计到货时间 2015.04.22 | 2,122.38
22674 |  | 100mL 剥离剂瓶 | Stripper vial, 100ml |  | 000000000000022674 | 需要从国外调货，预计到货时间 2015.04.22 | 742.95
22679 |  | 具有进样端口的 100mL 剥离剂瓶 | Stripper vial, 100ml, w/Injection port |  | 000000000000022679 | 需要从国外调货，预计到货时间 2015.04.22 | 1,185.21
22675 |  | 具有进样端口的 10mL 剥离剂瓶 | Stripper vial, 10ml, w/Injectionport |  | 000000000000022675 | 需要从国外调货，预计到货时间 2015.04.22 | 709.02
22676 |  | 具有进样端口的 20mL 剥离剂瓶 | Stripper vial, 20ml, w/Injectionport |  | 000000000000022676 | 需要从国外调货，预计到货时间 2015.04.22 | 778.05
508241 |  | 带 PTFE 衬垫的钳口密封盖 | Crimp Seal with PTFE Liner | seal diam. 11 mm, PTFE liner, pkg of 100 ea | 000000000000508241 | 需要从国外调货，预计到货时间 2015.04.22 | 212.94
508438 |  | 斜顶圆底顶空样品瓶 | Headspace vial, beveled top, rounded bottom | volume size 10 mL, clear glass, O.D. × H × I.D. 22 mm × 45 mm × 12.5 mm | 000000000000508438 | 需要从国外调货，预计到货时间 2015.04.22 | 789.75
508446 |  | 斜顶圆底顶空样品瓶 | Headspace vial, beveled top, rounded bottom | volume size 12 mL, clear glass, O.D. × H × I.D. 18 mm × 65 mm × 12.5 mm | 000000000000508446 | 需要从国外调货，预计到货时间 2015.04.22 | 957.06
508454 |  | 斜顶圆底顶空样品瓶 | Headspace vial, beveled top, rounded bottom | volume size 20 mL, clear glass, round bottom, O.D. × H × I.D. 22.7 mm × 75 mm × 12.5 mm | 000000000000508454 | 需要从国外调货，预计到货时间 2015.04.22 | 1,260.09
508187 |  | Vial crimp Seal with Red Rubber/PTFE Septum |  | seal diam. 11 mm, blue aluminum, PTFE/red rubber, pkg of 100 ea | 000000000000508187 | 需要从国外调货，预计到货时间 2015.04.22 | 281.97
508187 |  | Vial crimp Seal with Red Rubber/PTFE Septum |  | seal diam. 11 mm, blue aluminum, PTFE/red rubber, pkg of 100 ea | 产品508187已经停产；但是尚有库存。请从以下尚有库存的包装规格中选择。
Z270776 |  | Whatman ® Autovials ™ | Whatman ® Autovials ™ syringeless filters | autovial 12 syringeless filter, glass prefilter, nylon, 0.2 μm, 50/pk | Z270776-1PAK | Only 1 left in stock. Order soon - 详 库存详情： Z270776-1PAK Only 1 left in stock. Order soon 1 国内现货或即将上架，预计发货 从 Shanghai 2015.04.05 | 3,044.34
Z270776 |  | Whatman ® Autovials ™ | Whatman ® Autovials ™ syringeless filters | autovial 12 syringeless filter, glass prefilter, nylon, 0.2 μm, 50/pk | 产品Z270776已经停产；但是尚有库存。请从以下尚有库存的包装规格中选择。
WHAAV125ENAO |  | Whatman ® Autovials ™ | Whatman ® Autovials ™ syringeless filters | autovial 12 syringeless filter, glass prefilter, nylon, 0.2 μm, 50/pk | 价格与库存信息目前不能提供有问题？联系人技术支持
Z270741 |  | Whatman ® Autovials ™ | Whatman ® Autovials ™ syringeless filters | autovial 12 syringeless filter, glass prefilter, PVDF, 0.2 μm, 50/pk | Z270741-1PAK | 需要从国外调货，预计到货时间 2015.04.22 | 3,044.34
Z270741 |  | Whatman ® Autovials ™ | Whatman ® Autovials ™ syringeless filters | autovial 12 syringeless filter, glass prefilter, PVDF, 0.2 μm, 50/pk | 产品Z270741已经停产；但是尚有库存。请从以下尚有库存的包装规格中选择。
WHAAV125EAQU |  | Whatman ® Autovials ™ | Whatman ® Autovials ™ syringeless filters | autovial 12 syringeless filter, glass prefilter, PVDF, 0.2 μm, 50/pk | 价格与库存信息目前不能提供有问题？联系人技术支持
Z270792 |  | Whatman ® Autovials ™ | Whatman ® Autovials ™ syringeless filters | autovial 12 syringeless filter, glass prefilter, PTFE, 0.2 μm, 50/pk | 产品已经停产。查看替代产品联系技术支持
WHAAV125EORG |  | Whatman ® Autovials ™ | Whatman ® Autovials ™ syringeless filters | autovial 12 syringeless filter, glass prefilter, PTFE, 0.2 μm, 50/pk | 价格与库存信息目前不能提供有问题？联系人技术支持
Z115126 |  | V-Vials ® 螺纹口样品瓶，带顶部开口瓶盖 | Vials, screw top V-Vials ® with open-top cap | capacity 0.3 mL, thread 13-425, diam. × H 13 mm × 35 mm | Z115126-12EA | 需要从国外调货，预计到货时间 2015.04.22 | 1,233.18
Z115134 |  | V-Vials ® 螺纹口样品瓶，带顶部开口瓶盖 | Vials, screw top V-Vials ® with open-top cap | capacity 1.0 mL, thread 13-425, diam. × H 13 mm × 44 mm | Z115134-12EA | 需要从国外调货，预计到货时间 2015.04.22 | 1,396.98
Z115142 |  | V-Vials ® 螺纹口样品瓶，带顶部开口瓶盖 | Vials, screw top V-Vials ® with open-top cap | capacity 3.0 mL, thread 20-400, diam. × H 20 mm × 50 mm | Z115142-12EA | 需要从国外调货，预计到货时间 2015.04.22 | 1,812.33
Z115150 |  | V-Vials ® 螺纹口样品瓶，带顶部开口瓶盖 | Vials, screw top V-Vials ® with open-top cap | capacity 5.0 mL, thread 20-400, diam. × H 20 mm × 65 mm | Z115150-12EA | 需要从国外调货，预计到货时间 2015.04.22 | 1,884.87
Z115053 |  | V-Vials ® 螺纹口样品瓶，带实心瓶盖 | Vials, screw-top V-Vials ® with solid-top cap | capacity 0.3 mL, screw-cap size, 13 ‑ 425, diam. × H 13 mm × 35 mm | Z115053-12EA | 需要从国外调货，预计到货时间 2015.04.17 | 1,209.78
Z115061 |  | V-Vials ® 螺纹口样品瓶，带实心瓶盖 | Vials, screw-top V-Vials ® with solid-top cap | capacity 1.0 mL, screw-cap size, 13 ‑ 425, diam. × H 13 mm × 44 mm | Z115061-12EA | 需要从国外调货，预计到货时间 2015.04.17 | 1,377.09
Z115088 |  | V-Vials ® 螺纹口样品瓶，带实心瓶盖 | Vials, screw-top V-Vials ® with solid-top cap | capacity 2.0 mL, screw-cap size, 15 ‑ 415, diam. × H 17 mm × 61 mm | Z115088-12EA | 需要从国外调货，预计到货时间 2015.04.22 | 1,779.57
Z115096 |  | V-Vials ® 螺纹口样品瓶，带实心瓶盖 | Vials, screw-top V-Vials ® with solid-top cap | capacity 3.0 mL, screw-cap size, 20 ‑ 400, diam. × H 20 mm × 50 mm | Z115096-12EA | 需要从国外调货，预计到货时间 2015.04.22 | 1,647.36
Z115118 |  | V-Vials ® 螺纹口样品瓶，带实心瓶盖 | Vials, screw-top V-Vials ® with solid-top cap | capacity 5.0 mL, screw-cap size, 20 ‑ 400, diam. × H 20 mm × 65 mm | Z115118-12EA | 需要从国外调货，预计到货时间 2015.04.22 | 1,660.23
Z256056 |  | Wheaton 带橡胶衬里瓶盖的样品瓶 | Wheaton sample vials with rubber lined caps | clear glass, volume 2 mL, cap 8-425 | Z256056-1PAK | 需要从国外调货，预计到货时间 2015.04.17 | 2,088.45
Z256064 |  | Wheaton 带橡胶衬里瓶盖的样品瓶 | Wheaton sample vials with rubber lined caps | clear glass, volume 4 mL, cap 13-425 | Z256064-1PAK | Only 3 left in stock (more on the way) - 详 库存详情： Z256064-1PAK Only 3 left in stock (more on the way) 1 国内现货或即将上架，预计发货 从 Shanghai 2015.04.05 | 1,113.84
Z256250 |  | Wheaton 带橡胶衬里瓶盖的样品瓶 | Wheaton sample vials with rubber lined caps | clear glass (white marking area), volume 4 mL, cap 13-425 | Z256250-1PAK | 需要从国外调货，预计到货时间 2015.04.22 | 1,456.65
Z256161 |  | Wheaton 带橡胶衬里瓶盖的样品瓶 | Wheaton sample vials with rubber lined caps | clear glass, volume 8 mL, cap 15-425 | Z256161-1PAK | Only 2 left in stock (more on the way) - 详 库存详情： Z256161-1PAK Only 2 left in stock (more on the way) 1 国内现货或即将上架，预计发货 从 Shanghai 2015.04.05 | 1,290.51
Z256269 |  | Wheaton 带橡胶衬里瓶盖的样品瓶 | Wheaton sample vials with rubber lined caps | clear glass (white marking area), volume 8 mL, cap 15-425 | Z256269-1PAK | 需要从国外调货，预计到货时间 2015.04.22 | 1,707.03
Z256188 |  | Wheaton 带橡胶衬里瓶盖的样品瓶 | Wheaton sample vials with rubber lined caps | clear glass, volume 12 mL, cap 15-425 | Z256188-1PAK | 需要从国外调货，预计到货时间 2015.04.22 | 1,522.17
Z256196 |  | Wheaton 带橡胶衬里瓶盖的样品瓶 | Wheaton sample vials with rubber lined caps | clear glass, volume 16 mL, cap 18-400 | Z256196-1PAK | Only 1 left in stock (more on the way) - 详 库存详情： Z256196-1PAK Only 1 left in stock (more on the way) 1 国内现货或即将上架，预计发货 从 Shanghai 2015.04.05 | 1,897.74
Z256218 |  | Wheaton 带橡胶衬里瓶盖的样品瓶 | Wheaton sample vials with rubber lined caps | clear glass, volume 20 mL, cap 24-400 | Z256218-1PAK | Only 2 left in stock (more on the way) - 详 库存详情： Z256218-1PAK Only 2 left in stock (more on the way) 1 国内现货或即将上架，预计发货 从 Shanghai 2015.04.05 | 1,047.15
Z256226 |  | Wheaton 带橡胶衬里瓶盖的样品瓶 | Wheaton sample vials with rubber lined caps | clear glass, volume 24 mL, cap 20-400 | Z256226-1PAK | Only 1 left in stock (more on the way) - 详 库存详情： Z256226-1PAK Only 1 left in stock (more on the way) 1 国内现货或即将上架，预计发货 从 Shanghai 2015.04.05 | 2,306.07
Z256234 |  | Wheaton 带橡胶衬里瓶盖的样品瓶 | Wheaton sample vials with rubber lined caps | clear glass, volume 25 mL, cap 24-400 | Z256234-1PAK | Only 1 left in stock (more on the way) - 详 库存详情： Z256234-1PAK Only 1 left in stock (more on the way) 1 国内现货或即将上架，预计发货 从 Shanghai 2015.04.05 | 1,134.90
Z256242 |  | Wheaton 带橡胶衬里瓶盖的样品瓶 | Wheaton sample vials with rubber lined caps | clear glass, volume 40 mL, cap 24-400 | Z256242-1PAK | Only 2 left in stock (more on the way) - 详 库存详情： Z256242-1PAK Only 2 left in stock (more on the way) 1 国内现货或即将上架，预计发货 从 Shanghai 2015.04.05 | 1,157.13
Z256277 |  | Wheaton 带橡胶衬里瓶盖的样品瓶 | Wheaton sample vials with rubber lined caps | volume 2 mL, amber glass, cap 8-425 | Z256277-1PAK | 需要从国外调货，预计到货时间 2015.04.22 | 2,247.57
Z256285 |  | Wheaton 带橡胶衬里瓶盖的样品瓶 | Wheaton sample vials with rubber lined caps | amber glass, volume 4 mL, cap 13-425 | Z256285-1PAK | 需要从国外调货，预计到货时间 2015.04.17 | 1,228.50
Z256293 |  | Wheaton 带橡胶衬里瓶盖的样品瓶 | Wheaton sample vials with rubber lined caps | amber glass, volume 8 mL, cap 15-425 | Z256293-1PAK | 需要从国外调货，预计到货时间 2015.04.22 | 1,404.00
57269 |  | Glass Magnet ™ |  | mat W × L × thickness 24 in. × 24 in. × 3/16 in., pkg of 1 ea | 000000000000057269 | 需要从国外调货，预计到货时间 2015.04.22 | 1,977.30
57270 |  | Glass Magnet ™ |  | diam. × thickness 4 in. × 3/16 in., pkg of 2 ea | 000000000000057270 | 需要从国外调货，预计到货时间 2015.04.17 | 528.84
22971 |  | 六位 Mini-Vap 迷你氮吹仪 | Six Port Mini-Vap Evaporator/ Concentrator | Mini-Vap L × W 7 1/2 in. (19 cm) × 1 1/2 in. (4 cm), for use with 1-250mL containers, pkg of 1 ea | 000000000000022971 | Only 4 left in stock (more on the way) - 详 库存详情： 000000000000022971 Only 4 left in stock (more on the way) 1 国内现货或即将上架，预计发货 从 Shanghai 2015.04.05 | 1,647.36
22970 |  | 可调节的单口 Mini-Vap 蒸发/浓缩器 | Adustable Single Port Mini-Vap Evaporator/ Concentrator | Mini-Vap size 1 1/2 in. × 8 1/2 in. , adjustable, single unit | 000000000000022970 | 需要从国外调货，预计到货时间 2015.04.22 | 1,692.99
23029-U |  | 用于 6 位 Mini-Vap 迷你氮吹仪的备用针头 | Replacement needles for 6 port Mini-Vap |  | 23029-U | 需要从国外调货，预计到货时间 2015.04.22 | 487.89
29189-U |  | 用于螺纹口样品瓶的 TFE 漏斗 | TFE Funnel for screw top vials | Kit with eight sizes | 29189-U | 需要从国外调货，预计到货时间 2015.04.23 | 1,752.66
29191-U |  | 用于螺纹口样品瓶的 TFE 漏斗 | TFE Funnel for screw top vials | for use with 2mL standard opening vial, 8-425 thread | 29191-U | 需要从国外调货，预计到货时间 2015.04.23 | 198.90
29192-U |  | 用于螺纹口样品瓶的 TFE 漏斗 | TFE Funnel for screw top vials | for use with 9-425 and 10-425 threaded (2 mL large opening vials) | 29192-U | 需要从国外调货，预计到货时间 2015.04.23 | 195.39
29193-U |  | 用于螺纹口样品瓶的 TFE 漏斗 | TFE Funnel for screw top vials | for use with 13-425 thread | 29193-U | 需要从国外调货，预计到货时间 2015.04.23 | 201.24
29194-U |  | 用于螺纹口样品瓶的 TFE 漏斗 | TFE Funnel for screw top vials | for use with 15-425 threaded vial | 29194-U | 需要从国外调货，预计到货时间 2015.04.30 | 230.49
29196-U |  | 用于螺纹口样品瓶的 TFE 漏斗 | TFE Funnel for screw top vials | for use with 18-400 Thread (15 mL vial) | 29196-U | 需要从国外调货，预计到货时间 2015.04.23 | 230.49
29197-U |  | 用于螺纹口样品瓶的 TFE 漏斗 | TFE Funnel for screw top vials | for use with 22 mL threaded vials (20-400 thread) | 29197-U | 需要从国外调货，预计到货时间 2015.04.23 | 0
29198-U |  | 用于螺纹口样品瓶的 TFE 漏斗 | TFE Funnel for screw top vials | for use with SPME vial with 22-400 thread | 29198-U | 需要从国外调货，预计到货时间 2015.04.23 | 266.76
29199-U |  | 用于螺纹口样品瓶的 TFE 漏斗 | TFE Funnel for screw top vials | for use with 20, 40, and 60 mL vials (24-400 thread) | 29199-U | 需要从国外调货，预计到货时间 2015.04.23 | 0
23204-U |  | 节省空间型存放架 | Space Saver storage racks | for use with 6-8 mm diamerter vial (96 vials per rack), well opening 9.5 mm, pkg of 5 ea | 23204-U | 需要从国外调货，预计到货时间 2015.04.22 | 1,370.07
23207 |  | 节省空间型存放架 | Space Saver storage racks | for use with 11-12 mm diameter vial (50 vials per rack), well opening 12.5 mm, pkg of 5 ea | 000000000000023207 | Only 2 left in stock (more on the way) - 详 库存详情： 000000000000023207 Only 2 left in stock (more on the way) 1 国内现货或即将上架，预计发货 从 Shanghai 2015.04.05 | 1,150.11
23205-U |  | 节省空间型存放架 | Space Saver storage racks | for use with 15-16 mm diameter vial (48 vials per rack), well opening 15.5 mm, pkg of 5 ea | 23205-U | Only 5 left in stock (more on the way) - 详 库存详情： 23205-U Only 5 left in stock (more on the way) 1 国内现货或即将上架，预计发货 从 Shanghai 2015.04.05 | 1,207.44
23202 |  | 节省空间型存放架 | Space Saver storage racks | for use with 17 mm diameter vial (90 vials per rack), well opening 17.1 mm, pkg of 5 ea | 000000000000023202 | Only 2 left in stock (more on the way) - 详 库存详情： 000000000000023202 Only 2 left in stock (more on the way) 1 国内现货或即将上架，预计发货 从 Shanghai 2015.04.05 | 1,344.33
23201 |  | 节省空间型存放架 | Space Saver storage racks | for use with 21-23 mm diameter vial (36 vials per rack), well opening 23.1 mm, pkg of 5 ea | 000000000000023201 | Only 3 left in stock (more on the way) - 详 库存详情： 000000000000023201 Only 3 left in stock (more on the way) 1 国内现货或即将上架，预计发货 从 Shanghai 2015.04.05 | 1,244.88
23206 |  | 节省空间型存放架 | Space Saver storage racks | for use with 29 mm diameter vial (50 vials per rack), well opening 30.0 mm, pkg of 5 ea | 000000000000023206 | 国内现货或即将上架，预计发货时间 2015.04.05 - 详 库存详情： 000000000000023206 1 国内现货或即将上架，预计发货 从 Shanghai 2015.04.05 | 1,251.90
33316 |  | #1 加热模块 | Block #1 | number of holes, 8, for use with Supelco 3 and 5 mL reaction vessels | 000000000000033316 | 需要从国外调货，预计到货时间 2015.04.22 | 1,627.47
33317-U |  | #2 加热模块 | Block #2 | number of holes, 12, for use with 16 mm tubes and 0.1 to 2.0 mL reaction vessels | 33317-U | 需要从国外调货，预计到货时间 2015.04.22 | 1,627.47
27256 |  | 带盖的压盖瓶，12mm×32mm | Shell vial with closures, 12 x 32 mm | size 2 mL, clear glass, closure type, TITESEAL (included) | 价格与库存信息目前不能提供有问题？联系人技术支持
Z683728 |  | Aldrich ® Molarmatic measuring cylinders |  | for acetic acid, 1-3 M, Class A, calibrated to contain, 350 mL volume | Z683728-12EA | 需要从国外调货，预计到货时间 2015.04.23 | 5,282.55
Z683728 |  | Aldrich ® Molarmatic measuring cylinders |  | for acetic acid, 1-3 M, Class A, calibrated to contain, 350 mL volume | Z683728-1EA | 需要从国外调货，预计到货时间 2015.04.23 | 556.92
Z683736 |  | Aldrich ® Molarmatic measuring cylinders |  | for hydrochloric acid, 1-3 M, Class A, calibrated to contain, 350 mL volume | Z683736-12EA | 需要从国外调货，预计到货时间 2015.04.23 | 5,282.55
Z683736 |  | Aldrich ® Molarmatic measuring cylinders |  | for hydrochloric acid, 1-3 M, Class A, calibrated to contain, 350 mL volume | Z683736-1EA | 需要从国外调货，预计到货时间 2015.04.23 | 567.45
Z683744 |  | Aldrich ® Molarmatic measuring cylinders |  | for nitric acid, 1-3 M, Class A, calibrated to contain, 350 mL volume | Z683744-12EA | 需要从国外调货，预计到货时间 2015.04.23 | 5,282.55
Z683744 |  | Aldrich ® Molarmatic measuring cylinders |  | for nitric acid, 1-3 M, Class A, calibrated to contain, 350 mL volume | Z683744-1EA | 需要从国外调货，预计到货时间 2015.04.23 | 567.45
Z683752 |  | Aldrich ® Molarmatic measuring cylinders |  | for sulfuric acid, 1-3 M, Class A, calibrated to contain, 350 mL volume | Z683752-12EA | 需要从国外调货，预计到货时间 2015.04.23 | 5,282.55
Z683752 |  | Aldrich ® Molarmatic measuring cylinders |  | for sulfuric acid, 1-3 M, Class A, calibrated to contain, 350 mL volume | Z683752-1EA | 需要从国外调货，预计到货时间 2015.04.23 | 567.45
Z683760 |  | Aldrich ® Molarmatic measuring cylinders |  | cylinder set for acids, 1-3 M, Class A, calibrated to contain, 350 mL volume | Z683760-1SET | 需要从国外调货，预计到货时间 2015.04.23 | 2,307.24
CLS430182 |  | Corning ® polystyrene graduated cylinder |  | sterile | CLS430182-50EA | 需要从国外调货，预计到货时间 2015.05.26 | 2,176.20 1,414.53
CLS3022P100 |  | Corning ® reusable graduated cylinder |  | single metric scale with funnel top, polypropylene, "to contain", size 100 mL | CLS3022P100-12EA | 需要从国外调货，预计到货时间 2015.05.26 | 2,483.91 1,614.54
CLS3022P1L |  | Corning ® reusable graduated cylinder |  | single metric scale with funnel top, polypropylene, "to contain", size 1 L | CLS3022P1L-6EA | 需要从国外调货，预计到货时间 2015.05.26 | 2,627.82 1,708.08
CLS3022P10 |  | Corning ® reusable graduated cylinder |  | single metric scale with funnel top, polypropylene, "to contain", size 10 mL | CLS3022P10-12EA | 需要从国外调货，预计到货时间 2015.05.26 | 1,791.27 1,164.33
CLS3022P2L |  | Corning ® reusable graduated cylinder |  | single metric scale with funnel top, polypropylene, "to contain", size 2 L | CLS3022P2L-3EA | 需要从国外调货，预计到货时间 2015.05.26 | 2,227.68 1,447.99
CLS3022P50 |  | Corning ® reusable graduated cylinder |  | single metric scale with funnel top, polypropylene, "to contain", size 50 mL | CLS3022P50-12EA | 需要从国外调货，预计到货时间 2015.05.26 | 2,145.78 1,394.76
CLS3022P250 |  | Corning ® reusable graduated cylinder |  | single metric scale with funnel top, polypropylene, "to contain", size 250 mL | CLS3022P250-6EA | 需要从国外调货，预计到货时间 2015.05.26 | 1,542.06 1,002.34
CLS3022P500 |  | Corning ® reusable graduated cylinder |  | single metric scale with funnel top, polypropylene, "to contain", size 500 mL | CLS3022P500-6EA | 需要从国外调货，预计到货时间 2015.05.26 | 1,396.98 908.04
CLS3022P25 |  | Corning ® reusable graduated cylinder |  | single metric scale with funnel top, polypropylene, "to contain", size 25 mL | CLS3022P25-12EA | 需要从国外调货，预计到货时间 2015.05.26 | 1,791.27 1,164.33
CLS3066100 |  | Pyrex ® bumper guard |  | fits 100mL graduated cylinder | CLS3066100-1EA | 需要从国外调货，预计到货时间 2015.05.26 | 43.29
CLS3066250 |  | Pyrex ® bumper guard |  | fits 250mL graduated cylinder | CLS3066250-1EA | 需要从国外调货，预计到货时间 2015.05.26 | 43.29
CLS302650 |  | Pyrex ® class A double metric scale graduated cylinder, with blue enamel |  | volume 50 mL | CLS302650-18EA | 需要从国外调货，预计到货时间 2015.05.26 | 4,034.16
CLS3026100 |  | Pyrex ® class A double metric scale graduated cylinder, with blue enamel |  | volume 100 mL | CLS3026100-12EA | 需要从国外调货，预计到货时间 2015.05.26 | 3,268.98
CLS3026250 |  | Pyrex ® class A double metric scale graduated cylinder, with blue enamel |  | volume 250 mL | CLS3026250-12EA | 需要从国外调货，预计到货时间 2015.05.26 | 4,520.88
CLS3026500 |  | Pyrex ® class A double metric scale graduated cylinder, with blue enamel |  | volume 500 mL | CLS3026500-8EA | 需要从国外调货，预计到货时间 2015.05.26 | 4,214.34
CLS30261L |  | Pyrex ® class A double metric scale graduated cylinder, with blue enamel |  | volume 1,000 mL | CLS30261L-1EA | 需要从国外调货，预计到货时间 2015.05.26 | 813.15
CLS30262L |  | Pyrex ® class A double metric scale graduated cylinder, with blue enamel |  | volume 2,000 mL | CLS30262L-1EA | 需要从国外调货，预计到货时间 2015.05.26 | 1,301.04
CLS302625 |  | Pyrex ® class A double metric scale graduated cylinder, with blue enamel |  | volume 25 mL | 价格与库存信息目前不能提供有问题？联系人技术支持
CLS3023100 |  | Pyrex ® class A double metric scale graduated cylinder, with white enamel |  | volume 100 mL | CLS3023100-12EA | 需要从国外调货，预计到货时间 2015.05.26 | 3,268.98
CLS3023500 |  | Pyrex ® class A double metric scale graduated cylinder, with white enamel |  | volume 500 mL | CLS3023500-8EA | 需要从国外调货，预计到货时间 2015.05.26 | 4,214.34
CLS30231L |  | Pyrex ® class A double metric scale graduated cylinder, with white enamel |  | volume 1,000 mL | CLS30231L-1EA | 需要从国外调货，预计到货时间 2015.05.26 | 813.15
CLS30232L |  | Pyrex ® class A double metric scale graduated cylinder, with white enamel |  | volume 2,000 mL | CLS30232L-1EA | 需要从国外调货，预计到货时间 2015.05.26 | 1,301.04
CLS3023250 |  | PYREX ® class A double metric scale graduated cylinder, with white enamel |  |  | CLS3023250-12EA | 需要从国外调货，预计到货时间 2015.06.04 | 6,464.25
CLS306210 |  | Pyrex ® class A serialized/certified single metric scale graduated cylinder |  | volume 10 mL | CLS306210-1EA | 需要从国外调货，预计到货时间 2015.05.26 | 1,060.02
CLS306225 |  | Pyrex ® class A serialized/certified single metric scale graduated cylinder |  | volume 25 mL | CLS306225-1EA | 需要从国外调货，预计到货时间 2015.05.26 | 1,153.62
CLS306250 |  | Pyrex ® class A serialized/certified single metric scale graduated cylinder |  | volume 50 mL | CLS306250-1EA | 需要从国外调货，预计到货时间 2015.05.26 | 959.40
CLS3062100 |  | Pyrex ® class A serialized/certified single metric scale graduated cylinder |  | volume 100 mL | CLS3062100-1EA | 需要从国外调货，预计到货时间 2015.05.26 | 1,020.24
CLS3062250 |  | Pyrex ® class A serialized/certified single metric scale graduated cylinder |  | volume 250 mL | CLS3062250-1EA | 需要从国外调货，预计到货时间 2015.05.26 | 1,152.45
CLS3062500 |  | Pyrex ® class A serialized/certified single metric scale graduated cylinder |  | volume 500 mL | CLS3062500-1EA | 需要从国外调货，预计到货时间 2015.05.26 | 1,350.18
CLS30621L |  | Pyrex ® class A serialized/certified single metric scale graduated cylinder |  | volume 1,000 mL | CLS30621L-1EA | 需要从国外调货，预计到货时间 2015.05.26 | 1,744.47
CLS30622L |  | Pyrex ® class A serialized/certified single metric scale graduated cylinder |  | volume 2,000 mL | CLS30622L-1EA | 需要从国外调货，预计到货时间 2015.05.26 | 2,595.06
CLS302510 |  | Pyrex ® 双公制经济级刻度量筒 | Pyrex ® double metric scale economy grade graduated cylinder | volume 10 mL | CLS302510-24EA | 需要从国外调货，预计到货时间 2015.05.26 | 2,912.13
CLS302525 |  | Pyrex ® 双公制经济级刻度量筒 | Pyrex ® double metric scale economy grade graduated cylinder | volume 25 mL | CLS302525-18EA | 需要从国外调货，预计到货时间 2015.05.26 | 2,323.62
CLS302550 |  | Pyrex ® 双公制经济级刻度量筒 | Pyrex ® double metric scale economy grade graduated cylinder | volume 50 mL | CLS302550-18EA | 需要从国外调货，预计到货时间 2015.05.26 | 2,501.46
CLS3025100 |  | Pyrex ® 双公制经济级刻度量筒 | Pyrex ® double metric scale economy grade graduated cylinder | volume 100 mL | CLS3025100-12EA | 需要从国外调货，预计到货时间 2015.05.26 | 1,826.37
CLS3025250 |  | Pyrex ® 双公制经济级刻度量筒 | Pyrex ® double metric scale economy grade graduated cylinder | volume 250 mL | CLS3025250-12EA | 需要从国外调货，预计到货时间 2015.05.26 | 2,853.63
CLS3025500 |  | Pyrex ® 双公制经济级刻度量筒 | Pyrex ® double metric scale economy grade graduated cylinder | volume 500 mL | CLS3025500-8EA | 需要从国外调货，预计到货时间 2015.05.26 | 3,267.81
CLS30251L |  | Pyrex ® 双公制经济级刻度量筒 | Pyrex ® double metric scale economy grade graduated cylinder | volume 1,000 mL | CLS30251L-1EA | 需要从国外调货，预计到货时间 2015.05.26 | 430.56
CLS30252L |  | Pyrex ® 双公制经济级刻度量筒 | Pyrex ® double metric scale economy grade graduated cylinder | volume 2,000 mL | CLS30252L-1EA | 需要从国外调货，预计到货时间 2015.05.26 | 1,015.56
CLS302210 |  | Pyrex ® 刻度量筒，单公制，白色搪瓷刻度 | Pyrex ® graduated cylinder, single metric scale, white enamel graduations | volume 10 mL | CLS302210-24EA | 需要从国外调货，预计到货时间 2015.05.26 | 3,437.46
CLS302225 |  | Pyrex ® 刻度量筒，单公制，白色搪瓷刻度 | Pyrex ® graduated cylinder, single metric scale, white enamel graduations | volume 25 mL | CLS302225-1EA | 需要从国外调货，预计到货时间 2015.07.22 | 384.93
CLS302225 |  | Pyrex ® 刻度量筒，单公制，白色搪瓷刻度 | Pyrex ® graduated cylinder, single metric scale, white enamel graduations | volume 25 mL | CLS302225-18EA | 需要从国外调货，预计到货时间 2015.05.26 | 3,170.70
CLS302250 |  | Pyrex ® 刻度量筒，单公制，白色搪瓷刻度 | Pyrex ® graduated cylinder, single metric scale, white enamel graduations | volume 50 mL | CLS302250-18EA | 需要从国外调货，预计到货时间 2015.05.26 | 3,122.73
CLS3022100 |  | Pyrex ® 刻度量筒，单公制，白色搪瓷刻度 | Pyrex ® graduated cylinder, single metric scale, white enamel graduations | volume 100 mL | CLS3022100-12EA | 需要从国外调货，预计到货时间 2015.05.26 | 2,479.23
CLS3022250 |  | Pyrex ® 刻度量筒，单公制，白色搪瓷刻度 | Pyrex ® graduated cylinder, single metric scale, white enamel graduations | volume 250 mL | CLS3022250-12EA | 需要从国外调货，预计到货时间 2015.05.26 | 3,256.11
CLS3022500 |  | Pyrex ® 刻度量筒，单公制，白色搪瓷刻度 | Pyrex ® graduated cylinder, single metric scale, white enamel graduations | volume 500 mL | CLS3022500-8EA | 需要从国外调货，预计到货时间 2015.05.26 | 3,173.04
CLS30221L |  | Pyrex ® 刻度量筒，单公制，白色搪瓷刻度 | Pyrex ® graduated cylinder, single metric scale, white enamel graduations | volume 1,000 mL | CLS30221L-1EA | 需要从国外调货，预计到货时间 2015.05.26 | 561.60
CLS30222L |  | Pyrex ® 刻度量筒，单公制，白色搪瓷刻度 | Pyrex ® graduated cylinder, single metric scale, white enamel graduations | volume 2,000 mL | CLS30222L-1EA | 需要从国外调货，预计到货时间 2015.05.26 | 1,310.40
CLS298210 |  | 带 Pyrex ® 塞子的 Pyrex ® 刻度量筒 | Pyrex ® graduated cylinders with Pyrex ® stopper | volume 10 mL | CLS298210-24EA | 需要从国外调货，预计到货时间 2015.05.26 | 6,498.18
CLS298225 |  | 带 Pyrex ® 塞子的 Pyrex ® 刻度量筒 | Pyrex ® graduated cylinders with Pyrex ® stopper | volume 25 mL | CLS298225-18EA | 需要从国外调货，预计到货时间 2015.05.26 | 5,886.27
CLS298250 |  | 带 Pyrex ® 塞子的 Pyrex ® 刻度量筒 | Pyrex ® graduated cylinders with Pyrex ® stopper | volume 50 mL | CLS298250-12EA | 需要从国外调货，预计到货时间 2015.05.26 | 4,517.37
CLS2982100 |  | 带 Pyrex ® 塞子的 Pyrex ® 刻度量筒 | Pyrex ® graduated cylinders with Pyrex ® stopper | volume 100 mL | CLS2982100-8EA | 需要从国外调货，预计到货时间 2015.05.26 | 3,206.97
CLS2982250 |  | 带 Pyrex ® 塞子的 Pyrex ® 刻度量筒 | Pyrex ® graduated cylinders with Pyrex ® stopper | volume 250 mL | CLS2982250-8EA | 需要从国外调货，预计到货时间 2015.05.26 | 5,100.03
CLS2982500 |  | 带 Pyrex ® 塞子的 Pyrex ® 刻度量筒 | Pyrex ® graduated cylinders with Pyrex ® stopper | volume 500 mL | CLS2982500-6EA | 需要从国外调货，预计到货时间 2015.05.26 | 5,441.67
CLS29821L |  | 带 Pyrex ® 塞子的 Pyrex ® 刻度量筒 | Pyrex ® graduated cylinders with Pyrex ® stopper | volume 1,000 mL | CLS29821L-1EA | 需要从国外调货，预计到货时间 2015.05.26 | 1,312.74
CLS29822L |  | 带 Pyrex ® 塞子的 Pyrex ® 刻度量筒 | Pyrex ® graduated cylinders with Pyrex ® stopper | volume 2,000 mL | CLS29822L-1EA | 需要从国外调货，预计到货时间 2015.05.26 | 2,144.61
CLS304210 |  | Pyrex ® Lifetime Red ™ single metric scale graduated cylinder |  | volume 10 mL | CLS304210-24EA | 需要从国外调货，预计到货时间 2015.05.26 | 4,995.90
CLS3042100 |  | Pyrex ® Lifetime Red ™ single metric scale graduated cylinder |  | volume 100 mL | CLS3042100-12EA | 需要从国外调货，预计到货时间 2015.05.26 | 3,442.14
CLS3042500 |  | Pyrex ® Lifetime Red ™ single metric scale graduated cylinder |  | volume 500 mL | CLS3042500-8EA | 需要从国外调货，预计到货时间 2015.05.26 | 4,382.82
CLS30421L |  | Pyrex ® Lifetime Red ™ single metric scale graduated cylinder |  | volume 1,000 mL | CLS30421L-1EA | 需要从国外调货，预计到货时间 2015.05.26 | 779.22
CLS30422L |  | Pyrex ® Lifetime Red ™ single metric scale graduated cylinder |  | volume 2,000 mL | CLS30422L-1EA | 需要从国外调货，预计到货时间 2015.05.26 | 1,295.19
CLS304450 |  | Pyrex ® Lifetime Red ™ single metric scale graduated cylinder, with double pourout |  | volume 50 mL | CLS304450-12EA | 需要从国外调货，预计到货时间 2015.05.26 | 4,560.66
CLS3044100 |  | Pyrex ® Lifetime Red ™ single metric scale graduated cylinder, with double pourout |  | volume 100 mL | CLS3044100-12EA | 需要从国外调货，预计到货时间 2015.05.26 | 5,321.16
CLS304610 |  | Pyrex ® Lifetime Red ™ single metric scale graduated cylinder, with reinforced bead |  | volume 10 mL | CLS304610-24EA | 需要从国外调货，预计到货时间 2015.05.26 | 5,510.70
CLS304625 |  | Pyrex ® Lifetime Red ™ single metric scale graduated cylinder, with reinforced bead |  | volume 25 mL | CLS304625-18EA | 需要从国外调货，预计到货时间 2015.05.26 | 5,463.90
CLS304650 |  | Pyrex ® Lifetime Red ™ single metric scale graduated cylinder, with reinforced bead |  | volume 50 mL | CLS304650-18EA | 需要从国外调货，预计到货时间 2015.05.26 | 5,950.62
CLS3046100 |  | Pyrex ® Lifetime Red ™ single metric scale graduated cylinder, with reinforced bead |  | volume 100 mL | CLS3046100-12EA | 需要从国外调货，预计到货时间 2015.05.26 | 4,616.82
CLS3046250 |  | Pyrex ® Lifetime Red ™ single metric scale graduated cylinder, with reinforced bead |  | volume 250 mL | CLS3046250-12EA | 需要从国外调货，预计到货时间 2015.05.26 | 6,208.02
CLS63024100 |  | PYREXPLUS ® single metric scale graduated cylinders, with protective coating |  | volume 100 mL | CLS63024100-4EA | 需要从国外调货，预计到货时间 2015.05.26 | 1,505.79
CLS63024250 |  | PYREXPLUS ® single metric scale graduated cylinders, with protective coating |  | volume 250 mL | CLS63024250-4EA | 需要从国外调货，预计到货时间 2015.05.26 | 2,082.60
CLS63024500 |  | PYREXPLUS ® single metric scale graduated cylinders, with protective coating |  | volume 500 mL | CLS63024500-4EA | 需要从国外调货，预计到货时间 2015.05.26 | 2,969.46
CLS630241L |  | PYREXPLUS ® single metric scale graduated cylinders, with protective coating |  | volume 1,000 mL | CLS630241L-4EA | 需要从国外调货，预计到货时间 2015.05.26 | 4,128.93
CLS630242L |  | PYREXPLUS ® single metric scale graduated cylinders, with protective coating |  | volume 2,000 mL | CLS630242L-2EA | 需要从国外调货，预计到货时间 2015.05.26 | 3,348.54
CLS300210 |  | Pyrex ® serialized/certified graduated cylinder with Pyrex ® stopper |  | volume 10 mL | CLS300210-1EA | 需要从国外调货，预计到货时间 2015.05.26 | 945.36
CLS300225 |  | Pyrex ® serialized/certified graduated cylinder with Pyrex ® stopper |  | volume 25 mL | CLS300225-1EA | 需要从国外调货，预计到货时间 2015.05.26 | 1,027.26
CLS300250 |  | Pyrex ® serialized/certified graduated cylinder with Pyrex ® stopper |  | volume 50 mL | CLS300250-1EA | 需要从国外调货，预计到货时间 2015.05.26 | 1,116.18
CLS3002100 |  | Pyrex ® serialized/certified graduated cylinder with Pyrex ® stopper |  | volume 100 mL | CLS3002100-1EA | 需要从国外调货，预计到货时间 2015.05.26 | 1,175.85
CLS3002250 |  | Pyrex ® serialized/certified graduated cylinder with Pyrex ® stopper |  | volume 250 mL | CLS3002250-1EA | 需要从国外调货，预计到货时间 2015.05.26 | 1,449.63
CLS3002500 |  | Pyrex ® serialized/certified graduated cylinder with Pyrex ® stopper |  | volume 500 mL | CLS3002500-1EA | 需要从国外调货，预计到货时间 2015.05.26 | 2,012.40
CLS30021L |  | Pyrex ® serialized/certified graduated cylinder with Pyrex ® stopper |  | volume 1,000 mL | CLS30021L-1EA | 需要从国外调货，预计到货时间 2015.05.26 | 2,827.89
CLS30022L |  | Pyrex ® serialized/certified graduated cylinder with Pyrex ® stopper |  | volume 2,000 mL | CLS30022L-1EA | 需要从国外调货，预计到货时间 2015.05.26 | 3,851.64
CLS30245 |  | Pyrex ® 单公制刻度量筒，经“移取体积"校正 | Pyrex ® single metric scale graduated cylinder, calibrated to deliver | volume 5 mL | CLS30245-12EA | 需要从国外调货，预计到货时间 2015.05.26 | 2,721.42
CLS302410 |  | Pyrex ® 单公制刻度量筒，经“移取体积"校正 | Pyrex ® single metric scale graduated cylinder, calibrated to deliver | volume 10 mL | CLS302410-24EA | 需要从国外调货，预计到货时间 2015.05.26 | 3,609.45
CLS302425 |  | Pyrex ® 单公制刻度量筒，经“移取体积"校正 | Pyrex ® single metric scale graduated cylinder, calibrated to deliver | volume 25 mL | CLS302425-18EA | 需要从国外调货，预计到货时间 2015.05.26 | 3,170.70
CLS302450 |  | Pyrex ® 单公制刻度量筒，经“移取体积"校正 | Pyrex ® single metric scale graduated cylinder, calibrated to deliver | volume 50 mL | CLS302450-18EA | 需要从国外调货，预计到货时间 2015.05.26 | 3,212.82
CLS3024100 |  | Pyrex ® 单公制刻度量筒，经“移取体积"校正 | Pyrex ® single metric scale graduated cylinder, calibrated to deliver | volume 100 mL | CLS3024100-12EA | 需要从国外调货，预计到货时间 2015.05.26 | 2,479.23
CLS3024250 |  | Pyrex ® 单公制刻度量筒，经“移取体积"校正 | Pyrex ® single metric scale graduated cylinder, calibrated to deliver | volume 250 mL | CLS3024250-12EA | 需要从国外调货，预计到货时间 2015.05.26 | 3,305.25
CLS3024500 |  | Pyrex ® 单公制刻度量筒，经“移取体积"校正 | Pyrex ® single metric scale graduated cylinder, calibrated to deliver | volume 500 mL | CLS3024500-8EA | 需要从国外调货，预计到货时间 2015.05.26 | 3,173.04
CLS30241L |  | Pyrex ® 单公制刻度量筒，经“移取体积"校正 | Pyrex ® single metric scale graduated cylinder, calibrated to deliver | volume 1,000 mL | CLS30241L-1EA | 需要从国外调货，预计到货时间 2015.05.26 | 560.43
CLS30242L |  | Pyrex ® 单公制刻度量筒，经“移取体积"校正 | Pyrex ® single metric scale graduated cylinder, calibrated to deliver | volume 2,000 mL | CLS30242L-1EA | 需要从国外调货，预计到货时间 2015.05.26 | 1,254.24
CLS30244L |  | Pyrex ® 单公制刻度量筒，经“移取体积"校正 | Pyrex ® single metric scale graduated cylinder, calibrated to deliver | volume 4,000 mL | CLS30244L-1EA | 需要从国外调货，预计到货时间 2015.05.26 | 2,244.06
CLS3024PACK |  | Pyrex ® 单公制刻度量筒，经“移取体积"校正 | Pyrex ® single metric scale graduated cylinder, calibrated to deliver | assortment pack | CLS3024PACK-1EA | 需要从国外调货，预计到货时间 2015.05.26 | 1,545.57
CLS3012100 |  | Pyrex ® single metric scale graduated cylinder, with female joint |  | volume 100 mL | CLS3012100-1EA | 需要从国外调货，预计到货时间 2015.05.26 | 475.02
CLS7002210 |  | Pyrex ® VISTA ™ graduated cylinder, to contain |  | volume 10 mL | CLS7002210-24EA | 需要从国外调货，预计到货时间 2015.05.26 | 1,478.88
CLS7002225 |  | Pyrex ® VISTA ™ graduated cylinder, to contain |  | volume 25 mL | CLS7002225-18EA | 需要从国外调货，预计到货时间 2015.05.26 | 1,363.05
CLS7002250 |  | Pyrex ® VISTA ™ graduated cylinder, to contain |  | volume 50 mL | CLS7002250-18EA | 需要从国外调货，预计到货时间 2015.05.26 | 1,343.16
CLS70022100 |  | Pyrex ® VISTA ™ graduated cylinder, to contain |  | volume 100 mL | CLS70022100-12EA | 需要从国外调货，预计到货时间 2015.05.26 | 1,065.87
CLS70022250 |  | Pyrex ® VISTA ™ graduated cylinder, to contain |  | volume 250 mL | CLS70022250-12EA | 需要从国外调货，预计到货时间 2015.05.26 | 1,400.49
CLS70022500 |  | Pyrex ® VISTA ™ graduated cylinder, to contain |  | volume 500 mL | CLS70022500-8EA | 需要从国外调货，预计到货时间 2015.05.26 | 1,365.39
CLS7007510 |  | Pyrex ® VISTA ™ graduated cylinder, to contain, economy |  | volume 10 mL | CLS7007510-12EA | 需要从国外调货，预计到货时间 2015.05.26 | 1,092.78
CLS7007525 |  | Pyrex ® VISTA ™ graduated cylinder, to contain, economy |  | volume 25 mL | CLS7007525-12EA | 需要从国外调货，预计到货时间 2015.05.26 | 1,174.68
CLS7007550 |  | Pyrex ® VISTA ™ graduated cylinder, to contain, economy |  | volume 50 mL | CLS7007550-12EA | 需要从国外调货，预计到货时间 2015.05.26 | 1,332.63
CLS70075100 |  | Pyrex ® VISTA ™ graduated cylinder, to contain, economy |  | volume 100 mL | CLS70075100-12EA | 需要从国外调货，预计到货时间 2015.05.26 | 1,511.64
CLS7002410 |  | Pyrex ® VISTA ™ graduated cylinder, to deliver |  | volume 10 mL | CLS7002410-24EA | 需要从国外调货，预计到货时间 2015.05.26 | 1,552.59
CLS7002425 |  | Pyrex ® VISTA ™ graduated cylinder, to deliver |  | volume 25 mL | CLS7002425-18EA | 需要从国外调货，预计到货时间 2015.05.26 | 1,363.05
CLS7002450 |  | Pyrex ® VISTA ™ graduated cylinder, to deliver |  | volume 50 mL | CLS7002450-18EA | 需要从国外调货，预计到货时间 2015.05.26 | 1,381.77
CLS70024100 |  | Pyrex ® VISTA ™ graduated cylinder, to deliver |  | volume 100 mL | CLS70024100-12EA | 需要从国外调货，预计到货时间 2015.05.26 | 1,065.87
CLS70024250 |  | Pyrex ® VISTA ™ graduated cylinder, to deliver |  | volume 250 mL | CLS70024250-12EA | 需要从国外调货，预计到货时间 2015.05.26 | 1,421.55
CLS70024500 |  | Pyrex ® VISTA ™ graduated cylinder, to deliver |  | volume 500 mL | CLS70024500-8EA | 需要从国外调货，预计到货时间 2015.05.26 | 1,365.39
Z278440 |  | Ace replacement septa |  | thickness × O.D. 3 mm × 20 mm, fits 14/10 cap | Z278440-1PAK | 需要从国外调货，预计到货时间 2015.04.22 | 762.84
Z278408 |  | Heat transfer block |  | Four holes for vials | Z278408-1EA | 需要从国外调货，预计到货时间 2015.04.22 | 224.64
Z278416 |  | Heat transfer block |  | Three bowl-shaped recesses | Z278416-1EA | 需要从国外调货，预计到货时间 2015.04.22 | 559.26
Z218693 |  | Clamps |  | fits flask, 1,000 mL | Z218693-1EA | 需要从国外调货，预计到货时间 2015.04.22 | 3,477.24
Z218707 |  | Clamps |  | fits flask, 2,000 ‑ 4,000 mL | Z218707-1EA | 需要从国外调货，预计到货时间 2015.04.22 | 3,787.29
Z508233 |  | Quick-release clamps |  | without extension, for flange 100 mm | Z508233-1EA | 需要从国外调货，预计到货时间 2015.04.22 | 1,487.07
Z508241 |  | Quick-release clamps |  | with extension, for flange 100 mm | Z508241-1EA | 需要从国外调货，预计到货时间 2015.04.22 | 2,393.82
Z508446 |  | Ace flat-bottom reaction flasks |  | capacity 1,000 mL, w/o O-ring groove | Z508446-1EA | 需要从国外调货，预计到货时间 2015.04.22 | 2,130.57
Z508454 |  | Ace flat-bottom reaction flasks |  | capacity 2,000 mL, w/o O-ring groove | Z508454-1EA | 需要从国外调货，预计到货时间 2015.04.22 | 2,533.05
Z508462 |  | Ace flat-bottom reaction flasks |  | capacity 3,000 mL, w/o O-ring groove | Z508462-1EA | 需要从国外调货，预计到货时间 2015.04.22 | 2,809.17
Z218650 |  | Ace reaction flask head w/ thermometer joint |  | fits flask, 1,000 mL, center Joint: ST/NS 24/40, side Joint: ST/NS 24/40 | Z218650-1EA | 需要从国外调货，预计到货时间 2015.04.22 | 4,030.65
Z218669 |  | Ace reaction flask head w/ thermometer joint |  | fits flask, 2,000 ‑ 4,000 mL, center Joint: ST/NS 24/40, side Joint: ST/NS 24/40 | Z218669-1EA | 需要从国外调货，预计到货时间 2015.04.22 | 4,259.97
Z218677 |  | Ace reaction flask head w/ thermometer joint |  | fits flask, 2,000 ‑ 4,000 mL, center Joint: ST/NS 29/42, side Joint: ST/NS 24/40 | Z218677-1EA | 需要从国外调货，预计到货时间 2015.04.22 | 4,448.34
Z218685 |  | Ace reaction flask head w/ thermometer joint |  | fits flask, 2,000 ‑ 4,000 mL, center Joint: ST/NS 45/50, side Joint: ST/NS 24/40 | Z218685-1EA | 需要从国外调货，预计到货时间 2015.04.22 | 4,729.14
Z508276 |  | Reaction flask heads |  | center Joint: ST/NS 24/40 | Z508276-1EA | 需要从国外调货，预计到货时间 2015.04.22 | 3,659.76
Z508284 |  | Reaction flask heads |  | center Joint: ST/NS 29/42 | Z508284-1EA | 需要从国外调货，预计到货时间 2015.04.22 | 3,797.82
Z508292 |  | Reaction flask heads |  | center Joint: ST/NS 45/50 | Z508292-1EA | 需要从国外调货，预计到货时间 2015.04.22 | 3,992.04
Z508306 |  | Ace reaction flasks with water steam jacket |  | capacity 1 L | Z508306-1EA | 需要从国外调货，预计到货时间 2015.04.22 | 7,727.85
Z218626 |  | Ace round-bottom reaction flask |  | capacity 1,000 mL | Z218626-1EA | 需要从国外调货，预计到货时间 2015.04.22 | 2,101.32
Z218626 |  | Ace round-bottom reaction flask |  | capacity 1,000 mL | 产品Z218626已经停产；但是尚有库存。请从以下尚有库存的包装规格中选择。
Z218634 |  | Ace round-bottom reaction flask |  | capacity 2,000 mL | Z218634-1EA | 需要从国外调货，预计到货时间 2015.04.22 | 2,541.24
Z218642 |  | Ace round-bottom reaction flask |  | capacity 3,000 mL | Z218642-1EA | 需要从国外调货，预计到货时间 2015.04.22 | 2,789.28
Z276588 |  | Ace round-bottom reaction flask |  | capacity 4,000 mL | Z276588-1EA | 需要从国外调货，预计到货时间 2015.04.22 | 3,143.79
Z276588 |  | Ace round-bottom reaction flask |  | capacity 4,000 mL | 产品Z276588已经停产；但是尚有库存。请从以下尚有库存的包装规格中选择。
Z505366 |  | Ace O-ring, CAPFE |  | wall 1.78 mm, I.D. 10.8 mm | Z505366-1EA | 需要从国外调货，预计到货时间 2015.04.22 | 262.08
Z505455 |  | Ace O-ring, CAPFE |  | wall 2.6 mm, I.D. 12.4 mm | Z505455-1EA | 需要从国外调货，预计到货时间 2015.04.22 | 222.30
Z505463 |  | Ace O-ring, CAPFE |  | wall 2.6 mm, I.D. 13.9 mm | Z505463-1EA | 需要从国外调货，预计到货时间 2015.04.22 | 236.34
Z505625 |  | Ace O-ring, CAPFE |  | wall 3.5 mm, I.D. 18.6 mm | Z505625-1EA | 需要从国外调货，预计到货时间 2015.04.22 | 278.46
Z505668 |  | Ace O-ring, CAPFE |  | wall 3.5 mm, I.D. 25.0 mm | Z505668-1EA | 需要从国外调货，预计到货时间 2015.04.22 | 306.54
Z504653 |  | Ace O-rings, FETFE ® |  | I.D. 4.5 mm, wall size 1.78 mm | Z504653-1PAK | 需要从国外调货，预计到货时间 2015.04.22 | 187.20
Z504661 |  | Ace O-rings, FETFE ® |  | I.D. 5.3 mm, wall size 1.78 mm | Z504661-1PAK | 需要从国外调货，预计到货时间 2015.04.22 | 200.07
Z504688 |  | Ace O-rings, FETFE ® |  | I.D. 6.1 mm, wall size 1.78 mm | Z504688-1PAK | 需要从国外调货，预计到货时间 2015.04.22 | 200.07
Z504696 |  | Ace O-rings, FETFE ® |  | I.D. 7.6 mm, wall size 1.78 mm | Z504696-1PAK | 需要从国外调货，预计到货时间 2015.04.22 | 200.07
Z504718 |  | Ace O-rings, FETFE ® |  | I.D. 9.2 mm, wall size 1.78 mm | Z504718-1PAK | 需要从国外调货，预计到货时间 2015.04.22 | 208.26
Z504726 |  | Ace O-rings, FETFE ® |  | I.D. 10.8 mm, wall size 1.78 mm | Z504726-1PAK | 需要从国外调货，预计到货时间 2015.04.22 | 208.26
Z504742 |  | Ace O-rings, FETFE ® |  | I.D. 12.4 mm, wall size 1.78 mm | Z504742-1PAK | 需要从国外调货，预计到货时间 2015.04.17 | 216.45
Z504777 |  | Ace O-rings, FETFE ® |  | I.D. 18.8 mm, wall size 1.78 mm | Z504777-1PAK | 需要从国外调货，预计到货时间 2015.04.22 | 257.40
Z504785 |  | Ace O-rings, FETFE ® |  | I.D. 23.5 mm, wall size 1.78 mm | Z504785-1PAK | 需要从国外调货，预计到货时间 2015.04.22 | 258.57
Z504793 |  | Ace O-rings, FETFE ® |  | I.D. 25.1 mm, wall 1.78 mm | Z504793-1PAK | 需要从国外调货，预计到货时间 2015.04.22 | 251.55
Z504793 |  | Ace O-rings, FETFE ® |  | I.D. 25.1 mm, wall 1.78 mm | 产品Z504793已经停产；但是尚有库存。请从以下尚有库存的包装规格中选择。
Z504823 |  | Ace O-rings, FETFE ® |  | I.D. 6.0 mm, wall size 2.6 mm | Z504823-1PAK | 需要从国外调货，预计到货时间 2015.04.22 | 267.93
Z504858 |  | Ace O-rings, FETFE ® |  | I.D. 9.2 mm, wall size 2.6 mm | Z504858-1PAK | 需要从国外调货，预计到货时间 2015.04.17 | 267.93
Z504866 |  | Ace O-rings, FETFE ® |  | I.D. 10.2 mm, wall size 2.6 mm | Z504866-1PAK | 需要从国外调货，预计到货时间 2015.04.22 | 276.12
Z504874 |  | Ace O-rings, FETFE ® |  | I.D. 12.4 mm, wall size 2.6 mm | Z504874-1PAK | 需要从国外调货，预计到货时间 2015.04.22 | 294.84
Z504882 |  | Ace O-rings, FETFE ® |  | I.D. 13.9 mm, wall size 2.6 mm | Z504882-1PAK | 需要从国外调货，预计到货时间 2015.04.22 | 321.75
Z504912 |  | Ace O-rings, FETFE ® |  | I.D. 18.7 mm, wall size 2.6 mm | Z504912-1PAK | 需要从国外调货，预计到货时间 2015.04.22 | 360.36
Z504920 |  | Ace O-rings, FETFE ® |  | I.D. 21.9 mm, wall size 2.6 mm | Z504920-1PAK | 需要从国外调货，预计到货时间 2015.04.22 | 424.71
Z504939 |  | Ace O-rings, FETFE ® |  | I.D. 26.6 mm, wall 2.6 mm | Z504939-1PAK | 需要从国外调货，预计到货时间 2015.04.22 | 468.00
Z505021 |  | Ace O-rings, FETFE ® |  | I.D. 18.6 mm, wall size 3.5 mm | Z505021-1PAK | Only 3 left in stock (more on the way) - 详 库存详情： Z505021-1PAK Only 3 left in stock (more on the way) 1 国内现货或即将上架，预计发货 从 Shanghai 2015.04.05 | 238.68
Z505048 |  | Ace O-rings, FETFE ® |  | I.D. 20.2 mm, wall size 3.5 mm | Z505048-1PAK | 需要从国外调货，预计到货时间 2015.04.22 | 248.04
Z505056 |  | Ace O-rings, FETFE ® |  | I.D. 21.8 mm, wall size 3.5 mm | Z505056-1PAK | 需要从国外调货，预计到货时间 2015.04.22 | 271.44
Z505080 |  | Ace O-rings, FETFE ® |  | I.D. 25.0 mm, wall size 3.5 mm | Z505080-1PAK | 需要从国外调货，预计到货时间 2015.04.22 | 333.45
Z505099 |  | Ace O-rings, FETFE ® |  | I.D. 28.2 mm, wall size 3.5 mm | Z505099-1PAK | 需要从国外调货，预计到货时间 2015.04.22 | 369.72
Z505110 |  | Ace O-rings, FETFE ® |  | I.D. 34.5 mm, wall size 3.5 mm | Z505110-1PAK | 需要从国外调货，预计到货时间 2015.04.22 | 456.30
Z505137 |  | Ace O-rings, FETFE ® |  | I.D. 47.2 mm, wall size 3.5 mm | Z505137-1PAK | 需要从国外调货，预计到货时间 2015.04.22 | 285.48
Z505196 |  | Ace O-rings, FETFE ® |  | I.D. 59.9 mm, wall size 3.5 mm | Z505196-1PAK | 需要从国外调货，预计到货时间 2015.04.22 | 349.83
Z505218 |  | Ace O-rings, FETFE ® |  | I.D. 63.1 mm, wall size 3.5 mm | Z505218-1PAK | 需要从国外调货，预计到货时间 2015.04.22 | 397.80
Z125318 |  | Ace PTFE ferrules |  | for tubing o.d., 3.2 mm ( 1/8 in.) | Z125318-12EA | 需要从国外调货，预计到货时间 2015.04.22 | 375.57
Z125326 |  | Ace PTFE ferrules |  | for tubing o.d., 6.4 mm ( 1/4 in.) | Z125326-12EA | 需要从国外调货，预计到货时间 2015.04.22 | 457.47
Z125334 |  | Ace PTFE ferrules |  | for tubing o.d., 9.5 mm ( 3/8 in.) | Z125334-12EA | 需要从国外调货，预计到货时间 2015.04.22 | 580.32
Z125342 |  | Ace PTFE ferrules |  | for tubing o.d., 12.7 mm ( 1/2 in.) | Z125342-12EA | 需要从国外调货，预计到货时间 2015.04.22 | 561.60
Z503959 |  | Ace O-rings, silicone |  | wall size 1.78 mm, I.D. 2.9 mm | Z503959-1PAK | 需要从国外调货，预计到货时间 2015.04.22 | 184.86
Z503975 |  | Ace O-rings, silicone |  | I.D. 3.7 mm, wall 1.78 mm | Z503975-1PAK | 需要从国外调货，预计到货时间 2015.04.22 | 187.20
Z503983 |  | Ace O-rings, silicone |  | I.D. 4.5 mm, wall 1.78 mm | Z503983-1PAK | 需要从国外调货，预计到货时间 2015.04.22 | 200.07
Z503991 |  | Ace O-rings, silicone |  | wall 1.78 mm, I.D. 5.3 mm | Z503991-1PAK | 需要从国外调货，预计到货时间 2015.04.22 | 208.26
Z504009 |  | Ace O-rings, silicone |  | wall 1.78 mm, I.D. 6.1 mm | Z504009-1PAK | 需要从国外调货，预计到货时间 2015.04.22 | 208.26
Z504017 |  | Ace O-rings, silicone |  | I.D. 7.6 mm, wall 1.78 mm | Z504017-1PAK | 需要从国外调货，预计到货时间 2015.04.22 | 207.09
Z504033 |  | Ace O-rings, silicone |  | wall 1.78 mm, I.D. 10.8 mm | Z504033-1PAK | 需要从国外调货，预计到货时间 2015.04.22 | 218.79
Z504041 |  | Ace O-rings, silicone |  | I.D. 12.4 mm, wall 1.78 mm | Z504041-1PAK | 需要从国外调货，预计到货时间 2015.04.22 | 215.28
Z504157 |  | Ace O-rings, silicone |  | wall 2.6 mm, I.D. 9.2 mm | Z504157-1PAK | 需要从国外调货，预计到货时间 2015.04.22 | 221.13
Z504165 |  | Ace O-rings, silicone |  | wall 2.6 mm, I.D. 10.2 mm | Z504165-1PAK | 需要从国外调货，预计到货时间 2015.04.22 | 226.98
Z504343 |  | Ace O-rings, silicone |  | wall 3.5 mm, I.D. 18.6 mm | Z504343-1PAK | 需要从国外调货，预计到货时间 2015.04.22 | 216.45
Z504432 |  | Ace O-rings, silicone |  | wall 3.5 mm, I.D. 34.5 mm | Z504432-1PAK | 需要从国外调货，预计到货时间 2015.04.22 | 221.13
Z542458 |  | Ace O-rings, Viton ® |  | I.D. 2.9 mm, wall 1.78 mm | Z542458-1PAK | 需要从国外调货，预计到货时间 2015.04.22 | 145.08
Z542466 |  | Ace O-rings, Viton ® |  | I.D. 3.7 mm, wall 1.78 mm | Z542466-1PAK | 需要从国外调货，预计到货时间 2015.04.22 | 153.27
Z542474 |  | Ace O-rings, Viton ® |  | I.D. 4.5 mm, wall 1.78 mm | Z542474-1PAK | 需要从国外调货，预计到货时间 2015.04.22 | 153.27
Z542482 |  | Ace O-rings, Viton ® |  | I.D. 5.3 mm, wall 1.78 mm | Z542482-1PAK | 需要从国外调货，预计到货时间 2015.04.22 | 161.46
Z542490 |  | Ace O-rings, Viton ® |  | I.D. 6.1 mm, wall 1.78 mm | Z542490-1PAK | 需要从国外调货，预计到货时间 2015.04.22 | 161.46
Z542504 |  | Ace O-rings, Viton ® |  | I.D. 7.6 mm, wall 1.78 mm | Z542504-1PAK | 需要从国外调货，预计到货时间 2015.04.22 | 161.46
Z542512 |  | Ace O-rings, Viton ® |  | I.D. 9.2 mm, wall 1.78 mm | Z542512-1PAK | 需要从国外调货，预计到货时间 2015.04.22 | 161.46
Z542520 |  | Ace O-rings, Viton ® |  | I.D. 10.8 mm, wall 1.78 mm | Z542520-1PAK | 需要从国外调货，预计到货时间 2015.04.22 | 168.48
Z542539 |  | Ace O-rings, Viton ® |  | I.D. 12.4 mm, wall 1.78 mm | Z542539-1PAK | 需要从国外调货，预计到货时间 2015.04.22 | 182.52
Z542547 |  | Ace O-rings, Viton ® |  | I.D. 13.9 mm, wall 1.78 mm | Z542547-1PAK | 需要从国外调货，预计到货时间 2015.04.22 | 195.39
Z542555 |  | Ace O-rings, Viton ® |  | I.D. 15.6 mm, wall 1.78 mm | Z542555-1PAK | 需要从国外调货，预计到货时间 2015.04.22 | 198.90
Z542563 |  | Ace O-rings, Viton ® |  | I.D. 18.8 mm, wall 1.78 mm | Z542563-1PAK | 需要从国外调货，预计到货时间 2015.04.22 | 212.94
Z542571 |  | Ace O-rings, Viton ® |  | I.D. 23.5 mm, wall 1.78 mm | Z542571-1PAK | 需要从国外调货，预计到货时间 2015.04.22 | 278.46
Z542598 |  | Ace O-rings, Viton ® |  | I.D. 25.1 mm, wall 1.78 mm | Z542598-1PAK | 需要从国外调货，预计到货时间 2015.04.22 | 278.46
Z542601 |  | Ace O-rings, Viton ® |  | I.D. 3.6 mm, wall 2.6 mm | Z542601-1PAK | 需要从国外调货，预计到货时间 2015.04.22 | 216.45
Z542636 |  | Ace O-rings, Viton ® |  | I.D. 6.0 mm, wall 2.6 mm | Z542636-1PAK | 需要从国外调货，预计到货时间 2015.04.22 | 216.45
Z542644 |  | Ace O-rings, Viton ® |  | I.D. 9.2 mm, wall 2.6 mm | Z542644-1PAK | 需要从国外调货，预计到货时间 2015.04.22 | 216.45
Z542652 |  | Ace O-rings, Viton ® |  | I.D. 10.2 mm, wall 2.6 mm | Z542652-1PAK | 需要从国外调货，预计到货时间 2015.04.22 | 216.45
Z542660 |  | Ace O-rings, Viton ® |  | I.D. 12.4 mm, wall 2.6 mm | Z542660-1PAK | 需要从国外调货，预计到货时间 2015.04.22 | 232.83
Z542709 |  | Ace O-rings, Viton ® |  | I.D. 18.7 mm, wall 2.6 mm | Z542709-1PAK | 需要从国外调货，预计到货时间 2015.04.22 | 281.97
Z542717 |  | Ace O-rings, Viton ® |  | I.D. 21.9 mm, wall 2.6 mm | Z542717-1PAK | 需要从国外调货，预计到货时间 2015.04.22 | 307.71
Z542725 |  | Ace O-rings, Viton ® |  | I.D. 26.6 mm, wall 2.6 mm | Z542725-1PAK | 需要从国外调货，预计到货时间 2015.04.22 | 379.08
Z542806 |  | Ace O-rings, Viton ® |  | I.D. 18.6 mm, wall 3.5 mm | Z542806-1PAK | 需要从国外调货，预计到货时间 2015.04.22 | 188.37
Z542814 |  | Ace O-rings, Viton ® |  | I.D. 20.2 mm, wall 3.5 mm | Z542814-1PAK | 需要从国外调货，预计到货时间 2015.04.22 | 203.58
Z542830 |  | Ace O-rings, Viton ® |  | I.D. 23.3 mm, wall 3.5 mm | Z542830-1PAK | 需要从国外调货，预计到货时间 2015.04.22 | 215.28
Z542830 |  | Ace O-rings, Viton ® |  | I.D. 23.3 mm, wall 3.5 mm | 产品Z542830已经停产；但是尚有库存。请从以下尚有库存的包装规格中选择。
Z542873 |  | Ace O-rings, Viton ® |  | I.D. 34.5 mm, wall 3.5 mm | Z542873-1PAK | 需要从国外调货，预计到货时间 2015.04.22 | 353.34
Z542911 |  | Ace O-rings, Viton ® |  | I.D. 50.4 mm, wall 3.5 mm | Z542911-1PAK | 需要从国外调货，预计到货时间 2015.04.22 | 239.85
Z542946 |  | Ace O-rings, Viton ® |  | I.D. 56.7 mm, wall 3.5 mm | Z542946-1PAK | 需要从国外调货，预计到货时间 2015.04.22 | 262.08
Z542954 |  | Ace O-rings, Viton ® |  | I.D. 59.9 mm, wall size 3.5 mm | Z542954-1PAK | 需要从国外调货，预计到货时间 2015.04.22 | 278.46
Z542962 |  | Ace O-rings, Viton ® |  | I.D. 63.1 mm, wall 3.5 mm | Z542962-1PAK | 需要从国外调货，预计到货时间 2015.04.22 | 284.31
Z543004 |  | Ace O-rings, Viton ® |  | I.D. 88.3 mm, wall 5.3 mm | Z543004-1PAK | 需要从国外调货，预计到货时间 2015.04.22 | 642.33
Z543004 |  | Ace O-rings, Viton ® |  | I.D. 88.3 mm, wall 5.3 mm | 产品Z543004已经停产；但是尚有库存。请从以下尚有库存的包装规格中选择。
Z106445 |  | 黑色开孔酚醛树脂螺纹瓶盖 | Black phenolic open top screw caps | Cut-out top, without septum, thread 13-425 | Z106445-200EA | 需要从国外调货，预计到货时间 2015.04.22 | 430.56
Z188840 |  | 黑色开孔酚醛树脂螺纹瓶盖 | Black phenolic open top screw caps | Cut-out top, without septum, thread 18-400 | Z188840-1PAK | 需要从国外调货，预计到货时间 2015.04.22 | 790.92
Z127299 |  | 黑色开孔酚醛树脂螺纹瓶盖 | Black phenolic open top screw caps | Cut-out top, without septum, thread 20-400 | Z127299-200EA | Only 1 left in stock (more on the way) - 详 库存详情： Z127299-200EA Only 1 left in stock (more on the way) 1 国内现货或即将上架，预计发货 从 Shanghai 2015.04.05 | 792.09
Z106402 |  | 黑色塑料盖 | Black plastic caps | Solid-top, white rubber liner, thread 13-425 | Z106402-200EA | 需要从国外调货，预计到货时间 2015.04.22 | 675.09
Z188816 |  | 黑色塑料盖 | Black plastic caps | Solid-top, white rubber liner, thread 18-400 | Z188816-1PAK | Only 1 left in stock (more on the way) - 详 库存详情： Z188816-1PAK Only 1 left in stock (more on the way) 1 国内现货或即将上架，预计发货 从 Shanghai 2015.04.05 | 2,227.68
Z188824 |  | 黑色塑料盖 | Black plastic caps | Solid-top, white rubber liner, thread 20-400 | Z188824-1PAK | Only 1 left in stock (more on the way) - 详 库存详情： Z188824-1PAK Only 1 left in stock (more on the way) 1 国内现货或即将上架，预计发货 从 Shanghai 2015.04.05 | 3,577.86
Z106429 |  | 黑色塑料盖 | Black plastic caps | Solid-top, PTFE-faced rubber liner, thread 13-425 | Z106429-200EA | 需要从国外调货，预计到货时间 2015.04.17 | 2,193.75
Z188832 |  | 黑色塑料盖 | Black plastic caps | Solid-top, PTFE-faced rubber liner, thread 18-400 | Z188832-1PAK | 需要从国外调货，预计到货时间 2015.04.22 | 3,274.83
Z164313 |  | 黑色塑料盖 | Black plastic caps | Solid-top, PTFE-faced rubber liner, thread 20-400 | Z164313-100EA | 需要从国外调货，预计到货时间 2015.04.22 | 2,180.88
Z162558 |  | 隔垫 | Septa for open top caps | for cap size, 8 mm, red PTFE/silicone | Z162558-100EA | 需要从国外调货，预计到货时间 2015.04.22 | 1,021.41
Z162566 |  | 隔垫 | Septa for open top caps | for cap size, 8 mm, tan PTFE/silicone | Z162566-100EA | 需要从国外调货，预计到货时间 2015.04.17 | 1,009.71
Z106496 |  | 隔垫 | Septa for open top caps | for cap size, 13 mm, PTFE/silicone | Z106496-100EA | 需要从国外调货，预计到货时间 2015.04.22 | 1,063.53
Z106526 |  | 隔垫 | Septa for open top caps | for cap size, 13 mm, PTFE-faced styrene-butadiene rubber | Z106526-100EA | 需要从国外调货，预计到货时间 2015.04.17 | 617.76
Z106534 |  | 隔垫 | Septa for open top caps | for cap size, 15 mm, PTFE/red rubber | Z106534-100EA | 需要从国外调货，预计到货时间 2015.04.22 | 872.82
Z188859 |  | 隔垫 | Septa for open top caps | for cap size, 18 mm, PTFE/silicone | Z188859-1PAK | 需要从国外调货，预计到货时间 2015.04.22 | 2,273.31
Z127302 |  | 隔垫 | Septa for open top caps | for cap size, 20 mm, PTFE/silicone | Z127302-100EA | 需要从国外调货，预计到货时间 2015.04.22 | 2,503.80
Z127310 |  | 隔垫 | Septa for open top caps | for cap size, 20 mm, PTFE/red rubber | Z127310-100EA | Only 1 left in stock (more on the way) - 详 库存详情： Z127310-100EA Only 1 left in stock (more on the way) 1 国内现货或即将上架，预计发货 从 Shanghai 2015.04.05 | 1,134.90
Z253111 |  | 隔垫 | Septa for open top caps | for cap size, 22 mm, PTFE/silicone, for Wheaton vial | Z253111-1PAK | 需要从国外调货，预计到货时间 2015.04.22 | 2,623.14
Z114103 |  | Septa for 13 mm Aluminum Seals |  | PTFE/silicone septa, size 13 mm | Z114103-10EA | 需要从国外调货，预计到货时间 2015.04.22 | 180.18
Z114103 |  | Septa for 13 mm Aluminum Seals |  | PTFE/silicone septa, size 13 mm | Z114103-100EA | 需要从国外调货，预计到货时间 2015.04.22 | 1,456.65
Z114111 |  | Septa for 20 mm crimp seals |  | tan PTFE/silicone septa, size × total thickness × PTFE thickness 20 mm × 0.130 in. × 0.005 in., for use with tear-off seals | Z114111-10EA | 需要从国外调货，预计到货时间 2015.04.22 | 132.21
Z114111 |  | Septa for 20 mm crimp seals |  | tan PTFE/silicone septa, size × total thickness × PTFE thickness 20 mm × 0.130 in. × 0.005 in., for use with tear-off seals | Z114111-100EA | 需要从国外调货，预计到货时间 2015.04.22 | 1,065.87
Z114197 |  | Wheaton 密封盖（可中心开口） | Wheaton closed-top seals | size 13 mm, PTFE-faced rubber septa | Z114197-20EA | 需要从国外调货，预计到货时间 2015.04.22 | 146.25
Z114197 |  | Wheaton 密封盖（可中心开口） | Wheaton closed-top seals | size 13 mm, PTFE-faced rubber septa | Z114197-200EA | 需要从国外调货，预计到货时间 2015.04.22 | 1,165.32
Z114200 |  | Wheaton 密封盖（可中心开口） | Wheaton closed-top seals | size 20 mm, PTFE-faced rubber septa | Z114200-20EA | 需要从国外调货，预计到货时间 2015.04.17 | 425.88
Z114200 |  | Wheaton 密封盖（可中心开口） | Wheaton closed-top seals | size 20 mm, PTFE-faced rubber septa | Z114200-200EA | 需要从国外调货，预计到货时间 2015.04.22 | 3,426.93
Z114138 |  | Wheaton 密封盖（可中心开口） | Wheaton closed-top seals | size 13 mm, Tear-off seals only | Z114138-100EA | Only 1 left in stock (more on the way) - 详 库存详情： Z114138-100EA Only 1 left in stock (more on the way) 1 国内现货或即将上架，预计发货 从 Shanghai 2015.04.05 | 112.32
Z114146 |  | Wheaton 密封盖（可中心开口） | Wheaton closed-top seals | Tear-off seals only, diam. 20 mm, (no septa) | Z114146-100EA | 需要从国外调货，预计到货时间 2015.04.22 | 121.68
Z114170 |  | Wheaton 顶部开口密封盖 | Wheaton open-top seals | size 8 mm, aluminum cap, PTFE/silicone septum | Z114170-20EA | 需要从国外调货，预计到货时间 2015.04.22 | 133.38
Z114170 |  | Wheaton 顶部开口密封盖 | Wheaton open-top seals | size 8 mm, aluminum cap, PTFE/silicone septum | Z114170-200EA | 需要从国外调货，预计到货时间 2015.04.22 | 888.03
Z114189 |  | Wheaton 顶部开口密封盖 | Wheaton open-top seals | size 11 mm, PTFE/silicone septum | Z114189-100EA | 需要从国外调货，预计到货时间 2015.04.22 | 544.05
Z114189 |  | Wheaton 顶部开口密封盖 | Wheaton open-top seals | size 11 mm, PTFE/silicone septum | Z114189-10EA | 需要从国外调货，预计到货时间 2015.04.22 | 91.26
Z114154 |  | Wheaton 顶部开口密封盖 | Wheaton open-top seals | size 11 mm, PTFE/red rubber septum | Z114154-100EA | 需要从国外调货，预计到货时间 2015.04.22 | 209.43
Z166006 |  | Wheaton 顶部开口密封盖 | Wheaton open-top seals | rubber septum, size 13 mm | Z166006-100EA | 需要从国外调货，预计到货时间 2015.04.22 | 636.48
Z166006 |  | Wheaton 顶部开口密封盖 | Wheaton open-top seals | rubber septum, size 13 mm | Z166006-1000EA | 需要从国外调货，预计到货时间 2015.04.22 | 5,383.17
Z556718 |  | Aldrich ® Benchclamp ™ 2-prong |  | single adjustment, size M | Z556718-1EA | 需要从国外调货，预计到货时间 2015.04.22 | 420.03
Z556726 |  | Aldrich ® Benchclamp ™ 2-prong |  | single adjustment, size L | Z556726-1EA | 需要从国外调货，预计到货时间 2015.04.22 | 437.58
Z556734 |  | Aldrich ® Benchclamp ™ 2-prong |  | dual adjustment, size M | Z556734-1EA | 需要从国外调货，预计到货时间 2015.04.22 | 403.65
Z556742 |  | Aldrich ® Benchclamp ™ 2-prong |  | dual adjustment, size L | Z556742-1EA | 需要从国外调货，预计到货时间 2015.04.22 | 437.58
Z556637 |  | Aldrich ® Benchclamp ™ 3-prong |  | single adjustment, size S | Z556637-1EA | 需要从国外调货，预计到货时间 2015.04.22 | 524.16
Z556645 |  | Aldrich ® Benchclamp ™ 3-prong |  | single adjustment, size M | Z556645-1EA | 需要从国外调货，预计到货时间 2015.04.22 | 554.58
Z556653 |  | Aldrich ® Benchclamp ™ 3-prong |  | single adjustment, size L | Z556653-1EA | 需要从国外调货，预计到货时间 2015.04.22 | 586.17
Z556661 |  | Aldrich ® Benchclamp ™ 3-prong |  | dual adjustment, size S | Z556661-1EA | 需要从国外调货，预计到货时间 2015.04.22 | 524.16
Z556688 |  | Aldrich ® Benchclamp ™ 3-prong |  | dual adjustment, size M | Z556688-1EA | 需要从国外调货，预计到货时间 2015.04.17 | 532.35
Z556696 |  | Aldrich ® Benchclamp ™ 3-prong |  | dual adjustment, size L | Z556696-1EA | 需要从国外调货，预计到货时间 2015.04.22 | 563.94
Z556807 |  | Aldrich ® chain Benchclamp ™ |  | size S, standard | Z556807-1EA | 需要从国外调货，预计到货时间 2015.04.22 | 705.51
Z556815 |  | Aldrich ® chain Benchclamp ™ |  | size L | Z556815-1EA | 需要从国外调货，预计到货时间 2015.04.22 | 1,012.05
Z224170 |  | Chem- FLEX ™ tubing clamp |  | for tubing o.d., 23/64 ‑ 23/64 in. | Z224170-50EA | 需要从国外调货，预计到货时间 2015.04.22 | 402.48
Z224189 |  | Chem- FLEX ™ tubing clamp |  | for tubing o.d., 0.38 ‑ 0.47 in. | Z224189-50EA | 需要从国外调货，预计到货时间 2015.04.22 | 402.48
Z224197 |  | Chem- FLEX ™ tubing clamp |  | for tubing o.d., 1/4 ‑ 0.525 in. | Z224197-50EA | 需要从国外调货，预计到货时间 2015.04.22 | 402.48
Z556874 |  | Aldrich ® double jaw utility Benchclamp ™ |  | nickel plated (finish), pkg of 1 ea | Z556874-1EA | 需要从国外调货，预计到货时间 2015.04.22 | 518.31
Z556785 |  | Aldrich ® fixed position Benchclamp ™ |  | 2-prong, size M | Z556785-1EA | 需要从国外调货，预计到货时间 2015.04.22 | 394.29
Z556793 |  | Aldrich ® fixed position Benchclamp ™ |  | 3-prong, size M | Z556793-1EA | 需要从国外调货，预计到货时间 2015.04.22 | 496.08
Z556823 |  | Aldrich ® heavy duty tapered Benchclamp ™ |  | size S, Fits joint 24/40 | Z556823-1EA | 需要从国外调货，预计到货时间 2015.04.22 | 1,595.88
Z556831 |  | Aldrich ® heavy duty tapered Benchclamp ™ |  | size L, Fits joint 34/45 | Z556831-1EA | 需要从国外调货，预计到货时间 2015.04.22 | 1,595.88
Z191566 |  | Aldrich ® hose clamp kits |  | 115 pieces in assorted sizes from 11/32 to 1 5/8 in. o.d. | Z191566-1KT | 需要从国外调货，预计到货时间 2015.04.22 | 1,159.47
Z223212 |  | Aldrich ® hose clamp kits |  | 251 pieces in assorted sizes from 1/4 to 2 1/4 in. o.d. | Z223212-1KT | 需要从国外调货，预计到货时间 2015.04.22 | 2,233.53
Z556750 |  | Aldrich ® swivel Benchclamp ™ |  | 2-prong, size M | Z556750-1EA | 需要从国外调货，预计到货时间 2015.04.22 | 394.29
Z556769 |  | Aldrich ® swivel Benchclamp ™ |  | 2-prong, size L | Z556769-1EA | 需要从国外调货，预计到货时间 2015.04.22 | 441.09
Z556777 |  | Aldrich ® swivel Benchclamp ™ |  | 3-prong, size M | Z556777-1EA | 需要从国外调货，预计到货时间 2015.04.22 | 574.47
Z556866 |  | Aldrich ® thermometer extension Benchclamp ™ |  | nickel plated (finish), pkg of 1 ea | Z556866-1EA | 需要从国外调货，预计到货时间 2015.04.22 | 405.99
Z556858 |  | Aldrich ® thermometer swivel Benchclamp ™ |  | nickel plated (finish), overall L 159 mm, pkg of 1 ea | Z556858-1EA | 需要从国外调货，预计到货时间 2015.04.22 | 507.78
Z556572 |  | Aldrich ® ultra Benchclamp ™ |  | single adjustment, size S | Z556572-1EA | 需要从国外调货，预计到货时间 2015.04.22 | 565.11
Z556580 |  | Aldrich ® ultra Benchclamp ™ |  | single adjustment, size M | Z556580-1EA | 需要从国外调货，预计到货时间 2015.04.22 | 588.51
Z556599 |  | Aldrich ® ultra Benchclamp ™ |  | single adjustment, size L | Z556599-1EA | 需要从国外调货，预计到货时间 2015.04.22 | 635.31
Z556602 |  | Aldrich ® ultra Benchclamp ™ |  | dual adjustment, size S | Z556602-1EA | 需要从国外调货，预计到货时间 2015.04.22 | 574.47
Z556610 |  | Aldrich ® ultra Benchclamp ™ |  | dual adjustment, size M | Z556610-1EA | 需要从国外调货，预计到货时间 2015.04.22 | 588.51
Z556629 |  | Aldrich ® ultra Benchclamp ™ |  | dual adjustment, size L | Z556629-1EA | 需要从国外调货，预计到货时间 2015.04.22 | 644.67
Z266086 |  | TLC desiccating cabinet |  | provides complete visability of stored TLC plates under desiccating conditions | Z266086-1EA | 需要从国外调货，预计到货时间 2015.04.22 | 8,412.30
Z118133 |  | Glass sample holder |  | Tube, size 2 1/2 in. × 7 in. | Z118133-1EA | 需要从国外调货，预计到货时间 2015.04.22 | 900.90
Z147923 |  | Glass sample holder |  | size 2 1/2 in. × 10 in., Boat | Z147923-1EA | 需要从国外调货，预计到货时间 2015.04.22 | 1,178.19
Z147931 |  | Glass sample holder |  | size 1 in. × 6 in., Boat | Z147931-1EA | 需要从国外调货，预计到货时间 2015.04.22 | 1,815.84
Z183881 |  | Aldrich ® low form dewar flask |  | capacity 100 mL, hemispherical, inside depth 3 cm | Z183881-1EA | 需要从国外调货，预计到货时间 2015.04.22 | 3,538.08
Z107549 |  | Aldrich ® low form dewar flask |  | capacity 600 mL, hemispherical, inside depth 6 1/2 cm | Z107549-1EA | 需要从国外调货，预计到货时间 2015.04.22 | 3,813.03
Z202649 |  | Aldrich ® low form dewar flask |  | capacity 350 mL, cylindrical, inside depth 7 1/2 cm | Z202649-1EA | 需要从国外调货，预计到货时间 2015.04.22 | 3,185.91
Z107565 |  | Aldrich ® low form dewar flask |  | capacity 550 mL, cylindrical, inside depth 9 cm | Z107565-1EA | 需要从国外调货，预计到货时间 2015.04.22 | 5,288.40
Z202665 |  | Aldrich ® low form dewar flask |  | capacity 2,500 mL, cylindrical, inside depth 13 1/2 cm | Z202665-1EA | 需要从国外调货，预计到货时间 2015.04.22 | 13,349.70
Z120790 |  | Aldrich ® wide-mouth dewar flasks |  | aluminum housing, capacity 1,000 mL | Z120790-1EA | 需要从国外调货，预计到货时间 2015.04.22 | 1,884.87
Z543861 |  | Aldrich ® spare thread for can/drum adapters |  | 2 in. NPTF to American 2 in. buttress thread, for cap Z543810. | Z543861-1EA | 需要从国外调货，预计到货时间 2015.04.22 | 2,074.41
Z543853 |  | Compression tubing fitting for VerSA-Flow ™ dispenser |  | tubing O.D. 1/8 in. | Z543853-1EA | 需要从国外调货，预计到货时间 2015.04.22 | 496.08
Z543780 |  | Liquid-level indicator for VerSA-Flow ™ dispenser |  | for 18 L poly-lined steel can | Z543780-1EA | 需要从国外调货，预计到货时间 2015.04.22 | 6,704.10
Z553298 |  | O-Ring for VerSA-Flow ™ dispenser |  | Viton ® inner O-ring for lower Ver SA -Flow ™ cap | Z553298-1PAK | 需要从国外调货，预计到货时间 2015.04.22 | 252.72
Z553298 |  | O-Ring for VerSA-Flow ™ dispenser |  | Viton ® inner O-ring for lower Ver SA -Flow ™ cap | Z553298-1EA | 需要从国外调货，预计到货时间 2015.04.22 | 434.07
Z514403 |  | Ver SA -Flow ™ two-way valve |  | with 1/4 in. hose barbs | Z514403-1EA | 需要从国外调货，预计到货时间 2015.04.22 | 1,688.31
Z514403 |  | Ver SA -Flow ™ two-way valve |  | with 1/4 in. hose barbs | 产品Z514403已经停产；但是尚有库存。请从以下尚有库存的包装规格中选择。
Z543586 |  | Delivery cap for VerSA-Flow ™ dispenser |  | three-hole | Z543586-1EA | 需要从国外调货，预计到货时间 2015.04.22 | 2,412.54
Z543578 |  | Delivery cap for VerSA-Flow ™ dispenser |  | three-way | Z543578-1EA | 需要从国外调货，预计到货时间 2015.04.22 | 6,411.60
Z543845 |  | Ver SA -Flow ™ delivery cap |  | two-hole | Z543845-1EA | 需要从国外调货，预计到货时间 2015.04.22 | 2,006.55
Z529028 |  | Ver SA -Flow ™ can and drum dispenser |  | Economy pressure-delivery cap | Z529028-1EA | 需要从国外调货，预计到货时间 2015.04.22 | 2,714.40
Z545732 |  | Ver SA -Flow ™ can and drum dispenser |  | Low-flow pressure-delivery cap with 2 in. NPT thread | Z545732-1EA | 需要从国外调货，预计到货时间 2015.04.22 | 7,739.55
Z543810 |  | Ver SA -Flow ™ can and drum dispenser |  | Low-flow pressure-delivery cap with 2 in. buttress thread | Z543810-1EA | 需要从国外调货，预计到货时间 2015.04.22 | 7,739.55
Z545791 |  | Ver SA -Flow ™ can and drum dispenser |  | High-flow pressure-delivery cap with 2 in. NPT thread | Z545791-1EA | 需要从国外调货，预计到货时间 2015.04.22 | 9,406.80
Z553182 |  | Ver SA -Flow ™ can and drum dispenser |  | High-flow pressure-delivery cap with 2 in. buttress thread | Z553182-1EA | 需要从国外调货，预计到货时间 2015.04.22 | 9,406.80
Z113522 |  | Electrode connector adapter |  | US Standard meter to BNC electrode | Z113522-1EA | 需要从国外调货，预计到货时间 2015.04.22 | 864.63
Z113530 |  | Electrode connector adapter |  | BNC meter to US Standard electrode | Z113530-1EA | 需要从国外调货，预计到货时间 2015.04.22 | 741.78
Z113425 |  | Sigma-Aldrich ® micro pH combination electrode, glass body |  | BNC Connector, electrode L 55 mm | Z113425-1EA | 需要从国外调货，预计到货时间 2015.04.22 | 3,499.47
Z113441 |  | Sigma-Aldrich ® micro pH combination electrode, glass body |  | BNC Connector, electrode L 183 mm | Z113441-1EA | 需要从国外调货，预计到货时间 2015.04.17 | 4,048.20
Z113166 |  | Sigma-Aldrich ® standard Ag/AgCl double junction pH combination electrode, glass body |  | BNC, electrode L 168 mm | Z113166-1EA | 需要从国外调货，预计到货时间 2015.04.22 | 2,565.81
Z113166 |  | Sigma-Aldrich ® standard Ag/AgCl double junction pH combination electrode, glass body |  | BNC, electrode L 168 mm | 产品Z113166已经停产；但是尚有库存。请从以下尚有库存的包装规格中选择。
Z113255 |  | Sigma-Aldrich ® standard Ag/AgCl double junction pH combination electrode, glass body |  | Standard pin, electrode L 55 mm , with bulb guard | Z113255-1EA | 需要从国外调货，预计到货时间 2015.04.22 | 2,100.15
Z113263 |  | Sigma-Aldrich ® standard Ag/AgCl double junction pH combination electrode, glass body |  | BNC, electrode L 55 mm , with bulb guard | Z113263-1EA | 需要从国外调货，预计到货时间 2015.04.22 | 2,100.15
Z113298 |  | Sigma-Aldrich ® standard Ag/AgCl double junction pH combination electrode, glass body |  | BNC, electrode L 120 mm | Z113298-1EA | 需要从国外调货，预计到货时间 2015.04.22 | 2,502.63
Z113077 |  | Aldrich ® glass pH electrode |  | Standard pin connector | Z113077-1EA | 需要从国外调货，预计到货时间 2015.04.22 | 1,564.29
Z264946 |  | Aldrich ® glass pH electrode |  | BNC connector | Z264946-1EA | 需要从国外调货，预计到货时间 2015.04.22 | 1,330.29
Z113085 |  | Aldrich ® glass reference electrode |  | General purpose, reference, Ag/AgCl | Z113085-1EA | 需要从国外调货，预计到货时间 2015.04.22 | 1,660.23
Z113107 |  | Aldrich ® glass reference electrode |  | Double junction, reference, Ag/AgCl | Z113107-1EA | 需要从国外调货，预计到货时间 2015.04.22 | 2,169.18
Z266183 |  | Polymer-body combination pH electrodes |  | Standard pin fitting | 产品已经停产。联系技术支持
Z266205 |  | Polymer-body combination pH electrodes |  | Standard pin fitting | 产品已经停产。联系技术支持
Z266221 |  | Polymer-body combination pH electrodes |  | Standard pin fitting | 产品已经停产。联系技术支持
Z266256 |  | Polymer-body combination pH electrodes |  | Standard pin fitting | 产品已经停产。联系技术支持
Z266272 |  | Polymer-body combination pH electrodes |  | Standard pin fitting | 产品已经停产。联系技术支持
Z266191 |  | Polymer-body combination pH electrodes |  | BNC fitting | Z266191-1EA | 需要从国外调货，预计到货时间 2015.04.22 | 1,688.31
Z266213 |  | Polymer-body combination pH electrodes |  | BNC fitting | Z266213-1EA | 需要从国外调货，预计到货时间 2015.04.22 | 1,826.37
Z266248 |  | Polymer-body combination pH electrodes |  | BNC fitting | 产品已经停产。联系技术支持
Z266264 |  | Polymer-body combination pH electrodes |  | BNC fitting | Z266264-1EA | 需要从国外调货，预计到货时间 2015.04.22 | 1,290.51
Z266280 |  | Polymer-body combination pH electrodes |  | BNC fitting | Z266280-1EA | 需要从国外调货，预计到货时间 2015.04.22 | 2,538.90
Z242721 |  | Aldrich ® 比色皿清洗器 | Aldrich ® cuvette washer |  | Z242721-1EA | 需要从国外调货，预计到货时间 2015.04.22 | 6,984.90
Z202711 |  | Aldrich ® 比色皿清洗干燥器 | Aldrich ® cuvette washer and drier |  | Z202711-1EA | 需要从国外调货，预计到货时间 2015.04.22 | 6,920.55
Z407321 |  | Aldrich ® 红外相关图 | Aldrich ® infrared correlation chart |  | 产品已经停产。联系技术支持
Z281743 |  | Aldrich ® 红外样品制备套装 | Aldrich ® IR sample prep kit |  | Z281743-1EA | 需要从国外调货，预计到货时间 2015.04.22 | 3,116.88
Z506699 |  | Aldrich ® 大小型 KBr 压片模具 | Aldrich ® macro-micro KBr pellet die |  | Z506699-1EA | 需要从国外调货，预计到货时间 2015.04.22 | 8,026.20
Z506826 |  | 快速压制模具套件 | Quick Press die set | diam. 2 mm | Z506826-1EA | 需要从国外调货，预计到货时间 2015.04.17 | 2,516.67
Z506818 |  | 快速压制模具套件 | Quick Press die set | diam. 4 mm | Z506818-1EA | 需要从国外调货，预计到货时间 2015.04.17 | 2,516.67
Z506796 |  | 快速压制模具套件 | Quick Press die set | diam. 7 mm | Z506796-1EA | Only 1 left in stock (more on the way) - 详 库存详情： Z506796-1EA Only 1 left in stock (more on the way) 1 国内现货或即将上架，预计发货 从 Shanghai 2015.04.05 | 2,213.64
Z506788 |  | 快速压具，仅手动压制 | Quick Press hand press only |  | Z506788-1EA | 需要从国外调货，预计到货时间 2015.04.22 | 12,285.00
Z506761 |  | 快速压制 KBr 压片套件 | Quick Press KBr pellet kit |  | Z506761-1KT | 需要从国外调货，预计到货时间 2015.04.17 | 13,700.70
Z506842 |  | 快速压具样品固定装置 | Quick Press sample holder |  | Z506842-1EA | 需要从国外调货，预计到货时间 2015.04.22 | 1,852.11
Z506877 |  | 快速压具不锈钢套环 | Quick Press SS collar | diam. 2 mm | Z506877-1EA | 需要从国外调货，预计到货时间 2015.04.22 | 1,265.94
Z506869 |  | 快速压具不锈钢套环 | Quick Press SS collar | diam. 4 mm | Z506869-1EA | 需要从国外调货，预计到货时间 2015.04.22 | 1,265.94
Z506850 |  | 快速压具不锈钢套环 | Quick Press SS collar | diam. 7 mm | Z506850-1EA | 需要从国外调货，预计到货时间 2015.04.22 | 1,344.33
Z506729 |  | 用于 KBr 压片模具 Z506699 的备用砧子 | Replacement anvils for KBr pellet die Z506699 |  | Z506729-2EA | 需要从国外调货，预计到货时间 2015.04.22 | 2,306.07
Z506702 |  | 用于 KBr 压片模具 Z506699 的备用基座 | Replacement base for KBr pellet die Z506699 |  | Z506702-1EA | 需要从国外调货，预计到货时间 2015.04.22 | 2,543.58
Z506737 |  | 用于 KBr 压片模具 Z506699 的备用压杆 | Replacement plunger for KBr pellet die Z506699 |  | Z506737-1EA | 需要从国外调货，预计到货时间 2015.04.22 | 1,614.60
Z543365 |  | 基座 Z506702 的备用 Viton ® O 形圈 | Replacement Viton ® O-rings for base Z506702 |  | Z543365-1PAK | 需要从国外调货，预计到货时间 2015.04.22 | 548.73
Z543373 |  | 压杆 Z506737 的备用 Viton ® O 形圈 | Replacement Viton ® O-rings for plunger Z506737 |  | Z543373-1PAK | 需要从国外调货，预计到货时间 2015.04.22 | 563.94
Z107182 |  | Base plates |  | Unthreaded | Z107182-1EA | 需要从国外调货，预计到货时间 2015.04.22 | 212.94
Z107182 |  | Base plates |  | Unthreaded | Z107182-10EA | 需要从国外调货，预计到货时间 2015.04.22 | 1,773.72
Z107190 |  | Base plates |  | Swivel | Z107190-10EA | 需要从国外调货，预计到货时间 2015.04.22 | 2,004.21
Z107190 |  | Base plates |  | Swivel | Z107190-1EA | 需要从国外调货，预计到货时间 2015.04.22 | 238.68
Z560189 |  | Aldrich ® Benchrack ™ add-on components for floor-mounted systems |  | vertical lattice rod, L × diam. 66 in. × 0.5 in. | Z560189-2EA | 需要从国外调货，预计到货时间 2015.04.22 | 1,673.10
Z560197 |  | Aldrich ® Benchrack ™ add-on components for floor-mounted systems |  | horizontal lattice rod, L × diam. 47 in. × 0.5 in. | Z560197-2EA | 需要从国外调货，预计到货时间 2015.04.22 | 1,751.49
Z560200 |  | Aldrich ® Benchrack ™ add-on components for floor-mounted systems |  | frame mounting clamps | Z560200-4EA | 需要从国外调货，预计到货时间 2015.04.22 | 768.69
Z560154 |  | Aldrich ® Benchrack ™ large lattice system kit |  | floor-mounted | Z560154-1EA | 需要从国外调货，预计到货时间 2015.04.22 | 12,893.40
Z560219 |  | Aldrich ® Benchrack ™ large lattice system kit |  | wall-mounted | Z560219-1EA | 需要从国外调货，预计到货时间 2015.04.22 | 8,985.60
Z225673 |  | Aldrich ® Benchrack ™ portable lattice rod only |  | rod diam. × L 0.5 in. × 11.75 in., Mini | Z225673-1PAK | 需要从国外调货，预计到货时间 2015.04.22 | 774.54
Z560146 |  | Aldrich ® Benchrack ™ portable lattice rod only |  | horizontal lattice rod | Z560146-2EA | 需要从国外调货，预计到货时间 2015.04.22 | 1,311.57
Z225630 |  | Aldrich ® Benchrack ™ portable lattice system |  | standard-size, 4 positions, 8 rods | Z225630-1EA | 需要从国外调货，预计到货时间 2015.04.17 | 3,981.51
Z225649 |  | Aldrich ® Benchrack ™ portable lattice system |  | standard-size, 5 positions, 10 rods | Z225649-1EA | 需要从国外调货，预计到货时间 2015.04.22 | 4,789.98
Z225657 |  | Aldrich ® Benchrack ™ portable lattice system |  | mini-size, 4 positions, 8 rods | Z225657-1EA | 需要从国外调货，预计到货时间 2015.04.22 | 2,910.96
Z560138 |  | Aldrich ® Benchrack ™ portable lattice system, V-shaped |  | base size 48 in. | Z560138-1EA | 需要从国外调货，预计到货时间 2015.04.22 | 6,376.50
Z560820 |  | Aldrich ® Benchrack ™ support stand and rod |  | with center and side mount holes | Z560820-1EA | 需要从国外调货，预计到货时间 2015.04.22 | 1,532.70
Z175471 |  | Aldrich ® lattice rods |  | fiberglass, rod L 8 in. | Z175471-10EA | 需要从国外调货，预计到货时间 2015.04.22 | 597.87
Z175471 |  | Aldrich ® lattice rods |  | fiberglass, rod L 8 in. | Z175471-1EA | 需要从国外调货，预计到货时间 2015.04.22 | 162.63
Z409979 |  | Aldrich ® lattice rods |  | fiberglass, rod L 12 in. | Z409979-10EA | 需要从国外调货，预计到货时间 2015.04.22 | 655.20
Z409979 |  | Aldrich ® lattice rods |  | fiberglass, rod L 12 in. | Z409979-1EA | 需要从国外调货，预计到货时间 2015.04.22 | 162.63
Z107166 |  | Aldrich ® lattice rods |  | fiberglass, rod L 24 in. | Z107166-10EA | 需要从国外调货，预计到货时间 2015.04.22 | 1,160.64
Z409995 |  | Aldrich ® lattice rods |  | fiberglass, rod L 34 in. | Z409995-1EA | 需要从国外调货，预计到货时间 2015.04.22 | 168.48
Z409995 |  | Aldrich ® lattice rods |  | fiberglass, rod L 34 in. | Z409995-10EA | 需要从国外调货，预计到货时间 2015.04.22 | 1,414.53
Z175463 |  | Aldrich ® lattice rods |  | fiberglass, rod L 44 in. | Z175463-1EA | 需要从国外调货，预计到货时间 2015.04.22 | 218.79
Z175463 |  | Aldrich ® lattice rods |  | fiberglass, rod L 44 in. | Z175463-10EA | 需要从国外调货，预计到货时间 2015.04.22 | 1,869.66
Z107131 |  | Aldrich ® lattice rods |  | fiberglass, rod L 72 in. | Z107131-10EA | 需要从国外调货，预计到货时间 2015.04.22 | 2,812.68
Z107131 |  | Aldrich ® lattice rods |  | fiberglass, rod L 72 in. | Z107131-100EA | 需要从国外调货，预计到货时间 2015.04.22 | 25,108.20
Z107131 |  | Aldrich ® lattice rods |  | fiberglass, rod L 72 in. | Z107131-1EA | 需要从国外调货，预计到货时间 2015.04.22 | 334.62
Z107123 |  | Aldrich ® lattice rods |  | fiberglass, rod L 96 in. | Z107123-100EA | 需要从国外调货，预计到货时间 2015.04.22 | 31,367.70
Z107123 |  | Aldrich ® lattice rods |  | fiberglass, rod L 96 in. | Z107123-1EA | 需要从国外调货，预计到货时间 2015.04.22 | 422.37
Z107123 |  | Aldrich ® lattice rods |  | fiberglass, rod L 96 in. | Z107123-10EA | 需要从国外调货，预计到货时间 2015.04.22 | 3,564.99
Z122017 |  | Aldrich ® lattice rods |  | aluminum, rod L 24 in. | Z122017-1EA | 需要从国外调货，预计到货时间 2015.04.22 | 179.01
Z122033 |  | Aldrich ® lattice rods |  | aluminum, rod L 48 in. | Z122033-1EA | 需要从国外调货，预计到货时间 2015.04.22 | 391.95
Z122041 |  | Aldrich ® lattice rods |  | aluminum, rod L 72 in. | Z122041-1EA | 需要从国外调货，预计到货时间 2015.04.22 | 531.18
Z122068 |  | Aldrich ® lattice rods |  | aluminum, rod L 96 in. | Z122068-1EA | 需要从国外调货，预计到货时间 2015.04.22 | 601.38
Z158674 |  | Aldrich ® lattice rods |  | 316 stainless steel, rod L 24 in. | Z158674-1EA | 需要从国外调货，预计到货时间 2015.04.22 | 648.18
Z244643 |  | Aldrich ® lattice rods |  | rod L 36 in., 316 stainless steel | Z244643-1EA | 需要从国外调货，预计到货时间 2015.04.22 | 361.53
Z158682 |  | Aldrich ® lattice rods |  | 316 stainless steel, rod L 48 in. | Z158682-1EA | 需要从国外调货，预计到货时间 2015.04.22 | 790.92
Z158690 |  | Aldrich ® lattice rods |  | 316 stainless steel, rod L 72 in. | Z158690-1EA | 需要从国外调货，预计到货时间 2015.04.22 | 940.68
Z158704 |  | Aldrich ® lattice rods |  | 316 stainless steel, rod L 96 in. | Z158704-1EA | 需要从国外调货，预计到货时间 2015.04.22 | 939.51
Z107174 |  | Lattice-rod clamp |  | die cast aluminum (alloy) | Z107174-1SET | 需要从国外调货，预计到货时间 2015.04.22 | 1,821.69
Z108588 |  | Quick-action lattice-rod clamp |  | for use with 1 / 2 in. diam. lattice rods | Z108588-1EA | 需要从国外调货，预计到货时间 2015.04.22 | 401.31
Z108588 |  | Quick-action lattice-rod clamp |  | for use with 1 / 2 in. diam. lattice rods | Z108588-10EA | 需要从国外调货，预计到货时间 2015.04.22 | 3,348.54
Z178918 |  | Flat tip screwdrivers |  | L 6 1/2 in., blade L 3 in. | Z178918-1EA | 需要从国外调货，预计到货时间 2015.04.22 | 243.36
Z178926 |  | Flat tip screwdrivers |  | L 10 1/2 in., blade L 6 in. | Z178926-1EA | 需要从国外调货，预计到货时间 2015.04.22 | 375.57
Z178934 |  | Flat tip screwdrivers |  | L 13 in., blade L 8 in. | Z178934-1EA | 需要从国外调货，预计到货时间 2015.04.22 | 534.69
Z508845 |  | Hammer |  | Ball Peen, L 10 in. | Z508845-1EA | 需要从国外调货，预计到货时间 2015.04.22 | 505.44
Z178764 |  | Hammer |  | Claw, L 12 1/2 in. | Z178764-1EA | 需要从国外调货，预计到货时间 2015.04.22 | 863.46
Z179183 |  | AMPCO ® Non-sparking safety tools |  | pieces size 6 | Z179183-1SET | 需要从国外调货，预计到货时间 2015.04.22 | 4,571.19
Z178950 |  | Phillips ® tip screwdrivers |  | Type No. 1, blade L 3 in., overall L 6 1/8 in. | Z178950-1EA | 需要从国外调货，预计到货时间 2015.04.22 | 187.20
Z178969 |  | Phillips ® tip screwdrivers |  | Type No. 2, blade L 4 in., overall L 7 1/2 in. | Z178969-1EA | 需要从国外调货，预计到货时间 2015.04.22 | 236.34
Z178977 |  | Phillips ® tip screwdrivers |  | Type No. 3, blade L 6 in., overall L 10 1/8 in. | Z178977-1EA | 需要从国外调货，预计到货时间 2015.04.22 | 367.38
Z178853 |  | Pliers |  | Combination, L 6 1/2 in. | Z178853-1EA | 需要从国外调货，预计到货时间 2015.04.22 | 936.00
Z178861 |  | Pliers |  | Combination, L 8 in. | Z178861-1EA | 需要从国外调货，预计到货时间 2015.04.22 | 918.45
Z178810 |  | Pliers |  | Adjustable-joint, L 9 1/2 in. | Z178810-1EA | 需要从国外调货，预计到货时间 2015.04.22 | 1,585.35
Z178829 |  | Pliers |  | Adjustable-joint, L 12 1/4 in. | Z178829-1EA | 需要从国外调货，预计到货时间 2015.04.22 | 1,918.80
Z178845 |  | Pliers |  | Long-nose side-cutting, L 7 in. | Z178845-1EA | 需要从国外调货，预计到货时间 2015.04.22 | 1,361.88
Z178772 |  | Putty knives |  | blade L × W 2 in. × 4 in. | Z178772-1EA | 需要从国外调货，预计到货时间 2015.04.22 | 307.71
Z178780 |  | Putty knives |  | blade L × W 3 9/16 in. × 1 1/4 in. | Z178780-1EA | 需要从国外调货，预计到货时间 2015.04.22 | 232.83
Z178799 |  | Scraping knives |  | Stiff | Z178799-1EA | 需要从国外调货，预计到货时间 2015.04.22 | 451.62
Z179051 |  | Wrenches |  | jaw capacity 15/16 in., overall L 6 in. | Z179051-1EA | 需要从国外调货，预计到货时间 2015.04.22 | 897.39
Z179078 |  | Wrenches |  | jaw capacity 1 1/8 in., overall L 8 in. | Z179078-1EA | 需要从国外调货，预计到货时间 2015.04.22 | 1,022.58
Z179086 |  | Wrenches |  | jaw capacity 1 5/16 in., overall L 10 in. | Z179086-1EA | 需要从国外调货，预计到货时间 2015.04.22 | 1,375.92
Z179094 |  | Wrenches |  | overall L 12 in., jaw capacity 1 1/2 in. | Z179094-1EA | 需要从国外调货，预计到货时间 2015.04.22 | 1,755.00
Z508969 |  | Wrenches |  | jaw capacity 11/16 in., overall L 15 in. | Z508969-1EA | 需要从国外调货，预计到货时间 2015.04.22 | 3,221.01
Z265349 |  | Analtech HPTLC Uniplates ™ ：氨基填料 | Analtech HPTLC Uniplates ™ : amino matrix | size 10 cm × 10 cm | Z265349-1PAK | 需要从国外调货，预计到货时间 2015.04.22 | 3,788.46
Z265365 |  | Analtech HPTLC Uniplates ™ : C18-硅胶基质填料 | Analtech HPTLC Uniplates ™ : C18-silica gel matrix |  | Z265365-1PAK | 需要从国外调货，预计到货时间 2015.04.22 | 2,853.63
Z265373 |  | Analtech HPTLC Uniplates ™ : C18-硅胶基质填料 | Analtech HPTLC Uniplates ™ : C18-silica gel matrix |  | Z265373-1PAK | 需要从国外调货，预计到货时间 2015.04.22 | 2,846.61
Z265411 |  | Analtech HPTLC Uniplates ™ : C18-硅胶基质填料 | Analtech HPTLC Uniplates ™ : C18-silica gel matrix |  | Z265411-1PAK | 需要从国外调货，预计到货时间 2015.04.22 | 3,782.61
Z265292 |  | Analtech HPTLC Uniplates ™ : silica gel matrix |  | L × W 10 cm × 10 cm, binder, Organic, fluorescent indicator: No | Z265292-1PAK | 需要从国外调货，预计到货时间 2015.04.22 | 2,108.34
Z265306 |  | Analtech HPTLC Uniplates ™ : silica gel matrix |  | L × W 10 cm × 10 cm, binder, Organic, fluorescent indicator | Z265306-1PAK | 需要从国外调货，预计到货时间 2015.04.22 | 2,108.34
Z265314 |  | Analtech HPTLC Uniplates ™ : silica gel matrix |  | L × W 10 cm × 10 cm, binder, Inorganic, fluorescent indicator: No | Z265314-1PAK | 需要从国外调货，预计到货时间 2015.04.22 | 2,108.34
Z265322 |  | Analtech HPTLC Uniplates ™ : silica gel matrix |  | L × W 10 cm × 10 cm, binder, Inorganic, fluorescent indicator | Z265322-1PAK | 需要从国外调货，预计到货时间 2015.04.22 | 2,108.34
Z265330 |  | Analtech HPTLC Uniplates ™ : silica gel matrix |  | L × W 10 cm × 10 cm , scored, binder, Inorganic, fluorescent indicator | Z265330-1PAK | 需要从国外调货，预计到货时间 2015.04.22 | 2,767.05
Z265403 |  | Analtech HPTLC Uniplates ™ : C8-硅胶基质填料 | Analtech HPTLC Uniplates ™ : C8-silica gel matrix |  | Z265403-1PAK | 需要从国外调货，预计到货时间 2015.04.22 | 3,788.46
Z265357 |  | Analtech HPTLC Uniplates ™ ：氰基填料 | Analtech HPTLC Uniplates ™ : cyano matrix |  | Z265357-1PAK | 需要从国外调货，预计到货时间 2015.04.22 | 3,788.46
Z265381 |  | Analtech HPTLC Uniplates ™ : C2-硅胶基质填料 | Analtech HPTLC Uniplates ™ : C2-silica gel matrix |  | 产品已经停产。联系技术支持
Z265438 |  | Analtech TLC Uniplates ™ : C18-硅胶基质填料 | Analtech TLC Uniplates ™ : C18-silica gel matrix | L × W 20 cm × 20 cm, binder, Inorganic, fluorescent indicator: No | Z265438-1PAK | 需要从国外调货，预计到货时间 2015.04.22 | 3,788.46
Z265446 |  | Analtech TLC Uniplates ™ : C18-硅胶基质填料 | Analtech TLC Uniplates ™ : C18-silica gel matrix | L × W 20 cm × 20 cm, binder, None, fluorescent indicator | Z265446-1PAK | 需要从国外调货，预计到货时间 2015.04.22 | 3,775.59
Z500666 |  | Analtech TLC Uniplates ™ : C18-硅胶基质填料 | Analtech TLC Uniplates ™ : C18-silica gel matrix | L × W 20 cm × 20 cm , scored, binder, Inorganic, fluorescent indicator: No | Z500666-1PAK | 需要从国外调货，预计到货时间 2015.04.22 | 3,459.69
Z500887 |  | Analtech TLC Uniplates ™ : C18-硅胶基质填料 | Analtech TLC Uniplates ™ : C18-silica gel matrix | L × W 20 cm × 20 cm, binder, fluorescent indicator | Z500887-1PAK | 需要从国外调货，预计到货时间 2015.04.22 | 3,459.69
Z265454 |  | Analtech TLC Uniplates ™ : C18-硅胶基质填料 | Analtech TLC Uniplates ™ : C18-silica gel matrix | L × W 10 cm × 20 cm, binder, Inorganic, fluorescent indicator: No | Z265454-1PAK | 需要从国外调货，预计到货时间 2015.04.17 | 2,984.67
Z265462 |  | Analtech TLC Uniplates ™ : C18-硅胶基质填料 | Analtech TLC Uniplates ™ : C18-silica gel matrix | L × W 10 cm × 20 cm, binder, None, fluorescent indicator | Z265462-1PAK | 需要从国外调货，预计到货时间 2015.04.22 | 2,984.67
Z500763 |  | Analtech TLC Uniplates ™ : C18-硅胶基质填料 | Analtech TLC Uniplates ™ : C18-silica gel matrix | L × W 10 cm × 20 cm , scored, binder, Inorganic, fluorescent indicator: No | Z500763-1PAK | 需要从国外调货，预计到货时间 2015.04.22 | 2,786.94
Z500763 |  | Analtech TLC Uniplates ™ : C18-硅胶基质填料 | Analtech TLC Uniplates ™ : C18-silica gel matrix | L × W 10 cm × 20 cm , scored, binder, Inorganic, fluorescent indicator: No | 产品Z500763已经停产；但是尚有库存。请从以下尚有库存的包装规格中选择。
Z500992 |  | Analtech TLC Uniplates ™ : C18-硅胶基质填料 | Analtech TLC Uniplates ™ : C18-silica gel matrix | L × W 10 cm × 20 cm , scored, binder, None, fluorescent indicator | Z500992-1PAK | 需要从国外调货，预计到货时间 2015.04.17 | 2,786.94
Z265470 |  | Analtech TLC Uniplates ™ : C18-硅胶基质填料 | Analtech TLC Uniplates ™ : C18-silica gel matrix | L × W 5 cm × 20 cm, binder, Inorganic, fluorescent indicator: No | Z265470-1PAK | 需要从国外调货，预计到货时间 2015.04.22 | 2,318.94
Z265489 |  | Analtech TLC Uniplates ™ : C18-硅胶基质填料 | Analtech TLC Uniplates ™ : C18-silica gel matrix | L × W 5 cm × 20 cm, binder, None, fluorescent indicator | Z265489-1PAK | 需要从国外调货，预计到货时间 2015.04.22 | 2,313.09
Z265497 |  | Analtech TLC Uniplates ™ : silica gel matrix |  | L × W 20 cm × 20 cm, binder, Organic, fluorescent indicator: No | Z265497-1PAK | 需要从国外调货，预计到货时间 2015.04.22 | 1,785.42
Z265500 |  | Analtech TLC Uniplates ™ : silica gel matrix |  | L × W 20 cm × 20 cm, binder, Organic, fluorescent indicator | Z265500-1PAK | 需要从国外调货，预计到货时间 2015.04.22 | 1,785.42
Z265519 |  | Analtech TLC Uniplates ™ : silica gel matrix |  | L × W 10 cm × 20 cm, binder, Organic, fluorescent indicator: No | Z265519-1PAK | 需要从国外调货，预计到货时间 2015.04.22 | 1,404.00
Z265527 |  | Analtech TLC Uniplates ™ : silica gel matrix |  | L × W 10 cm × 20 cm, binder, Organic, fluorescent indicator | Z265527-1PAK | 需要从国外调货，预计到货时间 2015.04.22 | 1,404.00
Z265535 |  | Analtech TLC Uniplates ™ : silica gel matrix |  | L × W 5 cm × 20 cm, binder, Organic, fluorescent indicator: No | Z265535-1PAK | 需要从国外调货，预计到货时间 2015.04.17 | 1,051.83
Z265543 |  | Analtech TLC Uniplates ™ : silica gel matrix |  | L × W 5 cm × 20 cm, binder, Organic, fluorescent indicator | Z265543-1PAK | 需要从国外调货，预计到货时间 2015.04.22 | 1,051.83
Z265551 |  | Analtech TLC Uniplates ™ : silica gel matrix |  | L × W 20 cm × 20 cm, binder, Inorganic, fluorescent indicator: No | Z265551-1PAK | 需要从国外调货，预计到货时间 2015.04.22 | 1,785.42
Z265578 |  | Analtech TLC Uniplates ™ : silica gel matrix |  | L × W 20 cm × 20 cm, binder, Inorganic, fluorescent indicator | Z265578-1PAK | 需要从国外调货，预计到货时间 2015.04.22 | 1,785.42
Z265586 |  | Analtech TLC Uniplates ™ : silica gel matrix |  | L × W 10 cm × 20 cm, binder, Inorganic, fluorescent indicator: No | Z265586-1PAK | 需要从国外调货，预计到货时间 2015.04.22 | 1,404.00
Z265594 |  | Analtech TLC Uniplates ™ : silica gel matrix |  | L × W 10 cm × 20 cm, binder, Inorganic, fluorescent indicator | 产品已经停产。联系技术支持
Z274283 |  | Analtech TLC Uniplates ™ : silica gel matrix |  | L × W 10 cm × 20 cm , scored, binder, Inorganic, fluorescent indicator | Z274283-1PAK | 需要从国外调货，预计到货时间 2015.04.22 | 1,647.36
Z265608 |  | Analtech TLC Uniplates ™ : silica gel matrix |  | L × W 5 cm × 20 cm, binder, Inorganic, fluorescent indicator: No | Z265608-1PAK | 需要从国外调货，预计到货时间 2015.04.22 | 1,051.83
Z265616 |  | Analtech TLC Uniplates ™ : silica gel matrix |  | L × W 5 cm × 20 cm, binder, Inorganic, fluorescent indicator | Z265616-1PAK | 需要从国外调货，预计到货时间 2015.04.22 | 1,051.83
Z265764 |  | Analtech TLC Uniplates ™ ：微晶纤维素填料 | Analtech TLC Uniplates ™ : microcrystalline cellulose matrix | L × W 20 cm × 20 cm | Z265764-1PAK | Only 2 left in stock (more on the way) - 详 库存详情： Z265764-1PAK Only 2 left in stock (more on the way) 1 国内现货或即将上架，预计发货 从 Shanghai 2015.04.05 | 1,983.15
Z265772 |  | Analtech TLC Uniplates ™ ：微晶纤维素填料 | Analtech TLC Uniplates ™ : microcrystalline cellulose matrix | L × W 20 cm × 20 cm | Z265772-1PAK | 需要从国外调货，预计到货时间 2015.04.22 | 1,983.15
Z513067 |  | Analtech TLC Uniplates ™ ：微晶纤维素填料 | Analtech TLC Uniplates ™ : microcrystalline cellulose matrix | L × W 20 cm × 20 cm , scored | Z513067-1PAK | 需要从国外调货，预计到货时间 2015.04.22 | 1,890.72
Z513067 |  | Analtech TLC Uniplates ™ ：微晶纤维素填料 | Analtech TLC Uniplates ™ : microcrystalline cellulose matrix | L × W 20 cm × 20 cm , scored | 产品Z513067已经停产；但是尚有库存。请从以下尚有库存的包装规格中选择。
Z513083 |  | Analtech TLC Uniplates ™ ：微晶纤维素填料 | Analtech TLC Uniplates ™ : microcrystalline cellulose matrix | L × W 20 cm × 20 cm , scored | Z513083-1PAK | 需要从国外调货，预计到货时间 2015.04.22 | 1,890.72
Z265780 |  | Analtech TLC Uniplates ™ ：微晶纤维素填料 | Analtech TLC Uniplates ™ : microcrystalline cellulose matrix | L × W 5 cm × 20 cm | 产品已经停产。联系技术支持
Z265799 |  | Analtech TLC Uniplates ™ ：微晶纤维素填料 | Analtech TLC Uniplates ™ : microcrystalline cellulose matrix | L × W 5 cm × 20 cm | Z265799-1PAK | Only 3 left in stock (more on the way) - 详 库存详情： Z265799-1PAK Only 3 left in stock (more on the way) 1 国内现货或即将上架，预计发货 从 Shanghai 2015.04.05 | 1,167.66
Z265659 |  | Analtech TLC Uniplates ™ ：氧化铝基质 | Analtech TLC Uniplates ™ : alumina matrix | L × W 5 cm × 20 cm, binder, Inorganic, fluorescent indicator: No | Z265659-1PAK | 需要从国外调货，预计到货时间 2015.04.22 | 1,167.66
Z265667 |  | Analtech TLC Uniplates ™ ：氧化铝基质 | Analtech TLC Uniplates ™ : alumina matrix | L × W 5 cm × 20 cm | Z265667-1PAK | 需要从国外调货，预计到货时间 2015.04.23 | 1,166.49
Z500550 |  | Analtech TLC Uniplates ™ ：氧化铝基质 | Analtech TLC Uniplates ™ : alumina matrix | L × W 10 cm × 20 cm , scored | Z500550-1PAK | 需要从国外调货，预计到货时间 2015.04.22 | 1,482.39
Z500321 |  | Analtech TLC Uniplates ™ ：氧化铝基质 | Analtech TLC Uniplates ™ : alumina matrix | L × W 10 cm × 20 cm , scored | Z500321-1PAK | 需要从国外调货，预计到货时间 2015.04.22 | 1,482.39
Z500321 |  | Analtech TLC Uniplates ™ ：氧化铝基质 | Analtech TLC Uniplates ™ : alumina matrix | L × W 10 cm × 20 cm , scored | 产品Z500321已经停产；但是尚有库存。请从以下尚有库存的包装规格中选择。
Z265632 |  | Analtech TLC Uniplates ™ ：氧化铝基质 | Analtech TLC Uniplates ™ : alumina matrix | L × W 20 cm × 20 cm | Z265632-1PAK | 需要从国外调货，预计到货时间 2015.04.22 | 1,983.15
Z265640 |  | Analtech TLC Uniplates ™ ：氧化铝基质 | Analtech TLC Uniplates ™ : alumina matrix | L × W 20 cm × 20 cm | Z265640-1PAK | 需要从国外调货，预计到货时间 2015.04.22 | 1,977.30
Z210137 |  | Digi-Block ® heating block |  | For microcentrifuge tubes, no. of holes, 24, for tube diam., 10 mm | 产品已经停产。联系技术支持
Z210153 |  | Digi-Block ® heating block |  | For test tubes, no. of holes, 24, for tube diam., 12 ‑ 13 mm | 产品已经停产。联系技术支持
Z210161 |  | Digi-Block ® heating block |  | For test tubes, no. of holes, 6, for tube diam., 15 ‑ 16 mm | 产品已经停产。联系技术支持
Z210188 |  | Digi-Block ® heating block |  | For test tubes, no. of holes, 6, for tube diam., 20 mm | 产品已经停产。联系技术支持
Z210196 |  | Digi-Block ® heating block |  | For test tubes, no. of holes, 6, for tube diam., 25 mm | 产品已经停产。联系技术支持
Z406090 |  | Digi-Block ® Jr. digital block heater |  | AC input 120 V | 产品已经停产。联系技术支持
Z272655 |  | SET-TEMP ® 316 SS thermocouple probe |  | probe type, K, 316 stainless steel sheath | 产品已经停产。联系技术支持
Z272663 |  | SET-TEMP ® 316 SS thermocouple probe |  | probe type, J, 316 stainless steel sheath | 产品已经停产。联系技术支持
Z272698 |  | SET-TEMP ® 316 SS thermocouple probe |  | probe type, K, PTFE-coated sheath | 产品已经停产。联系技术支持
Z272701 |  | SET-TEMP ® 316 SS thermocouple probe |  | probe type, J, PTFE-coated sheath | 产品已经停产。联系技术支持
Z152994 |  | Thermolyne ® 45500 temperature controller |  | AC input 120 V | 价格与库存信息目前不能提供有问题？联系人技术支持
Z168440 |  | Thermolyne ® Cimarec ® -top hotplate |  | AC input 120 V, plate size 7 in. × 7 in. | 价格与库存信息目前不能提供有问题？联系人技术支持
Z168459 |  | Thermolyne ® Cimarec ® -top hotplate |  | AC input 240 V, plate size 7 in. × 7 in. | Z168459-1EA | 需要从国外调货，预计到货时间 2015.06.03 | 5,646.42
Z168556 |  | Thermolyne ® Cimarec ® -top stirring hotplate |  | AC input 120 V, plate size 4 in. × 4 in. | 价格与库存信息目前不能提供有问题？联系人技术支持
Z168572 |  | Thermolyne ® Cimarec ® -top stirring hotplate |  | AC input 120 V, plate size 7 in. × 7 in. | 价格与库存信息目前不能提供有问题？联系人技术支持
Z168580 |  | Thermolyne ® Cimarec ® -top stirring hotplate |  | AC input 240 V, plate size 7 in. × 7 in. | Z168580-1EA | 需要从国外调货，预计到货时间 2015.04.22 | 8,880.30
Z111007 |  | Thermolyne ® hotplate oven |  |  | 价格与库存信息目前不能提供有问题？联系人技术支持
Z111023 |  | Thermolyne ® micro hotplate |  | AC input 240 V | Z111023-1EA | 需要从国外调货，预计到货时间 2015.04.22 | 3,659.76
Z111023 |  | Thermolyne ® micro hotplate |  | AC input 240 V | 产品Z111023已经停产；但是尚有库存。请从以下尚有库存的包装规格中选择。
Z110957 |  | Thermolyne ® Nuova ™ stirring hotplate |  | AC input 120 V | 价格与库存信息目前不能提供有问题？联系人技术支持
Z509817 |  | Hearth tray for Thermolyne ® benchtop muffle furnace |  | For model FB1300 | Z509817-1EA | 需要从国外调货，预计到货时间 2015.04.22 | 331.11
Z509825 |  | Hearth tray for Thermolyne ® benchtop muffle furnace |  | For model FB1400 | Z509825-1EA | 需要从国外调货，预计到货时间 2015.04.22 | 709.02
Z229725 |  | Thermolyne ® 21100 tube furnace |  | AC input 120 V | 产品已经停产。联系技术支持
Z229733 |  | Thermolyne ® 21100 tube furnace |  | AC input 240 V | 产品已经停产。联系技术支持
Z509795 |  | Thermolyne ® benchtop muffle furnace |  | AC input 240 V | Z509795-1EA | 需要从国外调货，预计到货时间 2015.04.22 | 21,972.60
Z509744 |  | Thermolyne ® benchtop muffle furnace |  | AC input 120 V | 价格与库存信息目前不能提供有问题？联系人技术支持
Z509809 |  | Thermolyne ® benchtop muffle furnace |  | AC input 240 V | 产品已经停产。联系技术支持
Z177571 |  | Scienceware ® filter paper discs for Buchner funnels |  | for 10 1 / 4 in. I.D. | Z177571-100EA | 需要从国外调货，预计到货时间 2015.04.22 | 1,226.16
Z177598 |  | Scienceware ® filter paper discs for Buchner funnels |  | for 18 in. I.D. | Z177598-100EA | 需要从国外调货，预计到货时间 2015.04.22 | 2,286.18
Z177601 |  | Scienceware ® filter paper discs for Buchner funnels |  | for 24 in. I.D. | Z177601-100EA | 需要从国外调货，预计到货时间 2015.04.22 | 2,909.79
Z420603 |  | Scienceware ® filter paper discs for Buchner funnels |  | for 36 in. I.D. | Z420603-1PAK | 需要从国外调货，预计到货时间 2015.04.22 | 11,600.55
Z420328 |  | Coarse porous filter plate for Table-Top Buchner funnels |  | for Z420271 | Z420328-1EA | 需要从国外调货，预计到货时间 2015.04.22 | 3,301.74
Z420395 |  | Coarse porous filter plate for Table-Top Buchner funnels |  | for Z420360 | Z420395-1EA | 需要从国外调货，预计到货时间 2015.04.22 | 7,488.00
Z420476 |  | Coarse porous filter plate for Table-Top Buchner funnels |  | for Z420433 | Z420476-1EA | 需要从国外调货，预计到货时间 2015.04.22 | 13,899.60
Z420565 |  | Coarse porous filter plate for Table-Top Buchner funnels |  | for Z420522 | Z420565-1EA | 需要从国外调货，预计到货时间 2015.04.22 | 27,799.20
Z420336 |  | Medium porous filter plate for Table-Top Buchner funnels |  | for Z420298 | Z420336-1EA | 需要从国外调货，预计到货时间 2015.04.22 | 3,518.19
Z420409 |  | Medium porous filter plate for Table-Top Buchner funnels |  | for Z420379 | Z420409-1EA | 需要从国外调货，预计到货时间 2015.04.22 | 6,189.30
Z420484 |  | Medium porous filter plate for Table-Top Buchner funnels |  | for Z420441 | Z420484-1EA | 需要从国外调货，预计到货时间 2015.04.22 | 14,309.10
Z420573 |  | Medium porous filter plate for Table-Top Buchner funnels |  | for Z420530 | Z420573-1EA | 需要从国外调货，预计到货时间 2015.04.22 | 21,539.70
Z420344 |  | Perforated filter plate for Table-Top Buchner funnels |  | for Z420301 | Z420344-1EA | 需要从国外调货，预计到货时间 2015.04.22 | 2,906.28
Z420417 |  | Perforated filter plate for Table-Top Buchner funnels |  | for Z420387 | Z420417-1EA | 需要从国外调货，预计到货时间 2015.04.22 | 3,479.58
Z420492 |  | Perforated filter plate for Table-Top Buchner funnels |  | for Z420468 | Z420492-1EA | 需要从国外调货，预计到货时间 2015.04.22 | 6,335.55
Z420581 |  | Perforated filter plate for Table-Top Buchner funnels |  | for Z420557 | Z420581-1EA | 需要从国外调货，预计到货时间 2015.04.22 | 9,371.70
Z503231 |  | Funnel holder |  | Double | Z503231-1EA | 需要从国外调货，预计到货时间 2015.04.22 | 287.82
Z419885 |  | Scienceware ® HDPE Buchner funnel |  | capacity 50 mL | Z419885-1EA | 需要从国外调货，预计到货时间 2015.04.22 | 189.54
Z419893 |  | Scienceware ® HDPE Buchner funnel |  | capacity 150 mL | Z419893-1EA | 需要从国外调货，预计到货时间 2015.04.22 | 226.98
Z419907 |  | Scienceware ® HDPE Buchner funnel |  | capacity 250 mL | Z419907-1EA | 需要从国外调货，预计到货时间 2015.04.22 | 331.11
Z419915 |  | Scienceware ® HDPE Buchner funnel |  | capacity 1,000 mL | Z419915-1EA | 需要从国外调货，预计到货时间 2015.04.22 | 448.11
Z178187 |  | Scienceware ® heavy-duty lab-type polypropylene funnel |  | capacity 30 mL | Z178187-6EA | 需要从国外调货，预计到货时间 2015.04.22 | 588.51
Z178195 |  | Scienceware ® heavy-duty lab-type polypropylene funnel |  | capacity 90 mL | Z178195-6EA | 需要从国外调货，预计到货时间 2015.04.22 | 703.17
Z178209 |  | Scienceware ® heavy-duty lab-type polypropylene funnel |  | capacity 180 mL | Z178209-6EA | 需要从国外调货，预计到货时间 2015.04.22 | 809.64
Z178217 |  | Scienceware ® heavy-duty lab-type polypropylene funnel |  | capacity 480 mL | Z178217-3EA | 需要从国外调货，预计到货时间 2015.04.22 | 494.91
Z178225 |  | Scienceware ® heavy-duty lab-type polypropylene funnel |  | capacity 720 mL | Z178225-3EA | 需要从国外调货，预计到货时间 2015.04.22 | 551.07
Z178233 |  | Scienceware ® heavy-duty lab-type polypropylene funnel |  | capacity 3,845 mL | Z178233-1EA | 需要从国外调货，预计到货时间 2015.04.22 | 448.11
Z189812 |  | Scienceware ® industrial and lab funnel |  | white polyethylene, pkg of 1 ea | Z189812-1EA | 需要从国外调货，预计到货时间 2015.04.22 | 1,214.46
Z177342 |  | Scienceware ® micro funnel |  | top I.D. 24 mm, stem diam. 4.5 mm | Z177342-12EA | 需要从国外调货，预计到货时间 2015.04.22 | 362.70
Z177350 |  | Scienceware ® micro funnel |  | top I.D. 28 mm, stem diam. 6 mm | Z177350-12EA | 需要从国外调货，预计到货时间 2015.04.22 | 308.88
Z177369 |  | Scienceware ® micro funnel |  | top I.D. 35 mm, stem diam. 8 mm | Z177369-12EA | 需要从国外调货，预计到货时间 2015.04.22 | 298.35
Z177377 |  | Scienceware ® micro funnel |  | top I.D. 43 mm, stem diam. 8 mm | Z177377-12EA | 需要从国外调货，预计到货时间 2015.04.22 | 625.95
Z118508 |  | Scienceware ® polypropylene powder funnel |  | top I.D. 100 mm, Joint: ST/NS 24/40 | Z118508-1EA | 需要从国外调货，预计到货时间 2015.04.22 | 507.78
Z118516 |  | Scienceware ® polypropylene powder funnel |  | top I.D. 150 mm, Joint: ST/NS 24/40 | Z118516-1EA | 需要从国外调货，预计到货时间 2015.04.22 | 575.64
Z420018 |  | Scienceware ® polypropylene powder funnel |  | top I.D. 65 mm | Z420018-1PAK | 需要从国外调货，预计到货时间 2015.04.22 | 535.86
Z420026 |  | Scienceware ® polypropylene powder funnel |  | top I.D. 80 mm | Z420026-1PAK | 需要从国外调货，预计到货时间 2015.04.22 | 714.87
Z420034 |  | Scienceware ® polypropylene powder funnel |  | top I.D. 100 mm | Z420034-1PAK | 需要从国外调货，预计到货时间 2015.04.22 | 389.61
Z420042 |  | Scienceware ® polypropylene powder funnel |  | top I.D. 150 mm | Z420042-1PAK | 需要从国外调货，预计到货时间 2015.04.22 | 334.62
Z178136 |  | Scienceware ® polypropylene Buchner funnel |  | capacity 75 mL | Z178136-1EA | 需要从国外调货，预计到货时间 2015.04.22 | 171.99
Z178144 |  | Scienceware ® polypropylene Buchner funnel |  | capacity 165 mL | Z178144-1EA | 需要从国外调货，预计到货时间 2015.04.22 | 221.13
Z178152 |  | Scienceware ® polypropylene Buchner funnel |  | capacity 315 mL | Z178152-1EA | 需要从国外调货，预计到货时间 2015.04.22 | 285.48
Z178160 |  | Scienceware ® polypropylene Buchner funnel |  | capacity 875 mL | Z178160-1EA | 需要从国外调货，预计到货时间 2015.04.22 | 836.55
Z104396 |  | Scienceware ® table-top Buchner funnel |  | I.D. 10 1/4 in., porosity coarse, Fixed plate | Z104396-1EA | 需要从国外调货，预计到货时间 2015.04.22 | 4,677.66
Z420263 |  | Scienceware ® table-top Buchner funnel |  | I.D. 10 1/4 in., porosity medium, Fixed plate | Z420263-1EA | 需要从国外调货，预计到货时间 2015.04.22 | 4,742.01
Z420271 |  | Scienceware ® table-top Buchner funnel |  | I.D. 10 1/4 in., porosity coarse, Removable plate | Z420271-1EA | 需要从国外调货，预计到货时间 2015.04.22 | 4,742.01
Z420298 |  | Scienceware ® table-top Buchner funnel |  | I.D. 10 1/4 in., porosity medium, Removable plate | Z420298-1EA | 需要从国外调货，预计到货时间 2015.04.22 | 4,742.01
Z116211 |  | Scienceware ® table-top Buchner funnel |  | I.D. 10 1/4 in., porosity perforated, Fixed plate | Z116211-1EA | 需要从国外调货，预计到货时间 2015.04.22 | 4,742.01
Z420301 |  | Scienceware ® table-top Buchner funnel |  | I.D. 10 1/4 in., porosity perforated, Removable plate | Z420301-1EA | 需要从国外调货，预计到货时间 2015.04.22 | 4,742.01
Z104418 |  | Scienceware ® table-top Buchner funnel |  | I.D. 18 in., porosity coarse, Fixed plate | Z104418-1EA | 需要从国外调货，预计到货时间 2015.04.22 | 11,606.40
Z420352 |  | Scienceware ® table-top Buchner funnel |  | I.D. 18 in., porosity medium, Fixed plate | Z420352-1EA | 需要从国外调货，预计到货时间 2015.04.22 | 11,606.40
Z420360 |  | Scienceware ® table-top Buchner funnel |  | I.D. 18 in., porosity coarse, Removable plate | Z420360-1EA | 需要从国外调货，预计到货时间 2015.04.22 | 11,606.40
Z420379 |  | Scienceware ® table-top Buchner funnel |  | I.D. 18 in., porosity medium, Removable plate | Z420379-1EA | 需要从国外调货，预计到货时间 2015.04.22 | 11,606.40
Z116238 |  | Scienceware ® table-top Buchner funnel |  | I.D. 18 in., porosity perforated, Fixed plate | Z116238-1EA | 需要从国外调货，预计到货时间 2015.04.22 | 10,026.90
Z420387 |  | Scienceware ® table-top Buchner funnel |  | I.D. 18 in., porosity perforated, Removable plate | Z420387-1EA | 需要从国外调货，预计到货时间 2015.04.22 | 10,026.90
Z104426 |  | Scienceware ® table-top Buchner funnel |  | I.D. 24 in., porosity coarse, Fixed plate | Z104426-1EA | 需要从国外调货，预计到货时间 2015.04.22 | 24,125.40
Z420425 |  | Scienceware ® table-top Buchner funnel |  | I.D. 24 in., porosity medium, Fixed plate | Z420425-1EA | 需要从国外调货，预计到货时间 2015.04.22 | 23,212.80
Z420433 |  | Scienceware ® table-top Buchner funnel |  | I.D. 24 in., porosity coarse, Removable plate | Z420433-1EA | 需要从国外调货，预计到货时间 2015.04.22 | 24,125.40
Z420441 |  | Scienceware ® table-top Buchner funnel |  | I.D. 24 in., porosity medium, Removable plate | Z420441-1EA | 需要从国外调货，预计到货时间 2015.04.22 | 24,125.40
Z116246 |  | Scienceware ® table-top Buchner funnel |  | I.D. 24 in., porosity perforated, Fixed plate | Z116246-1EA | 需要从国外调货，预计到货时间 2015.04.22 | 15,912.00
Z420468 |  | Scienceware ® table-top Buchner funnel |  | I.D. 24 in., porosity perforated, Removable plate | Z420468-1EA | 需要从国外调货，预计到货时间 2015.04.22 | 15,912.00
Z420506 |  | Scienceware ® table-top Buchner funnel |  | I.D. 36 in., porosity coarse, Fixed plate | Z420506-1EA | 需要从国外调货，预计到货时间 2015.04.22 | 37,919.70
Z420514 |  | Scienceware ® table-top Buchner funnel |  | I.D. 36 in., porosity medium, Fixed plate | Z420514-1EA | 需要从国外调货，预计到货时间 2015.04.22 | 37,919.70
Z420522 |  | Scienceware ® table-top Buchner funnel |  | I.D. 36 in., porosity coarse, Removable plate | Z420522-1EA | 需要从国外调货，预计到货时间 2015.04.22 | 37,919.70
Z420530 |  | Scienceware ® table-top Buchner funnel |  | I.D. 36 in., porosity medium, Removable plate | Z420530-1EA | 需要从国外调货，预计到货时间 2015.04.22 | 37,919.70
Z420549 |  | Scienceware ® table-top Buchner funnel |  | I.D. 36 in., porosity perforated, Fixed plate | Z420549-1EA | 需要从国外调货，预计到货时间 2015.04.22 | 28,360.80
Z420557 |  | Scienceware ® table-top Buchner funnel |  | I.D. 36 in., porosity perforated, Removable plate | Z420557-1EA | 需要从国外调货，预计到货时间 2015.04.22 | 27,249.30
Z177741 |  | Scienceware ® rotary separatory funnel rack |  | funnel size 500-1,000 mL | Z177741-1EA | 需要从国外调货，预计到货时间 2015.04.22 | 2,536.56
Z105694 |  | Stirring bar retriever |  | Rigid, PE, L 12 in. | Z105694-1EA | 需要从国外调货，预计到货时间 2015.04.22 | 255.06
Z105090 |  | Stirring bar retriever |  | Rigid, PE, L 18 in. | Z105090-1EA | 需要从国外调货，预计到货时间 2015.04.22 | 296.01
Z105708 |  | Stirring bar retriever |  | Flexible, PTFE, L 13 in. | Z105708-1EA | 需要从国外调货，预计到货时间 2015.04.22 | 581.49
Z282448 |  | Spinpak ® stir bar |  | size 1/2 in. × 5/16 in. | Z282448-1EA | 需要从国外调货，预计到货时间 2015.04.22 | 388.44
Z282456 |  | Spinpak ® stir bar |  | size 1 in. × 5/16 in. | Z282456-1EA | 需要从国外调货，预计到货时间 2015.04.22 | 437.58
Z282464 |  | Spinpak ® stir bar |  | size 1 1/2 in. × 5/16 in. | Z282464-1EA | 需要从国外调货，预计到货时间 2015.04.22 | 501.93
Z282472 |  | Spinpak ® stir bar |  | size 2 in. × 5/16 in. | Z282472-1EA | 需要从国外调货，预计到货时间 2015.04.22 | 520.65
Z189847 |  | Spinplus ® magnetic stirring bar |  | size 3/8 in. × 3/8 in. | Z189847-1EA | 需要从国外调货，预计到货时间 2015.04.22 | 169.65
Z189855 |  | Spinplus ® magnetic stirring bar |  | size 3/4 in. × 3/4 in. | Z189855-1EA | 需要从国外调货，预计到货时间 2015.04.22 | 190.71
Z189863 |  | Spinplus ® magnetic stirring bar |  | size 1 in. × 1 in. | Z189863-1EA | 需要从国外调货，预计到货时间 2015.04.22 | 203.58
Z189871 |  | Spinplus ® magnetic stirring bar |  | size 1 1/4 in. × 1 1/4 in. | Z189871-1EA | 需要从国外调货，预计到货时间 2015.04.22 | 232.83
Z189898 |  | Spinplus ® magnetic stirring bar |  | size 1 1/2 in. × 1 1/2 in. | Z189898-1EA | 需要从国外调货，预计到货时间 2015.04.22 | 255.06
Z282413 |  | Spinplus ® Spinbar ® assortment |  | PTFE-coated | Z282413-1EA | 需要从国外调货，预计到货时间 2015.04.22 | 1,158.30
Z284106 |  | Spinring ® magnetic stirring bar |  | size 1/2 in. × 5/16 in. | Z284106-1EA | 需要从国外调货，预计到货时间 2015.04.22 | 565.11
Z284114 |  | Spinring ® magnetic stirring bar |  | size 1 in. × 5/16 in. | Z284114-1EA | 需要从国外调货，预计到货时间 2015.04.22 | 643.50
Z284122 |  | Spinring ® magnetic stirring bar |  | size 1 1/2 in. × 5/16 in. | Z284122-1EA | 需要从国外调货，预计到货时间 2015.04.22 | 663.39
Z284130 |  | Spinring ® magnetic stirring bar |  | size 2 in. × 5/16 in. | Z284130-1EA | 需要从国外调货，预计到货时间 2015.04.22 | 717.21
Z284203 |  | Spinstar ® magnetic stirring bar |  | fits beaker size, 100 mL | Z284203-1EA | 需要从国外调货，预计到货时间 2015.04.22 | 673.92
Z284211 |  | Spinstar ® magnetic stirring bar |  | fits beaker size, 250 mL | Z284211-1EA | 需要从国外调货，预计到货时间 2015.04.22 | 829.53
Z284238 |  | Spinstar ® magnetic stirring bar |  | fits beaker size, 400 mL | Z284238-1EA | 需要从国外调货，预计到货时间 2015.04.22 | 878.67
Z284181 |  | Spinvane ® magnetic stirring bar |  | for centrifuge tubes | Z284181-5EA | 需要从国外调货，预计到货时间 2015.04.22 | 920.79
Z115169 |  | Spinvane ® magnetic stirring bar |  | for 0.3 - 2mL vials | Z115169-6EA | 需要从国外调货，预计到货时间 2015.04.22 | 835.38
Z115177 |  | Spinvane ® magnetic stirring bar |  | for 3-5 mL tubes | Z115177-6EA | 需要从国外调货，预计到货时间 2015.04.22 | 835.38
Z284076 |  | Double Spinfin ® magnetic stirring bar |  | size 12.7 mm × 12.7 mm | Z284076-1EA | 需要从国外调货，预计到货时间 2015.04.22 | 311.22
Z284084 |  | Double Spinfin ® magnetic stirring bar |  | size 19 mm × 16 mm | Z284084-1EA | 需要从国外调货，预计到货时间 2015.04.22 | 365.04
Z284092 |  | Double Spinfin ® magnetic stirring bar |  | size 25 mm × 22 mm | Z284092-1EA | 需要从国外调货，预计到货时间 2015.04.22 | 388.44
Z162159 |  | Spinfin ® magnetic stirring bar |  | diam. 10 mm | Z162159-1PAK | 需要从国外调货，预计到货时间 2015.04.22 | 332.28
Z503665 |  | Scienceware ® electrode rack |  | holds 8 electrodes in 2 rows of 4 up to 20 mm in diameter | Z503665-1EA | 需要从国外调货，预计到货时间 2015.04.22 | 835.38
Z177911 |  | Scienceware ® chemical spoons |  | L 15 cm | Z177911-2EA | 需要从国外调货，预计到货时间 2015.04.22 | 581.49
Z177938 |  | Scienceware ® chemical spoons |  | L 18 cm | Z177938-2EA | Only 1 left in stock (more on the way) - 详 库存详情： Z177938-2EA Only 1 left in stock (more on the way) 1 国内现货或即将上架，预计发货 从 Shanghai 2015.04.05 | 654.03
Z177946 |  | Scienceware ® chemical spoons |  | L 21 cm | Z177946-2EA | 需要从国外调货，预计到货时间 2015.04.22 | 753.48
Z177954 |  | Scienceware ® chemical spoons |  | L 25 cm | Z177954-2EA | 需要从国外调货，预计到货时间 2015.04.22 | 810.81
Z177962 |  | Scienceware ® chemical spoons |  | L 30 cm | Z177962-2EA | 需要从国外调货，预计到货时间 2015.04.22 | 861.12
Z225118 |  | Large lab spoon |  | stainless steel, L 12 in. | Z225118-1EA | 需要从国外调货，预计到货时间 2015.04.22 | 907.92
Z115282 |  | PTFE-coated spatulas |  | Tapered to 1/8 in., L 7 1/4 in. | Z115282-2EA | 需要从国外调货，预计到货时间 2015.04.22 | 851.76
Z115258 |  | PTFE-coated spatulas |  | Tapered to 1/8 in., L 8 1/4 in. | Z115258-2EA | 需要从国外调货，预计到货时间 2015.04.22 | 483.21
Z115274 |  | PTFE-coated spatulas |  | Square-cut, L 7 1/4 in. | Z115274-2EA | 需要从国外调货，预计到货时间 2015.04.22 | 898.56
Z675431 |  | Sterile economy sample spoon |  | 1.25 mL | Z675431-100EA | 需要从国外调货，预计到货时间 2015.04.22 | 1,074.06
Z675458 |  | Sterile economy sample spoon |  | 2.5 mL | Z675458-100EA | 需要从国外调货，预计到货时间 2015.04.22 | 1,074.06
Z675466 |  | Sterile economy sample spoon |  | 5 mL | Z675466-100EA | 需要从国外调货，预计到货时间 2015.04.22 | 1,074.06
Z675474 |  | Sterile economy sample spoon |  | 8 mL | Z675474-100EA | 需要从国外调货，预计到货时间 2015.04.22 | 1,074.06
Z675482 |  | Sterile economy sample spoon |  | 20 mL | Z675482-100EA | 需要从国外调货，预计到货时间 2015.04.22 | 1,074.06
Z177849 |  | Scienceware ® Ellipso-Spoon ® sampler |  | L 15 cm | Z177849-1EA | 需要从国外调货，预计到货时间 2015.04.22 | 423.54
Z177857 |  | Scienceware ® Ellipso-Spoon ® sampler |  | L 18 cm | Z177857-1EA | 需要从国外调货，预计到货时间 2015.04.22 | 441.09
Z177865 |  | Scienceware ® Ellipso-Spoon ® sampler |  | L 21 cm | Z177865-1EA | 需要从国外调货，预计到货时间 2015.04.22 | 466.83
Z177407 |  | Scienceware ® polypropylene scoops |  | capacity 22 mL | Z177407-12EA | 需要从国外调货，预计到货时间 2015.04.17 | 146.25
Z177415 |  | Scienceware ® polypropylene scoops |  | capacity 50 mL | Z177415-12EA | 需要从国外调货，预计到货时间 2015.04.22 | 482.04
Z177423 |  | Scienceware ® polypropylene scoops |  | capacity 75 mL | Z177423-12EA | 需要从国外调货，预计到货时间 2015.04.22 | 466.83
Z177431 |  | Scienceware ® polypropylene scoops |  | capacity 100 mL | Z177431-12EA | 需要从国外调货，预计到货时间 2015.04.22 | 365.04
Z177458 |  | Scienceware ® polypropylene scoops |  | capacity 200 mL | Z177458-12EA | Only 1 left in stock (more on the way) - 详 库存详情： Z177458-12EA Only 1 left in stock (more on the way) 1 国内现货或即将上架，预计发货 从 Shanghai 2015.04.05 | 482.04
Z177466 |  | Scienceware ® polypropylene scoops |  | capacity 1,100 mL | Z177466-6EA | 需要从国外调货，预计到货时间 2015.04.22 | 544.05
Z225142 |  | Scienceware ® long-handled scraper |  | reaches deep inside glass vessels without scratching | Z225142-1EA | 需要从国外调货，预计到货时间 2015.04.22 | 1,785.42
Z500038 |  | Scienceware ® scraper |  | red high-density polyethylene, handle L 10 in. | Z500038-1EA | 需要从国外调货，预计到货时间 2015.04.22 | 804.96
Z500046 |  | Scienceware ® scraper |  | red high-density polyethylene, handle L 36 in. | Z500046-1EA | 需要从国外调货，预计到货时间 2015.05.05 | 1,262.43
Z500054 |  | Scienceware ® scraper |  | red high-density polyethylene, handle L 72 in. | Z500054-1EA | 需要从国外调货，预计到货时间 2015.04.22 | 1,553.76
Z500062 |  | Scienceware ® scraper |  | white low-density polyethylene, handle L 10 in. | Z500062-1EA | 需要从国外调货，预计到货时间 2015.04.22 | 804.96
Z500070 |  | Scienceware ® scraper |  | white low-density polyethylene, handle L 36 in. | Z500070-1EA | 需要从国外调货，预计到货时间 2015.04.22 | 1,262.43
Z500089 |  | Scienceware ® scraper |  | white low-density polyethylene, handle L 72 in. | Z500089-1EA | 需要从国外调货，预计到货时间 2015.04.22 | 1,553.76
Z118893 |  | Circulus ™ stirring bars |  | white, L 32 mm | Z118893-1EA | 需要从国外调货，预计到货时间 2015.04.22 | 243.36
Z118893 |  | Circulus ™ stirring bars |  | white, L 32 mm | Z118893-5EA | 需要从国外调货，预计到货时间 2015.04.22 | 1,214.46
Z118907 |  | Circulus ™ stirring bars |  | white, L 52 mm | Z118907-1EA | 需要从国外调货，预计到货时间 2015.04.22 | 270.27
Z118907 |  | Circulus ™ stirring bars |  | white, L 52 mm | Z118907-5EA | 需要从国外调货，预计到货时间 2015.04.22 | 1,352.52
Z420255 |  | Komet ™ magnetic stirring bar |  | Octagonal, L × diam. 50 mm × 21 mm, PTFE-coated | Z420255-1EA | 需要从国外调货，预计到货时间 2015.04.22 | 1,614.60
Z683302 |  | Binder drying oven ED series |  | ED 23, RS422 interface, AC input 110 V | 价格与库存信息目前不能提供有问题？联系人技术支持
Z683310 |  | Binder drying oven ED series |  | ED 53, RS422 interface, AC input 110 V | 价格与库存信息目前不能提供有问题？联系人技术支持
Z683329 |  | Binder drying oven ED series |  | ED 115, RS422 interface, AC input 110 V | 价格与库存信息目前不能提供有问题？联系人技术支持
Z683337 |  | Binder vacuum drying oven VD series |  | VD 23, AC input 110 V | 价格与库存信息目前不能提供有问题？联系人技术支持
BR90224 |  | BRAND ® ETFE beaker with spout, low form |  | volume 25 mL, with graduation | BR90224-1EA | 需要从国外调货，预计到货时间 2015.04.09 | 156.78 117.59
BR90228 |  | BRAND ® ETFE beaker with spout, low form |  | volume 50 mL, with graduation | BR90228-1EA | 需要从国外调货，预计到货时间 2015.04.09 | 195.39 146.54
BR90248 |  | BRAND ® ETFE beaker with spout, low form |  | volume 250 mL, with graduation | BR90248-1EA | 需要从国外调货，预计到货时间 2015.04.09 | 491.40 368.55
BR90252 |  | BRAND ® ETFE beaker with spout, low form |  | volume 400 mL, with graduation | BR90252-1EA | 需要从国外调货，预计到货时间 2015.04.09 | 691.47 518.60
BR90254 |  | BRAND ® ETFE beaker with spout, low form |  | volume 500 mL, with graduation | BR90254-1EA | 需要从国外调货，预计到货时间 2015.04.09 | 804.96 603.72
BR90256 |  | BRAND ® ETFE beaker with spout, low form |  | volume 600 mL, with graduation | BR90256-1EA | 需要从国外调货，预计到货时间 2015.04.09 | 936.00 702.00
BR90262 |  | BRAND ® ETFE beaker with spout, low form |  | volume 1000 mL, with graduation | BR90262-1EA | 需要从国外调货，预计到货时间 2015.04.09 | 1,333.80 1,000.35
BR90238 |  | BRAND ® ETFE beaker with spout, low form |  | volume 100 mL, with graduation | BR90238-1EA | 需要从国外调货，预计到货时间 2015.04.09 | 286.65 214.99
BR91212 |  | BRAND ® glass beaker with spout, low form |  | volume 10 mL, without graduation | BR91212-10EA | 需要从国外调货，预计到货时间 2015.04.09 | 1,806.48 1,354.86
BR91224 |  | BRAND ® glass beaker with spout, low form |  | volume 100 mL, with graduation | BR91224-10EA | 需要从国外调货，预计到货时间 2015.04.28 | 1,457.82 1,093.37
BR91254 |  | BRAND ® glass beaker with spout, low form |  | volume 1000 mL, with graduation | BR91254-10EA | 需要从国外调货，预计到货时间 2015.04.28 | 3,527.55 2,645.66
BR91229 |  | BRAND ® glass beaker with spout, low form |  | volume 150 mL, with graduation | BR91229-10EA | 需要从国外调货，预计到货时间 2015.04.09 | 1,522.17 1,141.63
BR91214 |  | BRAND ® glass beaker with spout, low form |  | volume 25 mL, with graduation | BR91214-10EA | 需要从国外调货，预计到货时间 2015.04.28 | 1,477.71 1,108.28
BR91236 |  | BRAND ® glass beaker with spout, low form |  | volume 250 mL, with graduation | BR91236-10EA | 需要从国外调货，预计到货时间 2015.04.28 | 1,586.52 1,189.89
BR91268 |  | BRAND ® glass beaker with spout, low form |  | volume 3000 mL, with graduation | BR91268-4EA | 需要从国外调货，预计到货时间 2015.04.09 | 4,343.04 3,257.28
BR91241 |  | BRAND ® glass beaker with spout, low form |  | volume 400 mL, with graduation | BR91241-10EA | 需要从国外调货，预计到货时间 2015.04.09 | 1,887.21 1,415.41
BR91210 |  | BRAND ® glass beaker with spout, low form |  | volume 5 mL, without graduation | BR91210-10EA | 需要从国外调货，预计到货时间 2015.04.09 | 1,620.45 1,215.34
BR91273 |  | BRAND ® glass beaker with spout, low form |  | volume 5000 mL, with graduation | BR91273-1EA | 需要从国外调货，预计到货时间 2015.04.28 | 1,765.53 1,324.15
BR91248 |  | BRAND ® glass beaker with spout, low form |  | volume 600 mL, with graduation | BR91248-10EA | 需要从国外调货，预计到货时间 2015.04.28 | 2,244.06 1,683.05
BR91253 |  | BRAND ® glass beaker with spout, low form |  | volume 800 mL, with graduation | BR91253-10EA | 需要从国外调货，预计到货时间 2015.04.09 | 3,063.06 2,297.30
BR91263 |  | BRAND ® glass beaker with spout, low form |  | volume 2000 mL, with graduation | BR91263-10EA | 需要从国外调货，预计到货时间 2015.04.28 | 6,060.60 4,545.45
BR91217 |  | BRAND ® glass beaker with spout, low form |  | volume 50 mL, with graduation | BR91217-10EA | 需要从国外调货，预计到货时间 2015.04.28 | 1,447.29 1,085.47
BR90617 |  | BRAND ® glass beaker with spout, tall form |  | volume 50 mL, with graduation | BR90617-10EA | 需要从国外调货，预计到货时间 2015.04.09 | 1,457.82 1,093.37
BR90624 |  | BRAND ® glass beaker with spout, tall form |  | volume 100 mL, with graduation | BR90624-10EA | 需要从国外调货，预计到货时间 2015.04.09 | 1,477.71 1,108.28
BR90636 |  | BRAND ® glass beaker with spout, tall form |  | volume 250 mL, with graduation | BR90636-10EA | 需要从国外调货，预计到货时间 2015.04.09 | 1,666.08 1,249.56
BR90641 |  | BRAND ® glass beaker with spout, tall form |  | volume 400 mL, with graduation | BR90641-10EA | 需要从国外调货，预计到货时间 2015.04.09 | 1,977.30 1,482.98
BR90648 |  | BRAND ® glass beaker with spout, tall form |  | volume 600 mL, with graduation | BR90648-10EA | 需要从国外调货，预计到货时间 2015.04.09 | 2,325.96 1,744.47
BR90653 |  | BRAND ® glass beaker with spout, tall form |  | volume 800 mL, with graduation | BR90653-10EA | 需要从国外调货，预计到货时间 2015.04.09 | 3,237.39 2,428.04
BR90654 |  | BRAND ® glass beaker with spout, tall form |  | volume 1000 mL, with graduation | BR90654-10EA | 需要从国外调货，预计到货时间 2015.04.09 | 3,660.93 2,745.70
BR90668 |  | BRAND ® glass beaker with spout, tall form |  | volume 3000 mL, with graduation | BR90668-2EA | 需要从国外调货，预计到货时间 2015.04.09 | 2,678.13 2,008.60
BR90629 |  | BRAND ® glass beaker with spout, tall form |  | volume 150 mL, with graduation | BR90629-10EA | 需要从国外调货，预计到货时间 2015.04.09 | 1,601.73 1,201.30
BR90663 |  | BRAND ® glass beaker with spout, tall form |  | volume 2000 mL, with graduation | BR90663-10EA | 需要从国外调货，预计到货时间 2015.04.09 | 6,649.11 4,986.83
BR90120 |  | BRAND ® Griffin beaker with spout |  | low form, PFA, volume 25 mL | BR90120-1EA | 需要从国外调货，预计到货时间 2015.04.09 | 304.20 228.15
BR90128 |  | BRAND ® Griffin beaker with spout |  | low form, PFA, volume 50 mL | BR90128-1EA | 需要从国外调货，预计到货时间 2015.04.28 | 372.06 279.05
BR90138 |  | BRAND ® Griffin beaker with spout |  | low form, PFA, volume 100 mL | BR90138-1EA | 需要从国外调货，预计到货时间 2015.04.09 | 518.31 388.73
BR90154 |  | BRAND ® Griffin beaker with spout |  | low form, PFA, volume 500 mL | BR90154-1EA | 需要从国外调货，预计到货时间 2015.04.09 | 1,340.82 1,005.62
BR90162 |  | BRAND ® Griffin beaker with spout |  | low form, PFA, volume 1000 mL | BR90162-1EA | 需要从国外调货，预计到货时间 2015.04.09 | 2,377.44 1,783.08
BR90148 |  | BRAND ® Griffin beaker with spout |  | low form, PFA, volume 250 mL | BR90148-1EA | 需要从国外调货，预计到货时间 2015.04.09 | 864.63 648.47
BR87508 |  | BRAND ® PMP beaker with spout, low form |  | volume 100 mL, blue graduation | BR87508-12EA | 需要从国外调货，预计到货时间 2015.04.09 | 526.50 394.88
BR87708 |  | BRAND ® PMP beaker with spout, low form |  | volume 100 mL, graduation embossed | BR87708-12EA | 需要从国外调货，预计到货时间 2015.04.09 | 532.35 399.26
BR87520 |  | BRAND ® PMP beaker with spout, low form |  | volume 1000 mL, blue graduation | BR87520-6EA | 需要从国外调货，预计到货时间 2015.04.09 | 834.21 625.66
BR87720 |  | BRAND ® PMP beaker with spout, low form |  | volume 1000 mL, graduation embossed | BR87720-6EA | 需要从国外调货，预计到货时间 2015.04.09 | 816.66 612.50
BR87510 |  | BRAND ® PMP beaker with spout, low form |  | volume 150 mL, blue graduation | BR87510-12EA | 需要从国外调货，预计到货时间 2015.04.09 | 689.13 516.85
BR87710 |  | BRAND ® PMP beaker with spout, low form |  | volume 150 mL, graduation embossed | BR87710-12EA | 需要从国外调货，预计到货时间 2015.04.09 | 634.14 475.61
BR87722 |  | BRAND ® PMP beaker with spout, low form |  | volume 2000 mL, graduation embossed | BR87722-6EA | 需要从国外调货，预计到货时间 2015.04.09 | 1,392.30 1,044.23
BR87504 |  | BRAND ® PMP beaker with spout, low form |  | volume 25 mL, blue graduation | BR87504-12EA | 需要从国外调货，预计到货时间 2015.04.09 | 333.45 250.09
BR87704 |  | BRAND ® PMP beaker with spout, low form |  | volume 25 mL, graduation embossed | BR87704-12EA | 需要从国外调货，预计到货时间 2015.04.09 | 321.75 241.31
BR87512 |  | BRAND ® PMP beaker with spout, low form |  | volume 250 mL, blue graduation | BR87512-6EA | 需要从国外调货，预计到货时间 2015.04.09 | 356.85 267.64
BR87712 |  | BRAND ® PMP beaker with spout, low form |  | volume 250 mL, graduation embossed | BR87712-6EA | 需要从国外调货，预计到货时间 2015.04.09 | 333.45 250.09
BR87724 |  | BRAND ® PMP beaker with spout, low form |  | volume 3000 mL, graduation embossed | BR87724-4EA | 需要从国外调货，预计到货时间 2015.04.09 | 1,652.04 1,239.03
BR87514 |  | BRAND ® PMP beaker with spout, low form |  | volume 400 mL, blue graduation | BR87514-6EA | 需要从国外调货，预计到货时间 2015.04.09 | 473.85 355.39
BR87714 |  | BRAND ® PMP beaker with spout, low form |  | volume 400 mL, graduation embossed | BR87714-6EA | 需要从国外调货，预计到货时间 2015.04.09 | 455.13 341.35
BR87506 |  | BRAND ® PMP beaker with spout, low form |  | volume 50 mL, blue graduation | BR87506-12EA | 需要从国外调货，预计到货时间 2015.04.09 | 444.60 333.45
BR87706 |  | BRAND ® PMP beaker with spout, low form |  | volume 50 mL, graduation embossed | BR87706-12EA | 需要从国外调货，预计到货时间 2015.04.09 | 432.90 324.68
BR87516 |  | BRAND ® PMP beaker with spout, low form |  | volume 500 mL, blue graduation | BR87516-6EA | 需要从国外调货，预计到货时间 2015.04.09 | 537.03 402.77
BR87526 |  | BRAND ® PMP beaker with spout, low form |  | volume 5000 mL, blue graduation | BR87526-4EA | 需要从国外调货，预计到货时间 2015.04.09 | 2,260.44 1,695.33
BR87726 |  | BRAND ® PMP beaker with spout, low form |  | volume 5000 mL, graduation embossed | BR87726-4EA | 需要从国外调货，预计到货时间 2015.04.09 | 2,235.87 1,676.90
BR87518 |  | BRAND ® PMP beaker with spout, low form |  | volume 600 mL, blue graduation | BR87518-6EA | 需要从国外调货，预计到货时间 2015.04.09 | 592.02 444.02
BR87718 |  | BRAND ® PMP beaker with spout, low form |  | volume 10 mL, graduation embossed | BR87718-6EA | 需要从国外调货，预计到货时间 2015.04.09 | 554.58 415.94
BR87502 |  | BRAND ® PMP beaker with spout, low form |  | volume 10 mL, blue graduation | BR87502-12EA | 需要从国外调货，预计到货时间 2015.04.09 | 322.92 242.19
BR87522 |  | BRAND ® PMP beaker with spout, low form |  | volume 2000 mL, blue graduation | BR87522-6EA | 需要从国外调货，预计到货时间 2015.04.09 | 1,416.87 1,062.65
BR87524 |  | BRAND ® PMP beaker with spout, low form |  | volume 3000 mL, blue graduation | BR87524-4EA | 需要从国外调货，预计到货时间 2015.04.09 | 1,678.95 1,259.21
BR87716 |  | BRAND ® PMP beaker with spout, low form |  | volume 500 mL, graduation embossed | BR87716-6EA | 需要从国外调货，预计到货时间 2015.04.09 | 519.48 389.61
BR87616 |  | BRAND ® PP beaker with spout, low form |  | volume 500 mL, blue graduation | BR87616-6EA | 需要从国外调货，预计到货时间 2015.04.09 | 313.56 235.17
BR87816 |  | BRAND ® PP beaker with spout, low form |  | volume 500 mL, graduation embossed | BR87816-6EA | 需要从国外调货，预计到货时间 2015.04.09 | 304.20 228.15
BR87826 |  | BRAND ® PP beaker with spout, low form |  | volume 5000 mL, graduation embossed | BR87826-4EA | 需要从国外调货，预计到货时间 2015.04.09 | 1,427.40 1,070.55
BR87618 |  | BRAND ® PP beaker with spout, low form |  | volume 600 mL, blue graduation | BR87618-6EA | 需要从国外调货，预计到货时间 2015.04.09 | 327.60 245.70
BR87818 |  | BRAND ® PP beaker with spout, low form |  | volume 600 mL, graduation embossed | BR87818-6EA | 需要从国外调货，预计到货时间 2015.04.09 | 307.71 230.78
BR87602 |  | BRAND ® PP beaker with spout, low form |  | volume 10 mL, blue graduation | BR87602-12EA | 需要从国外调货，预计到货时间 2015.04.09 | 285.48 214.11
BR87608 |  | BRAND ® PP beaker with spout, low form |  | volume 100 mL, blue graduation | BR87608-12EA | 需要从国外调货，预计到货时间 2015.04.09 | 333.45 250.09
BR87620 |  | BRAND ® PP beaker with spout, low form |  | volume 1000 mL, blue graduation | BR87620-6EA | 需要从国外调货，预计到货时间 2015.04.09 | 473.85 355.39
BR87820 |  | BRAND ® PP beaker with spout, low form |  | volume 1000 mL, graduation embossed | BR87820-6EA | 需要从国外调货，预计到货时间 2015.04.28 | 455.13 341.35
BR87610 |  | BRAND ® PP beaker with spout, low form |  | volume 150 mL, blue graduation | BR87610-12EA | 需要从国外调货，预计到货时间 2015.04.09 | 420.03 315.02
BR87810 |  | BRAND ® PP beaker with spout, low form |  | volume 150 mL, graduation embossed | BR87810-12EA | 需要从国外调货，预计到货时间 2015.04.09 | 347.49 260.62
BR87622 |  | BRAND ® PP beaker with spout, low form |  | volume 2000 mL, blue graduation | BR87622-6EA | 需要从国外调货，预计到货时间 2015.04.09 | 834.21 625.66
BR87604 |  | BRAND ® PP beaker with spout, low form |  | volume 25 mL, blue graduation | BR87604-12EA | 需要从国外调货，预计到货时间 2015.04.09 | 281.97 211.48
BR87804 |  | BRAND ® PP beaker with spout, low form |  | volume 25 mL, graduation embossed | BR87804-12EA | 需要从国外调货，预计到货时间 2015.04.09 | 235.17 176.38
BR87612 |  | BRAND ® PP beaker with spout, low form |  | volume 250 mL, blue graduation | BR87612-6EA | 需要从国外调货，预计到货时间 2015.04.09 | 222.30 166.73
BR87812 |  | BRAND ® PP beaker with spout, low form |  | volume 250 mL, graduation embossed | BR87812-6EA | 需要从国外调货，预计到货时间 2015.04.09 | 193.05 144.79
BR87624 |  | BRAND ® PP beaker with spout, low form |  | volume 3000 mL, blue graduation | BR87624-4EA | 需要从国外调货，预计到货时间 2015.04.09 | 1,113.84 835.38
BR87614 |  | BRAND ® PP beaker with spout, low form |  | volume 400 mL, blue graduation | BR87614-6EA | 需要从国外调货，预计到货时间 2015.04.09 | 304.20 228.15
BR87814 |  | BRAND ® PP beaker with spout, low form |  | volume 400 mL, graduation embossed | BR87814-6EA | 需要从国外调货，预计到货时间 2015.04.09 | 276.12 207.09
BR87606 |  | BRAND ® PP beaker with spout, low form |  | volume 50 mL, blue graduation | BR87606-12EA | 需要从国外调货，预计到货时间 2015.04.09 | 298.35 223.76
BR87806 |  | BRAND ® PP beaker with spout, low form |  | volume 50 mL, graduation embossed | BR87806-12EA | 需要从国外调货，预计到货时间 2015.04.09 | 246.87 185.15
BR87808 |  | BRAND ® PP beaker with spout, low form |  | volume 100 mL, graduation embossed | BR87808-12EA | 需要从国外调货，预计到货时间 2015.04.09 | 298.35 223.76
BR87822 |  | BRAND ® PP beaker with spout, low form |  | volume 2000 mL, graduation embossed | BR87822-6EA | 需要从国外调货，预计到货时间 2015.04.28 | 816.66 612.50
BR87824 |  | BRAND ® PP beaker with spout, low form |  | volume 3000 mL, graduation embossed | BR87824-4EA | 需要从国外调货，预计到货时间 2015.04.09 | 1,088.10 816.08
BR87626 |  | BRAND ® PP beaker with spout, low form |  | volume 5000 mL, blue graduation | BR87626-4EA | 需要从国外调货，预计到货时间 2015.04.09 | 1,460.16 1,095.12
BR758902 |  | BRAND ® press-on lid for urine beaker |  | PE, red | BR758902-1000EA | 需要从国外调货，预计到货时间 2015.04.09 | 10,772.19 8,079.14
BR758910 |  | BRAND ® urine beaker |  | polypropylene, capacity 125 mL , screw cap, sterile | BR758910-240EA | 需要从国外调货，预计到货时间 2015.04.09 | 2,292.03 1,719.02
BR758901 |  | BRAND ® urine beaker |  | capacity 125 mL | BR758901-1000EA | 需要从国外调货，预计到货时间 2015.04.09 | 1,614.60 1,210.95
BR758900 |  | BRAND ® urine beaker |  | PLASTIBRAND ™ , polypropylene, capacity 125 mL | BR758900-1000EA | 需要从国外调货，预计到货时间 2015.04.09 | 2,943.72 2,207.79
BR758905 |  | BRAND ® urine beaker |  | polypropylene, capacity 125 mL , screw cap, non-sterile | BR758905-1000EA | 需要从国外调货，预计到货时间 2015.04.09 | 3,539.25 2,654.44
Z322768 |  | BRAND ® beaker, PMP |  | capacity 25 mL, embossed scale | Z322768-5EA | 需要从国外调货，预计到货时间 2015.04.22 | 238.68 179.01
Z322768 |  | BRAND ® beaker, PMP |  | capacity 25 mL, embossed scale | 产品Z322768已经停产；但是尚有库存。请从以下尚有库存的包装规格中选择。
Z322423 |  | BRAND ® beaker, PP |  | capacity 100 mL, blue scale | Z322423-5EA | 需要从国外调货，预计到货时间 2015.04.22 | 201.24 150.93
Z322423 |  | BRAND ® beaker, PP |  | capacity 100 mL, blue scale | 产品Z322423已经停产；但是尚有库存。请从以下尚有库存的包装规格中选择。
Z322458 |  | BRAND ® beaker, PP |  | capacity 250 mL, blue scale | Z322458-5EA | 需要从国外调货，预计到货时间 2015.04.22 | 293.67 220.25
Z322458 |  | BRAND ® beaker, PP |  | capacity 250 mL, blue scale | 产品Z322458已经停产；但是尚有库存。请从以下尚有库存的包装规格中选择。
Z322474 |  | BRAND ® beaker, PP |  | capacity 400 mL, blue scale | Z322474-5EA | 需要从国外调货，预计到货时间 2015.04.22 | 383.76 287.82
Z322474 |  | BRAND ® beaker, PP |  | capacity 400 mL, blue scale | 产品Z322474已经停产；但是尚有库存。请从以下尚有库存的包装规格中选择。
Z322601 |  | BRAND ® beaker, PP |  | capacity 5,000 mL, blue scale | Z322601-5EA | 需要从国外调货，预计到货时间 2015.04.22 | 2,082.60 1,561.95
Z322601 |  | BRAND ® beaker, PP |  | capacity 5,000 mL, blue scale | 产品Z322601已经停产；但是尚有库存。请从以下尚有库存的包装规格中选择。
Z322636 |  | BRAND ® beaker, PTFE, low form |  | capacity 5 mL | Z322636-1EA | 需要从国外调货，预计到货时间 2015.04.09 | 186.03 139.52
Z322644 |  | BRAND ® beaker, PTFE, low form |  | capacity 10 mL | Z322644-1EA | 需要从国外调货，预计到货时间 2015.04.09 | 226.98 170.24
Z322652 |  | BRAND ® beaker, PTFE, low form |  | capacity 25 mL | Z322652-1EA | 需要从国外调货，预计到货时间 2015.04.09 | 274.95 206.21
Z322660 |  | BRAND ® beaker, PTFE, low form |  | capacity 50 mL | Z322660-1EA | 需要从国外调货，预计到货时间 2015.04.28 | 325.26 243.95
Z322679 |  | BRAND ® beaker, PTFE, low form |  | capacity 100 mL | Z322679-1EA | 需要从国外调货，预计到货时间 2015.04.09 | 365.04 273.78
Z322687 |  | BRAND ® beaker, PTFE, low form |  | capacity 150 mL | Z322687-1EA | 需要从国外调货，预计到货时间 2015.04.22 | 535.86 401.90
Z322695 |  | BRAND ® beaker, PTFE, low form |  | capacity 250 mL | Z322695-1EA | 需要从国外调货，预计到货时间 2015.04.09 | 675.09 506.32
Z322709 |  | BRAND ® beaker, PTFE, low form |  | capacity 400 mL | Z322709-1EA | 需要从国外调货，预计到货时间 2015.04.09 | 931.32 698.49
Z322717 |  | BRAND ® beaker, PTFE, low form |  | capacity 500 mL | Z322717-1EA | 需要从国外调货，预计到货时间 2015.04.09 | 1,031.94 773.96
Z322733 |  | BRAND ® beaker, PTFE, low form |  | capacity 1,000 mL | Z322733-1EA | 需要从国外调货，预计到货时间 2015.04.09 | 2,045.16 1,533.87
Z322741 |  | BRAND ® beaker, PTFE, low form |  | capacity 2,000 mL | Z322741-1EA | 需要从国外调货，预计到货时间 2015.04.28 | 4,543.11 3,407.33
BR40804 |  | BRAND ® graduated beaker with handle and spout |  | polypropylene, graduation, blue, 100 mL, accuracy: 2 mL | BR40804-24EA | 需要从国外调货，预计到货时间 2015.04.09 | 817.83 613.37
BR41008 |  | BRAND ® graduated beaker with handle and spout |  | polypropylene, graduation, embossed, 500 mL, accuracy: 10 mL | BR41008-12EA | 需要从国外调货，预计到货时间 2015.04.09 | 630.63 472.97
BR40806 |  | BRAND ® graduated beaker with handle and spout |  | polypropylene, graduation, blue, 250 mL, accuracy: 5 mL | BR40806-12EA | 需要从国外调货，预计到货时间 2015.04.09 | 625.95 469.46
BR40814 |  | BRAND ® graduated beaker with handle and spout |  | polypropylene, graduation, blue, 3000 mL, accuracy: 50 mL | BR40814-6EA | 需要从国外调货，预计到货时间 2015.04.09 | 1,145.43 859.07
BR40802 |  | BRAND ® graduated beaker with handle and spout |  | polypropylene, graduation, blue, 50 mL, accuracy: 2 mL | BR40802-24EA | 需要从国外调货，预计到货时间 2015.04.09 | 723.06 542.30
BR40808 |  | BRAND ® graduated beaker with handle and spout |  | polypropylene, graduation, blue, 500 mL, accuracy: 10 mL | BR40808-12EA | 需要从国外调货，预计到货时间 2015.04.28 | 625.95 469.46
BR40816 |  | BRAND ® graduated beaker with handle and spout |  | polypropylene, graduation, blue, 5000 mL, accuracy: 1000 mL | BR40816-6EA | 需要从国外调货，预计到货时间 2015.04.09 | 1,680.12 1,260.09
BR41010 |  | BRAND ® graduated beaker with handle and spout |  | polypropylene, graduation, embossed, 1000 mL, accuracy: 20 mL | BR41010-6EA | 需要从国外调货，预计到货时间 2015.04.09 | 420.03 315.02
BR41012 |  | BRAND ® graduated beaker with handle and spout |  | polypropylene, graduation, embossed, 2000 mL, accuracy: 50 mL | BR41012-6EA | 需要从国外调货，预计到货时间 2015.04.28 | 793.26 594.95
BR41006 |  | BRAND ® graduated beaker with handle and spout |  | polypropylene, graduation, embossed, 250 mL, accuracy: 5 mL | BR41006-12EA | 需要从国外调货，预计到货时间 2015.04.09 | 579.15 434.36
BR41014 |  | BRAND ® graduated beaker with handle and spout |  | polypropylene, graduation, embossed, 3000 mL, accuracy: 50 mL | BR41014-6EA | 需要从国外调货，预计到货时间 2015.04.09 | 1,090.44 817.83
BR41002 |  | BRAND ® graduated beaker with handle and spout |  | polypropylene, graduation, embossed, 50 mL, accuracy: 2 mL | BR41002-24EA | 需要从国外调货，预计到货时间 2015.04.09 | 642.33 481.75
BR41016 |  | BRAND ® graduated beaker with handle and spout |  | polypropylene, graduation, embossed, 5000 mL, accuracy: 100 mL | BR41016-6EA | 需要从国外调货，预计到货时间 2015.04.09 | 1,605.24 1,203.93
BR40810 |  | BRAND ® graduated beaker with handle and spout |  | polypropylene, graduation, blue, 1000 mL, accuracy: 20 mL | BR40810-6EA | 需要从国外调货，预计到货时间 2015.04.28 | 432.90 324.68
BR41004 |  | BRAND ® graduated beaker with handle and spout |  | polypropylene, graduation, embossed, 100 mL, accuracy: 2 mL | BR41004-24EA | 需要从国外调货，预计到货时间 2015.04.09 | 771.03 578.27
BR40812 |  | BRAND ® graduated beaker with handle and spout |  | polypropylene, graduation, blue, 2000 mL, accuracy: 50 mL | BR40812-6EA | 需要从国外调货，预计到货时间 2015.04.09 | 834.21 625.66
Z322296 |  | BRAND ® graduated beaker with handle, PP |  | capacity 250 mL, blue scale | Z322296-6EA | 需要从国外调货，预计到货时间 2015.04.22 | 528.84 396.63
Z322296 |  | BRAND ® graduated beaker with handle, PP |  | capacity 250 mL, blue scale | 产品Z322296已经停产；但是尚有库存。请从以下尚有库存的包装规格中选择。
Z322334 |  | BRAND ® graduated beaker with handle, PP |  | capacity 2,000 mL, blue scale | Z322334-2EA | 需要从国外调货，预计到货时间 2015.04.22 | 468.00 351.00
Z322334 |  | BRAND ® graduated beaker with handle, PP |  | capacity 2,000 mL, blue scale | 产品Z322334已经停产；但是尚有库存。请从以下尚有库存的包装规格中选择。
BR129938 |  | BRAND ® conical-shoulder bottle, PP, wide-neck |  | capacity 100 mL, PE stopper octagonal | BR129938-10EA | 需要从国外调货，预计到货时间 2015.04.09 | 524.16 393.12
BR129962 |  | BRAND ® conical-shoulder bottle, PP, wide-neck |  | capacity 1000 mL, PE stopper octagonal | BR129962-10EA | 需要从国外调货，预计到货时间 2015.04.09 | 1,313.91 985.43
BR129948 |  | BRAND ® conical-shoulder bottle, PP, wide-neck |  | capacity 250 mL, PE stopper octagonal | BR129948-10EA | 需要从国外调货，预计到货时间 2015.04.09 | 590.85 443.14
BR129954 |  | BRAND ® conical-shoulder bottle, PP, wide-neck |  | capacity 500 mL, PE stopper octagonal | BR129954-10EA | 需要从国外调货，预计到货时间 2015.04.09 | 771.03 578.27
BR129966 |  | BRAND ® conical-shoulder bottle, PP, wide-neck |  | capacity 2000 mL, GL 63 for screw-thread | BR129966-6EA | 需要从国外调货，预计到货时间 2015.04.22 | 1,267.11 950.33
BR143862 |  | BRAND ® high purity PFA washing bottle |  | capacity 1000 mL, GL 32 narrow neck | BR143862-1EA | 需要从国外调货，预计到货时间 2015.04.09 | 2,921.49 2,191.12
BR143848 |  | BRAND ® high purity PFA washing bottle |  | capacity 250 mL, GL 25 narrow neck | BR143848-1EA | 需要从国外调货，预计到货时间 2015.04.09 | 1,577.16 1,182.87
BR143854 |  | BRAND ® high purity PFA washing bottle |  | capacity 500 mL, GL 25 narrow neck | BR143854-1EA | 需要从国外调货，预计到货时间 2015.04.09 | 2,287.35 1,715.51
BR130486 |  | BRAND ® narrow-mouth bottles, high purity PFA |  | capacity 500 mL | BR130486-1EA | 需要从国外调货，预计到货时间 2015.04.09 | 1,725.75 1,294.31
BR130482 |  | BRAND ® narrow-mouth bottles, high purity PFA |  | capacity 100 mL | BR130482-1EA | 需要从国外调货，预计到货时间 2015.04.09 | 730.08 547.56
BR130488 |  | BRAND ® narrow-mouth bottles, high purity PFA |  | capacity 1000 mL | BR130488-1EA | 需要从国外调货，预计到货时间 2015.04.09 | 2,366.91 1,775.18
BR130484 |  | BRAND ® narrow-mouth bottles, high purity PFA |  | capacity 250 mL | BR130484-1EA | 需要从国外调货，预计到货时间 2015.04.09 | 1,198.08 898.56
BR130480 |  | BRAND ® narrow-mouth bottles, high purity PFA |  | capacity 50 mL | BR130480-1EA | 需要从国外调货，预计到货时间 2015.04.09 | 549.90 412.43
BR128938 |  | BRAND ® narrow-mouth bottles, PFA |  | capacity 100 mL | BR128938-1EA | 需要从国外调货，预计到货时间 2015.04.09 | 1,368.90 1,026.68
BR128962 |  | BRAND ® narrow-mouth bottles, PFA |  | capacity 1000 mL | BR128962-1EA | 需要从国外调货，预计到货时间 2015.04.09 | 3,166.02 2,374.52
BR128948 |  | BRAND ® narrow-mouth bottles, PFA |  | capacity 250 mL | BR128948-1EA | 需要从国外调货，预计到货时间 2015.04.09 | 1,660.23 1,245.17
BR128928 |  | BRAND ® narrow-mouth bottles, PFA |  | capacity 50 mL | BR128928-1EA | 需要从国外调货，预计到货时间 2015.04.09 | 900.90 675.68
BR128954 |  | BRAND ® narrow-mouth bottles, PFA |  | capacity 500 mL | BR128954-1EA | 需要从国外调货，预计到货时间 2015.04.09 | 2,299.05 1,724.29
BR128764 |  | BRAND ® wide-mouth bottles, PFA |  | capacity 2000 mL | BR128764-1EA | 需要从国外调货，预计到货时间 2015.04.09 | 6,357.78 4,768.34
BR128754 |  | BRAND ® wide-mouth bottles, PFA |  | capacity 500 mL | BR128754-1EA | 需要从国外调货，预计到货时间 2015.04.09 | 2,185.56 1,639.17
BR128748 |  | BRAND ® wide-mouth bottles, PFA |  | capacity 250 mL | BR128748-1EA | 需要从国外调货，预计到货时间 2015.04.09 | 1,585.35 1,189.01
BR128762 |  | BRAND ® wide-mouth bottles, PFA |  | capacity 1000 mL | BR128762-1EA | 需要从国外调货，预计到货时间 2015.04.09 | 3,012.75 2,259.56
BR130414 |  | BRAND ® square bottle with tamper-proof screw cap, PE-HD |  | capacity 250 mL, wide neck | BR130414-1EA | 需要从国外调货，预计到货时间 2015.04.09 | 35.10 26.33
BR130412 |  | BRAND ® square bottle with tamper-proof screw cap, PE-HD |  | capacity 100 mL, wide neck | BR130412-1EA | 需要从国外调货，预计到货时间 2015.04.09 | 28.08 21.06
BR130422 |  | BRAND ® square bottle with tamper-proof screw cap, PE-HD |  | capacity 1000 mL, wide neck | BR130422-1EA | 需要从国外调货，预计到货时间 2015.04.09 | 59.67 44.75
BR130424 |  | BRAND ® square bottle with tamper-proof screw cap, PE-HD |  | capacity 1500 mL, wide neck | BR130424-1EA | 需要从国外调货，预计到货时间 2015.04.09 | 83.07 62.30
BR130426 |  | BRAND ® square bottle with tamper-proof screw cap, PE-HD |  | capacity 2500 mL, wide neck | BR130426-1EA | 需要从国外调货，预计到货时间 2015.04.09 | 99.45 74.59
BR130428 |  | BRAND ® square bottle with tamper-proof screw cap, PE-HD |  | capacity 4000 mL, wide neck | BR130428-1EA | 需要从国外调货，预计到货时间 2015.04.09 | 159.12 119.34
BR130418 |  | BRAND ® square bottle with tamper-proof screw cap, PE-HD |  | capacity 500 mL, wide neck | BR130418-1EA | 需要从国外调货，预计到货时间 2015.04.09 | 47.97 35.98
BR130238 |  | BRAND ® amber narrow-mouth bottle, LDPE, with screw cap |  | capacity 100 mL | BR130238-1EA | 需要从国外调货，预计到货时间 2015.04.09 | 16.38 12.29
BR130262 |  | BRAND ® amber narrow-mouth bottle, LDPE, with screw cap |  | capacity 1000 mL | BR130262-1EA | 需要从国外调货，预计到货时间 2015.04.28 | 69.03 51.77
BR130264 |  | BRAND ® amber narrow-mouth bottle, LDPE, with screw cap |  | capacity 2000 mL | BR130264-1EA | 需要从国外调货，预计到货时间 2015.04.09 | 100.62 75.47
BR130248 |  | BRAND ® amber narrow-mouth bottle, LDPE, with screw cap |  | capacity 250 mL | BR130248-1EA | 需要从国外调货，预计到货时间 2015.04.28 | 26.91 20.18
BR130228 |  | BRAND ® amber narrow-mouth bottle, LDPE, with screw cap |  | capacity 50 mL | BR130228-1EA | 需要从国外调货，预计到货时间 2015.04.09 | 15.21 11.41
BR130254 |  | BRAND ® amber narrow-mouth bottle, LDPE, with screw cap |  | capacity 500 mL | BR130254-1EA | 需要从国外调货，预计到货时间 2015.04.09 | 40.95 30.71
BR704010 |  | BRAND ® bottle for dispensers |  | capacity 2500 mL, with Ethyl-Acrylate coat | BR704010-1EA | 需要从国外调货，预计到货时间 2015.04.09 | 545.22 408.92
BR704004 |  | BRAND ® bottle for dispensers |  | capacity 250 mL, with Ethyl-Acrylate coat | BR704004-1EA | 需要从国外调货，预计到货时间 2015.04.09 | 237.51 178.13
BR704006 |  | BRAND ® bottle for dispensers |  | capacity 500 mL, with Ethyl-Acrylate coat | BR704006-1EA | 需要从国外调货，预计到货时间 2015.04.09 | 243.36 182.52
BR704008 |  | BRAND ® bottle for dispensers |  | capacity 1000 mL, with Ethyl-Acrylate coat | BR704008-1EA | 需要从国外调货，预计到货时间 2015.04.09 | 294.84 221.13
BR704002 |  | BRAND ® bottle for dispensers |  | capacity 100 mL, with Ethyl-Acrylate coat | BR704002-1EA | 需要从国外调货，预计到货时间 2015.04.09 | 177.84 133.38
BR704012 |  | BRAND ® bottle for dispensers |  | capacity 100 mL, without coating | BR704012-1EA | 需要从国外调货，预计到货时间 2015.04.09 | 92.43 69.32
BR704014 |  | BRAND ® bottle for dispensers |  | capacity 250 mL, without coating | BR704014-1EA | 需要从国外调货，预计到货时间 2015.04.09 | 112.32 84.24
BR704016 |  | BRAND ® bottle for dispensers |  | capacity 500 mL, without coating | BR704016-1EA | 需要从国外调货，预计到货时间 2015.04.09 | 119.34 89.51
BR704018 |  | BRAND ® bottle for dispensers |  | capacity 1000 mL, without coating | BR704018-1EA | 需要从国外调货，预计到货时间 2015.04.28 | 141.57 106.18
BR704020 |  | BRAND ® bottle for dispensers |  | capacity 2500 mL, without coating | BR704020-1EA | 需要从国外调货，预计到货时间 2015.04.09 | 305.37 229.03
Z332429 |  | BRAND ® discharge tube for Dispensette ® |  | with Luer-lock, for 0.5 mL Dispensette III (not for HF and peroxide) | Z332429-1EA | 需要从国外调货，预计到货时间 2015.04.09 | 1,268.28 951.21
Z332437 |  | BRAND ® discharge tube for Dispensette ® |  | with integrated valve, fine tip, for 0.5, 1, 2, 5 & 10 mL Dispensette III | Z332437-1EA | 需要从国外调货，预计到货时间 2015.04.09 | 610.74 458.06
Z332445 |  | BRAND ® discharge tube for Dispensette ® |  | with integrated valve, for 5 & 10 mL Dispensette III | Z332445-1EA | 需要从国外调货，预计到货时间 2015.04.09 | 572.13 429.10
Z332453 |  | BRAND ® discharge tube for Dispensette ® |  | with integrated valve, for 25, 50 & 100 mL Dispensette III | Z332453-1EA | 需要从国外调货，预计到货时间 2015.04.09 | 648.18 486.14
Z332461 |  | BRAND ® discharge tube for Dispensette ® |  | with integrated valve, fine tip, for 25, 50 and 100 mL Dispensette III | Z332461-1EA | 需要从国外调货，预计到货时间 2015.04.09 | 744.12 558.09
Z332518 |  | BRAND ® felxible discharge tube for Dipensette ® | BRAND ® flexible discharge tube for Dipensette ® | for 25, 50 and 100mL Dispensette | Z332518-1EA | 需要从国外调货，预计到货时间 2015.04.09 | 1,586.52 1,189.89
Z627879 |  | BRAND ® SafetyPrime ™ recirculation valve |  | for Dispensette Organic | Z627879-1EA | 需要从国外调货，预计到货时间 2015.04.09 | 1,104.48 828.36
Z332534 |  | BRAND ® telescopic filling tube |  | for 0.5-10 mL Dispensette ® , L 70-140 mm | Z332534-1EA | 需要从国外调货，预计到货时间 2015.04.09 | 200.07 150.05
Z332542 |  | BRAND ® telescopic filling tube |  | for 0.5-10 mL Dispensette ® , L 125-240 mm | Z332542-1EA | 需要从国外调货，预计到货时间 2015.04.09 | 286.65 214.99
Z332526 |  | BRAND ® telescopic filling tube |  | for 0.5 - 10 mL Dispensette ® , L 250-480 mm | Z332526-1EA | 需要从国外调货，预计到货时间 2015.04.28 | 317.07 237.80
Z332550 |  | BRAND ® telescopic filling tube |  | for 25-100 mL Dispensette ® , L 170-330 mm | Z332550-1EA | 需要从国外调货，预计到货时间 2015.04.09 | 402.48 301.86
Z332569 |  | BRAND ® telescopic filling tube |  | for 25-100 mL Dispensette ® , L 250-480 mm | Z332569-1EA | 需要从国外调货，预计到货时间 2015.04.09 | 422.37 316.78
Z628107 |  | BRAND ® telescopic filling tube |  | for 0.5-10 mL Dispensette ® , L 195-350 mm | Z628107-1EA | 需要从国外调货，预计到货时间 2015.04.09 | 415.35 311.51
Z332585 |  | Drying tube for BRAND ® Dispensette ® |  | without drying agent, pkg of 1 ea | Z332585-1EA | 需要从国外调货，预计到货时间 2015.04.28 | 537.03 402.77
Z332577 |  | Microfilter connector assembly with Luer cone for BRAND ® Dispensette ® |  | polypropylene, air vent cap & seal | Z332577-1EA | 需要从国外调货，预计到货时间 2015.04.09 | 276.12 207.09
BR144180 |  | BRAND ® atomizer, PE-HD, white |  | capacity 400 mL | BR144180-5EA | 需要从国外调货，预计到货时间 2015.04.09 | 693.81 520.36
BR144190 |  | BRAND ® atomizer, PE-HD, white |  | capacity 850 mL | BR144190-5EA | 需要从国外调货，预计到货时间 2015.04.09 | 755.82 566.87
Z331929 |  | BRAND ® Dispensette ® III bottle-top dispenser, analog-adjustable volume |  | volume 0.05-0.5 mL, without SafetyPrime | Z331929-1EA | 需要从国外调货，预计到货时间 2015.04.09 | 4,214.34 3,160.76
Z331937 |  | BRAND ® Dispensette ® III bottle-top dispenser, analog-adjustable volume |  | volume 0.2-2 mL, without SafetyPrime | Z331937-1EA | 需要从国外调货，预计到货时间 2015.04.09 | 4,214.34 3,160.76
Z331945 |  | BRAND ® Dispensette ® III bottle-top dispenser, analog-adjustable volume |  | volume 0.5-5 mL, without SafetyPrime | Z331945-1EA | 需要从国外调货，预计到货时间 2015.04.09 | 4,214.34 3,160.76
Z331953 |  | BRAND ® Dispensette ® III bottle-top dispenser, analog-adjustable volume |  | volume 1-10 mL, without SafetyPrime | Z331953-1EA | 需要从国外调货，预计到货时间 2015.04.09 | 4,214.34 3,160.76
Z331961 |  | BRAND ® Dispensette ® III bottle-top dispenser, analog-adjustable volume |  | volume 2.5-25 mL, without SafetyPrime | Z331961-1EA | 需要从国外调货，预计到货时间 2015.04.09 | 5,470.92 4,103.19
Z331988 |  | BRAND ® Dispensette ® III bottle-top dispenser, analog-adjustable volume |  | volume 5-50 mL, without SafetyPrime | Z331988-1EA | 需要从国外调货，预计到货时间 2015.04.09 | 5,892.12 4,419.09
Z331996 |  | BRAND ® Dispensette ® III bottle-top dispenser, analog-adjustable volume |  | volume 10-100 mL, without SafetyPrime | Z331996-1EA | 需要从国外调货，预计到货时间 2015.04.28 | 7,834.32 5,875.74
Z332003 |  | BRAND ® Dispensette ® III bottle-top dispenser, analog-adjustable volume |  | volume 0.05-0.5 mL, with SafetyPrime | Z332003-1EA | 需要从国外调货，预计到货时间 2015.04.09 | 4,876.56 3,657.42
Z332011 |  | BRAND ® Dispensette ® III bottle-top dispenser, analog-adjustable volume |  | volume 0.2-2 mL, with SafetyPrime | Z332011-1EA | 需要从国外调货，预计到货时间 2015.04.09 | 4,876.56 3,657.42
Z332038 |  | BRAND ® Dispensette ® III bottle-top dispenser, analog-adjustable volume |  | volume 0.5-5 mL, with SafetyPrime | Z332038-1EA | 需要从国外调货，预计到货时间 2015.04.28 | 4,876.56 3,657.42
Z332046 |  | BRAND ® Dispensette ® III bottle-top dispenser, analog-adjustable volume |  | volume 1-10 mL, with SafetyPrime | Z332046-1EA | 需要从国外调货，预计到货时间 2015.04.28 | 4,876.56 3,657.42
Z332054 |  | BRAND ® Dispensette ® III bottle-top dispenser, analog-adjustable volume |  | volume 2.5-25 mL, with SafetyPrime | Z332054-1EA | 需要从国外调货，预计到货时间 2015.04.28 | 6,154.20 4,615.65
Z332062 |  | BRAND ® Dispensette ® III bottle-top dispenser, analog-adjustable volume |  | volume 5-50 mL, with SafetyPrime | Z332062-1EA | 需要从国外调货，预计到货时间 2015.04.28 | 6,458.40 4,843.80
Z332070 |  | BRAND ® Dispensette ® III bottle-top dispenser, analog-adjustable volume |  | volume 10-100 mL, with SafetyPrime | Z332070-1EA | 需要从国外调货，预计到货时间 2015.04.09 | 8,424.00 6,318.00
Z331813 |  | BRAND ® Dispensette ® III bottle-top dispenser, digital, Easy calibration |  | volume 0.2-2 mL, without SafetyPrime | Z331813-1EA | 需要从国外调货，预计到货时间 2015.04.09 | 4,897.62 3,673.22
Z331821 |  | BRAND ® Dispensette ® III bottle-top dispenser, digital, Easy calibration |  | volume 0.5-5 mL, without SafetyPrime | Z331821-1EA | 需要从国外调货，预计到货时间 2015.04.09 | 4,897.62 3,673.22
Z331848 |  | BRAND ® Dispensette ® III bottle-top dispenser, digital, Easy calibration |  | volume 1-10 mL, without SafetyPrime | Z331848-1EA | 需要从国外调货，预计到货时间 2015.04.09 | 4,897.62 3,673.22
Z331856 |  | BRAND ® Dispensette ® III bottle-top dispenser, digital, Easy calibration |  | volume 2.5-25 mL, without SafetyPrime | Z331856-1EA | 需要从国外调货，预计到货时间 2015.04.09 | 6,204.51 4,653.38
Z331864 |  | BRAND ® Dispensette ® III bottle-top dispenser, digital, Easy calibration |  | volume 5-50 mL, without SafetyPrime | Z331864-1EA | 需要从国外调货，预计到货时间 2015.04.09 | 6,633.90 4,975.43
Z331872 |  | BRAND ® Dispensette ® III bottle-top dispenser, digital, Easy calibration |  | volume 0.2-2 mL, with SafetyPrime | Z331872-1EA | 需要从国外调货，预计到货时间 2015.04.09 | 5,535.27 4,151.45
Z331880 |  | BRAND ® Dispensette ® III bottle-top dispenser, digital, Easy calibration |  | volume 0.5-5 mL, with SafetyPrime | Z331880-1EA | Only 1 left in stock (more on the way) - 详 库存详情： Z331880-1EA Only 1 left in stock (more on the way) 1 国内现货或即将上架，预计发货 从 Shanghai 2015.04.05 | 5,535.27 4,151.45
Z331899 |  | BRAND ® Dispensette ® III bottle-top dispenser, digital, Easy calibration |  | volume 1-10 mL, with SafetyPrime | Z331899-1EA | 需要从国外调货，预计到货时间 2015.04.28 | 5,535.27 4,151.45
Z331902 |  | BRAND ® Dispensette ® III bottle-top dispenser, digital, Easy calibration |  | volume 2.5-25 mL, with SafetyPrime | Z331902-1EA | Only 1 left in stock (more on the way) - 详 库存详情： Z331902-1EA Only 1 left in stock (more on the way) 1 国内现货或即将上架，预计发货 从 Shanghai 2015.04.05 | 6,849.18 5,136.89
Z331910 |  | BRAND ® Dispensette ® III bottle-top dispenser, digital, Easy calibration |  | volume 5-50 mL, with SafetyPrime | Z331910-1EA | 需要从国外调货，预计到货时间 2015.04.09 | 7,222.41 5,416.81
Z627593 |  | BRAND ® Dispensette ® Organic bottle-top dispenser, analog-adjustable volume |  | volume 0.5-5 mL, without SafetyPrime | Z627593-1EA | 需要从国外调货，预计到货时间 2015.04.09 | 4,214.34 3,160.76
Z627615 |  | BRAND ® Dispensette ® Organic bottle-top dispenser, analog-adjustable volume |  | volume 1-10 mL, without SafetyPrime | Z627615-1EA | 需要从国外调货，预计到货时间 2015.04.09 | 4,214.34 3,160.76
Z627631 |  | BRAND ® Dispensette ® Organic bottle-top dispenser, analog-adjustable volume |  | volume 2.5-25 mL, without SafetyPrime | Z627631-1EA | 需要从国外调货，预计到货时间 2015.04.09 | 5,470.92 4,103.19
Z627666 |  | BRAND ® Dispensette ® Organic bottle-top dispenser, analog-adjustable volume |  | volume 5-50 mL, without SafetyPrime | Z627666-1EA | 需要从国外调货，预计到货时间 2015.04.09 | 5,892.12 4,419.09
Z627607 |  | BRAND ® Dispensette ® Organic bottle-top dispenser, analog-adjustable volume |  | volume 0.5-5 mL, with SafetyPrime | Z627607-1EA | 需要从国外调货，预计到货时间 2015.04.28 | 4,876.56 3,657.42
Z627623 |  | BRAND ® Dispensette ® Organic bottle-top dispenser, analog-adjustable volume |  | volume 1-10 mL, with SafetyPrime | Z627623-1EA | 需要从国外调货，预计到货时间 2015.04.09 | 4,876.56 3,657.42
Z627658 |  | BRAND ® Dispensette ® Organic bottle-top dispenser, analog-adjustable volume |  | volume 2.5-25 mL, with SafetyPrime | Z627658-1EA | 需要从国外调货，预计到货时间 2015.04.28 | 6,154.20 4,615.65
Z627674 |  | BRAND ® Dispensette ® Organic bottle-top dispenser, analog-adjustable volume |  | volume 5-50 mL, with SafetyPrime | Z627674-1EA | 需要从国外调货，预计到货时间 2015.04.28 | 6,458.40 4,843.80
Z684465 |  | BRAND ® Dispensette ® Organic bottle-top dispenser, analog-adjustable volume |  | volume 10-100 mL, without SafetyPrime | Z684465-1EA | 需要从国外调货，预计到货时间 2015.04.09 | 7,834.32 5,875.74
Z684473 |  | BRAND ® Dispensette ® Organic bottle-top dispenser, analog-adjustable volume |  | volume 10-100 mL, with SafetyPrime | Z684473-1EA | 需要从国外调货，预计到货时间 2015.04.28 | 8,424.00 6,318.00
Z627682 |  | BRAND ® Dispensette ® Organic bottle-top dispenser, Easy calibration |  | volume 0.5-5 mL, without SafetyPrime | Z627682-1EA | 需要从国外调货，预计到货时间 2015.04.09 | 4,897.62 3,673.22
Z627704 |  | BRAND ® Dispensette ® Organic bottle-top dispenser, Easy calibration |  | volume 1-10 mL, without SafetyPrime | Z627704-1EA | 需要从国外调货，预计到货时间 2015.04.09 | 4,897.62 3,673.22
Z627720 |  | BRAND ® Dispensette ® Organic bottle-top dispenser, Easy calibration |  | volume 2.5-25 mL, without SafetyPrime | Z627720-1EA | 需要从国外调货，预计到货时间 2015.04.09 | 6,204.51 4,653.38
Z627747 |  | BRAND ® Dispensette ® Organic bottle-top dispenser, Easy calibration |  | volume 5-50 mL, without SafetyPrime | Z627747-1EA | 需要从国外调货，预计到货时间 2015.04.09 | 6,633.90 4,975.43
Z627690 |  | BRAND ® Dispensette ® Organic bottle-top dispenser, Easy calibration |  | volume 0.5-5 mL, with SafetyPrime | Z627690-1EA | Only 2 left in stock (more on the way) - 详 库存详情： Z627690-1EA Only 2 left in stock (more on the way) 1 国内现货或即将上架，预计发货 从 Shanghai 2015.04.05 | 5,535.27 4,151.45
Z627712 |  | BRAND ® Dispensette ® Organic bottle-top dispenser, Easy calibration |  | volume 1-10 mL, with SafetyPrime | Z627712-1EA | 需要从国外调货，预计到货时间 2015.04.28 | 5,535.27 4,151.45
Z627739 |  | BRAND ® Dispensette ® Organic bottle-top dispenser, Easy calibration |  | volume 2.5-25 mL, with SafetyPrime | Z627739-1EA | Only 4 left in stock (more on the way) - 详 库存详情： Z627739-1EA Only 4 left in stock (more on the way) 1 国内现货或即将上架，预计发货 从 Shanghai 2015.04.05 | 6,849.18 5,136.89
Z627755 |  | BRAND ® Dispensette ® Organic bottle-top dispenser, Easy calibration |  | volume 5-50 mL, with SafetyPrime | Z627755-1EA | Only 1 left in stock (more on the way) - 详 库存详情： Z627755-1EA Only 1 left in stock (more on the way) 1 国内现货或即将上架，预计发货 从 Shanghai 2015.04.05 | 7,222.41 5,416.81
Z691380 |  | BRAND ® Dispensette ® TA bottle-top dispenser |  | volume 1-10 mL, with platinum-iridium valve spring, and SafetyPrime valve | Z691380-1EA | 需要从国外调货，预计到货时间 2015.04.28 | 10,416.51 7,812.38
Z691399 |  | BRAND ® Dispensette ® TA bottle-top dispenser |  | volume 1-10 mL, with tantalum valve spring, and SafetyPrime ™ valve | Z691399-1EA | 需要从国外调货，预计到货时间 2015.04.28 | 10,416.51 7,812.38
BR4740240 |  | BRAND ® Dispensette ® TA bottle-top dispenser |  | volume 1-10 mL, with tantalum spring, without SafetyPrime valve | BR4740240-1EA | 需要从国外调货，预计到货时间 2015.04.09 | 9,794.07 7,345.55
BR4740040 |  | BRAND ® Dispensette ® TA bottle-top dispenser |  | volume 1-10 mL, ith platinum-iridium valve spring, without SafetyPrime valve | BR4740040-1EA | 需要从国外调货，预计到货时间 2015.04.09 | 9,794.07 7,345.55
BR43016 |  | BRAND ® glass bottle-top tilt pipette dispenser |  | volume 20 mL, with bottle | BR43016-1EA | 需要从国外调货，预计到货时间 2015.04.09 | 1,522.17 1,141.63
BR43028 |  | BRAND ® glass bottle-top tilt pipette dispenser |  | volume 50 mL, with bottle | BR43028-1EA | 需要从国外调货，预计到货时间 2015.04.09 | 2,022.93 1,517.20
BR43038 |  | BRAND ® glass bottle-top tilt pipette dispenser |  | volume 100 mL, with bottle | BR43038-1EA | 需要从国外调货，预计到货时间 2015.04.09 | 2,086.11 1,564.58
BR43058 |  | BRAND ® glass bottle-top tilt pipette dispenser |  | volume 10 mL, without bottle | BR43058-1EA | 需要从国外调货，预计到货时间 2015.04.09 | 1,068.21 801.16
BR43088 |  | BRAND ® glass bottle-top tilt pipette dispenser |  | volume 100 mL, without bottle | BR43088-1EA | 需要从国外调货，预计到货时间 2015.04.09 | 1,712.88 1,284.66
BR43066 |  | BRAND ® glass bottle-top tilt pipette dispenser |  | volume 20 mL, without bottle | BR43066-1EA | 需要从国外调货，预计到货时间 2015.04.09 | 1,146.60 859.95
BR43055 |  | BRAND ® glass bottle-top tilt pipette dispenser |  | volume 5 mL, without bottle | BR43055-1EA | 需要从国外调货，预计到货时间 2015.04.09 | 1,031.94 773.96
BR43078 |  | BRAND ® glass bottle-top tilt pipette dispenser |  | volume 50 mL, without bottle | BR43078-1EA | 需要从国外调货，预计到货时间 2015.04.09 | 1,649.70 1,237.28
BR43020 |  | BRAND ® glass bottle-top tilt pipette dispenser |  | volume 25 mL, with bottle | BR43020-1EA | 需要从国外调货，预计到货时间 2015.04.09 | 1,608.75 1,206.56
BR43070 |  | BRAND ® glass bottle-top tilt pipette dispenser |  | volume 25 mL, without bottle | BR43070-1EA | 需要从国外调货，预计到货时间 2015.04.09 | 1,232.01 924.01
BR43005 |  | BRAND ® glass bottle-top tilt pipette dispenser |  | volume 5 mL, with bottle | BR43005-1EA | 需要从国外调货，预计到货时间 2015.04.09 | 1,405.17 1,053.88
BR43008 |  | BRAND ® glass bottle-top tilt pipette dispenser |  | volume 10 mL, with bottle | BR43008-1EA | 需要从国外调货，预计到货时间 2015.04.09 | 1,443.78 1,082.84
Z332593 |  | Drum adapter system for BRAND ® Dispensette ® III and Dispensette ® Organic |  | filling tube L × diam. 2.5 m × 830 mm, pore size 3 μm | Z332593-1EA | 需要从国外调货，预计到货时间 2015.04.09 | 4,832.10 3,624.08
BR4730240 |  | BRAND ® Dispensette ® Organic bottle-top dispenser, fixed volume |  | capacity 10 mL, with SafetyPrime recirculation valve | BR4730240-1EA | 需要从国外调货，预计到货时间 2015.04.09 | 4,214.34 3,160.76
BR4730230 |  | BRAND ® Dispensette ® Organic bottle-top dispenser, fixed volume |  | capacity 5 mL, with SafetyPrime recirculation valve | BR4730230-1EA | 需要从国外调货，预计到货时间 2015.04.09 | 4,214.34 3,160.76
BR4730231 |  | BRAND ® Dispensette ® Organic bottle-top dispenser, fixed volume |  | capacity 5 mL, with SafetyPrime recirculation valve | BR4730231-1EA | 需要从国外调货，预计到货时间 2015.04.09 | 4,876.56 3,657.42
BR4730241 |  | BRAND ® Dispensette ® Organic bottle-top dispenser, fixed volume |  | capacity 10 mL, with SafetyPrime recirculation valve | BR4730241-1EA | 需要从国外调货，预计到货时间 2015.04.09 | 4,876.56 3,657.42
Z683418 |  | BRAND ® seripettor ® dispensing cartridges |  | capacity 2 mL, non-sterile | Z683418-3EA | 需要从国外调货，预计到货时间 2015.04.09 | 446.94 335.21
Z683426 |  | BRAND ® seripettor ® dispensing cartridges |  | capacity 10 mL, non-sterile | Z683426-3EA | 需要从国外调货，预计到货时间 2015.04.09 | 446.94 335.21
Z683434 |  | BRAND ® seripettor ® dispensing cartridges |  | capacity 25 mL, non-sterile | Z683434-3EA | 需要从国外调货，预计到货时间 2015.04.09 | 664.56 498.42
Z683442 |  | BRAND ® seripettor ® dispensing cartridges |  | capacity 2 mL, sterile | Z683442-7EA | 需要从国外调货，预计到货时间 2015.04.09 | 1,380.60 1,035.45
Z683450 |  | BRAND ® seripettor ® dispensing cartridges |  | capacity 10 mL, sterile | Z683450-7EA | 需要从国外调货，预计到货时间 2015.04.09 | 1,380.60 1,035.45
Z683469 |  | BRAND ® seripettor ® dispensing cartridges |  | capacity 25 mL, sterile | Z683469-5EA | 需要从国外调货，预计到货时间 2015.04.09 | 1,442.61 1,081.96
Z672513 |  | BRAND ® seripettor ® pro bottle-top dispenser |  | volume 1-10 mL | Z672513-1EA | 需要从国外调货，预计到货时间 2015.04.09 | 3,753.36 2,815.02
Z672521 |  | BRAND ® seripettor ® pro bottle-top dispenser |  | volume 2.5-25 mL | Z672521-1EA | 需要从国外调货，预计到货时间 2015.04.09 | 4,854.33 3,640.75
BR4720420 |  | BRAND ® seripettor ® pro bottle-top dispenser |  | volume 0.2-2 mL | BR4720420-1EA | 需要从国外调货，预计到货时间 2015.04.09 | 3,753.36 2,815.02
Z627569 |  | BRAND ® seripettor ® bottle-top dispensers |  | volume 1-10 mL | Z627569-1EA | Only 2 left in stock (more on the way) - 详 库存详情： Z627569-1EA Only 2 left in stock (more on the way) 1 国内现货或即将上架，预计发货 从 Shanghai 2015.04.05 | 2,492.10 1,869.08
Z627577 |  | BRAND ® seripettor ® bottle-top dispensers |  | volume 2.5-25 mL | Z627577-1EA | 需要从国外调货，预计到货时间 2015.04.09 | 2,977.65 2,233.24
BR4720120 |  | BRAND ® seripettor ® bottle-top dispensers |  | volume 0.2-2 mL | BR4720120-1EA | 需要从国外调货，预计到货时间 2015.04.28 | 2,492.10 1,869.08
BR92814 |  | BRAND ® Erlenmeyer flask with beaded rim and graduation, wide mouth |  | volume 25 mL | BR92814-10EA | 需要从国外调货，预计到货时间 2015.04.09 | 1,680.12 1,260.09
BR92817 |  | BRAND ® Erlenmeyer flask with beaded rim and graduation, wide mouth |  | volume 50 mL | BR92817-10EA | 需要从国外调货，预计到货时间 2015.04.09 | 1,676.61 1,257.46
BR92832 |  | BRAND ® Erlenmeyer flask with beaded rim and graduation, wide mouth |  | volume 200 mL | BR92832-10EA | 需要从国外调货，预计到货时间 2015.04.09 | 1,731.60 1,298.70
BR92836 |  | BRAND ® Erlenmeyer flask with beaded rim and graduation, wide mouth |  | volume 250 mL | BR92836-10EA | 需要从国外调货，预计到货时间 2015.04.09 | 1,760.85 1,320.64
BR92839 |  | BRAND ® Erlenmeyer flask with beaded rim and graduation, wide mouth |  | volume 300 mL | BR92839-10EA | 需要从国外调货，预计到货时间 2015.04.09 | 2,114.19 1,585.64
BR92844 |  | BRAND ® Erlenmeyer flask with beaded rim and graduation, wide mouth |  | volume 500 mL | BR92844-10EA | 需要从国外调货，预计到货时间 2015.04.09 | 2,340.00 1,755.00
BR92854 |  | BRAND ® Erlenmeyer flask with beaded rim and graduation, wide mouth |  | volume 1000 mL | BR92854-10EA | 需要从国外调货，预计到货时间 2015.04.09 | 3,690.18 2,767.64
BR92824 |  | BRAND ® Erlenmeyer flask with beaded rim and graduation, wide mouth |  | volume 100 mL | BR92824-10EA | 需要从国外调货，预计到货时间 2015.04.09 | 1,625.13 1,218.85
BR92863 |  | BRAND ® Erlenmeyer flask with beaded rim and graduation, wide mouth |  | volume 2000 mL | BR92863-10EA | 需要从国外调货，预计到货时间 2015.04.09 | 6,796.53 5,097.40
BR92717 |  | BRAND ® Erlenmeyer flask with beaded rim and graduation, narrow mouth |  | volume 50 mL | BR92717-10EA | 需要从国外调货，预计到货时间 2015.04.09 | 1,676.61 1,257.46
BR92724 |  | BRAND ® Erlenmeyer flask with beaded rim and graduation, narrow mouth |  | volume 100 mL | BR92724-10EA | 需要从国外调货，预计到货时间 2015.04.28 | 1,563.12 1,172.34
BR92732 |  | BRAND ® Erlenmeyer flask with beaded rim and graduation, narrow mouth |  | volume 200 mL | BR92732-10EA | 需要从国外调货，预计到货时间 2015.04.09 | 1,630.98 1,223.24
BR92736 |  | BRAND ® Erlenmeyer flask with beaded rim and graduation, narrow mouth |  | volume 250 mL | BR92736-10EA | 需要从国外调货，预计到货时间 2015.04.28 | 1,630.98 1,223.24
BR92739 |  | BRAND ® Erlenmeyer flask with beaded rim and graduation, narrow mouth |  | volume 300 mL | BR92739-10EA | 需要从国外调货，预计到货时间 2015.04.09 | 1,948.05 1,461.04
BR92744 |  | BRAND ® Erlenmeyer flask with beaded rim and graduation, narrow mouth |  | volume 500 mL | BR92744-10EA | 需要从国外调货，预计到货时间 2015.04.28 | 2,089.62 1,567.22
BR92763 |  | BRAND ® Erlenmeyer flask with beaded rim and graduation, narrow mouth |  | volume 2000 mL | BR92763-10EA | 需要从国外调货，预计到货时间 2015.04.09 | 6,444.36 4,833.27
BR92768 |  | BRAND ® Erlenmeyer flask with beaded rim and graduation, narrow mouth |  | volume 3000 mL | BR92768-2EA | 需要从国外调货，预计到货时间 2015.04.09 | 2,292.03 1,719.02
BR92773 |  | BRAND ® Erlenmeyer flask with beaded rim and graduation, narrow mouth |  | volume 5000 mL | BR92773-1EA | 需要从国外调货，预计到货时间 2015.04.09 | 1,707.03 1,280.27
BR92714 |  | BRAND ® Erlenmeyer flask with beaded rim and graduation, narrow mouth |  | volume 25 mL | BR92714-10EA | 需要从国外调货，预计到货时间 2015.04.09 | 1,680.12 1,260.09
BR92754 |  | BRAND ® Erlenmeyer flask with beaded rim and graduation, narrow mouth |  | volume 1000 mL | BR92754-10EA | 需要从国外调货，预计到货时间 2015.04.09 | 3,481.92 2,611.44
BR966030 |  | BRAND ® general purpose hydrometer without thermometer |  | 0.600 to 0.660 g/cm 3 subdiv. 0.001 g/cm 3 | BR966030-1EA | 需要从国外调货，预计到货时间 2015.04.22 | 521.82 391.37
BR968510 |  | BRAND ® general purpose hydrometer without thermometer |  | 0.600 to 0.700 g/cm 3 subdiv. 0.001 g/cm 3 | BR968510-1EA | 需要从国外调货，预计到货时间 2015.04.22 | 566.28 424.71
BR969510 |  | BRAND ® general purpose hydrometer without thermometer |  | 0.600 to 0.800 g/cm 3 subdiv. 0.002 g/cm 3 | BR969510-1EA | 需要从国外调货，预计到货时间 2015.04.22 | 655.20 491.40
BR966031 |  | BRAND ® general purpose hydrometer without thermometer |  | 0.650 to 0.710 g/cm 3 subdiv. 0.001 g/cm 3 | BR966031-1EA | 需要从国外调货，预计到货时间 2015.04.22 | 521.82 391.37
BR966032 |  | BRAND ® general purpose hydrometer without thermometer |  | 0.700 to 0.760 g/cm 3 subdiv. 0.001 g/cm 3 | BR966032-1EA | 需要从国外调货，预计到货时间 2015.04.22 | 521.82 391.37
BR968511 |  | BRAND ® general purpose hydrometer without thermometer |  | 0.700 to 0.800 g/cm 3 subdiv. 0.001 g/cm 3 | BR968511-1EA | 需要从国外调货，预计到货时间 2015.04.22 | 566.28 424.71
BR966033 |  | BRAND ® general purpose hydrometer without thermometer |  | 0.760 to 0.820 g/cm 3 subdiv. 0.001 g/cm 3 | BR966033-1EA | 需要从国外调货，预计到货时间 2015.04.22 | 521.82 391.37
BR968512 |  | BRAND ® general purpose hydrometer without thermometer |  | 0.800 to 0.900 g/cm 3 subdiv. 0.001 g/cm 3 | BR968512-1EA | 需要从国外调货，预计到货时间 2015.04.22 | 566.28 424.71
BR969511 |  | BRAND ® general purpose hydrometer without thermometer |  | 0.800 to 1.000 g/cm 3 subdiv. 0.001 g/cm 3 | BR969511-1EA | 需要从国外调货，预计到货时间 2015.04.22 | 655.20 491.40
BR966034 |  | BRAND ® general purpose hydrometer without thermometer |  | 0.820 to 0.880 g/cm 3 subdiv. 0.001 g/cm 3 | BR966034-1EA | 需要从国外调货，预计到货时间 2015.04.22 | 521.82 391.37
BR966035 |  | BRAND ® general purpose hydrometer without thermometer |  | 0.880 to 0.940 g/cm 3 subdiv. 0.001 g/cm 3 | BR966035-1EA | 需要从国外调货，预计到货时间 2015.04.22 | 521.82 391.37
BR968513 |  | BRAND ® general purpose hydrometer without thermometer |  | 0.900 to 1.000 g/cm 3 subdiv. 0.001 g/cm 3 | BR968513-1EA | 需要从国外调货，预计到货时间 2015.04.22 | 566.28 424.71
BR966036 |  | BRAND ® general purpose hydrometer without thermometer |  | 0.940 to 1.000 g/cm 3 subdiv. 0.001 g/cm 3 | BR966036-1EA | 需要从国外调货，预计到货时间 2015.04.22 | 521.82 391.37
BR966037 |  | BRAND ® general purpose hydrometer without thermometer |  | 1.000 to 1.060 g/cm 3 subdiv. 0.001 g/cm 3 | BR966037-1EA | 需要从国外调货，预计到货时间 2015.04.22 | 552.24 414.18
BR968514 |  | BRAND ® general purpose hydrometer without thermometer |  | 1.000 to 1.100 g/cm 3 subdiv. 0.001 g/cm 3 | BR968514-1EA | 需要从国外调货，预计到货时间 2015.04.22 | 566.28 424.71
BR969512 |  | BRAND ® general purpose hydrometer without thermometer |  | 1.000 to 1.200 g/cm 3 subdiv. 0.001 g/cm 3 | BR969512-1EA | 需要从国外调货，预计到货时间 2015.04.22 | 682.11 511.58
BR966038 |  | BRAND ® general purpose hydrometer without thermometer |  | 1.060 to 1.120 g/cm 3 subdiv. 0.001 g/cm 3 | BR966038-1EA | 需要从国外调货，预计到货时间 2015.04.22 | 552.24 414.18
BR968515 |  | BRAND ® general purpose hydrometer without thermometer |  | 1.100 to 1.200 g/cm 3 subdiv. 0.001 g/cm 3 | BR968515-1EA | 需要从国外调货，预计到货时间 2015.04.22 | 566.28 424.71
BR966039 |  | BRAND ® general purpose hydrometer without thermometer |  | 1.120 to 1.180 g/cm 3 subdiv. 0.001 g/cm 3 | BR966039-1EA | 需要从国外调货，预计到货时间 2015.04.22 | 552.24 414.18
BR966040 |  | BRAND ® general purpose hydrometer without thermometer |  | 1.180 to 1.240 g/cm 3 subdiv. 0.001 g/cm 3 | BR966040-1EA | 需要从国外调货，预计到货时间 2015.04.22 | 552.24 414.18
BR968516 |  | BRAND ® general purpose hydrometer without thermometer |  | 1.200 to 1.300 g/cm 3 subdiv. 0.001 g/cm 3 | BR968516-1EA | 需要从国外调货，预计到货时间 2015.04.22 | 566.28 424.71
BR969513 |  | BRAND ® general purpose hydrometer without thermometer |  | 1.200 to 1.400 g/cm 3 subdiv. 0.001 g/cm 3 | BR969513-1EA | 需要从国外调货，预计到货时间 2015.04.22 | 682.11 511.58
BR966041 |  | BRAND ® general purpose hydrometer without thermometer |  | 1.240 to 1.300 g/cm 3 subdiv. 0.001 g/cm 3 | BR966041-1EA | 需要从国外调货，预计到货时间 2015.04.22 | 552.24 414.18
BR966042 |  | BRAND ® general purpose hydrometer without thermometer |  | 1.300 to 1.360 g/cm 3 subdiv. 0.001 g/cm 3 | BR966042-1EA | 需要从国外调货，预计到货时间 2015.04.22 | 596.70 447.53
BR968517 |  | BRAND ® general purpose hydrometer without thermometer |  | 1.300 to 1.400 g/cm 3 subdiv. 0.001 g/cm 3 | BR968517-1EA | 需要从国外调货，预计到货时间 2015.04.22 | 635.31 476.48
BR966043 |  | BRAND ® general purpose hydrometer without thermometer |  | 1.360 to 1.420 g/cm 3 subdiv. 0.001 g/cm 3 | BR966043-1EA | 需要从国外调货，预计到货时间 2015.04.22 | 596.70 447.53
BR968518 |  | BRAND ® general purpose hydrometer without thermometer |  | 1.400 to 1.500 g/cm 3 subdiv. 0.001 g/cm 3 | BR968518-1EA | 需要从国外调货，预计到货时间 2015.04.22 | 635.31 476.48
BR969514 |  | BRAND ® general purpose hydrometer without thermometer |  | 1.400 to 1.600 g/cm 3 subdiv. 0.001 g/cm 3 | BR969514-1EA | 需要从国外调货，预计到货时间 2015.04.22 | 737.10 552.83
BR966044 |  | BRAND ® general purpose hydrometer without thermometer |  | 1.420 to 1.480 g/cm 3 subdiv. 0.001 g/cm 3 | BR966044-1EA | 需要从国外调货，预计到货时间 2015.04.22 | 596.70 447.53
BR966045 |  | BRAND ® general purpose hydrometer without thermometer |  | 1.480 to 1.540 g/cm 3 subdiv. 0.001 g/cm 3 | BR966045-1EA | 需要从国外调货，预计到货时间 2015.04.22 | 596.70 447.53
BR968519 |  | BRAND ® general purpose hydrometer without thermometer |  | 1.500 to 1.600 g/cm 3 subdiv. 0.001 g/cm 3 | BR968519-1EA | 需要从国外调货，预计到货时间 2015.04.22 | 635.31 476.48
BR966046 |  | BRAND ® general purpose hydrometer without thermometer |  | 1.540 to 1.600 g/cm 3 subdiv. 0.001 g/cm 3 | BR966046-1EA | 需要从国外调货，预计到货时间 2015.04.22 | 596.70 447.53
BR966047 |  | BRAND ® general purpose hydrometer without thermometer |  | 1.600 to 1.660 g/cm 3 subdiv. 0.001 g/cm 3 | BR966047-1EA | 需要从国外调货，预计到货时间 2015.04.22 | 641.16 480.87
BR968520 |  | BRAND ® general purpose hydrometer without thermometer |  | 1.600 to 1.700 g/cm 3 subdiv. 0.001 g/cm 3 | BR968520-1EA | 需要从国外调货，预计到货时间 2015.04.22 | 712.53 534.40
BR969515 |  | BRAND ® general purpose hydrometer without thermometer |  | 1.600 to 1.800 g/cm 3 subdiv. 0.001 g/cm 3 | BR969515-1EA | 需要从国外调货，预计到货时间 2015.04.22 | 737.10 552.83
BR966048 |  | BRAND ® general purpose hydrometer without thermometer |  | 1.660 to 1.720 g/cm 3 subdiv. 0.001 g/cm 3 | BR966048-1EA | 需要从国外调货，预计到货时间 2015.04.22 | 641.16 480.87
BR968521 |  | BRAND ® general purpose hydrometer without thermometer |  | 1.700 to 1.800 g/cm 3 subdiv. 0.001 g/cm 3 | BR968521-1EA | 需要从国外调货，预计到货时间 2015.04.22 | 712.53 534.40
BR966049 |  | BRAND ® general purpose hydrometer without thermometer |  | 1.720 to 1.780 g/cm 3 subdiv. 0.001 g/cm 3 | BR966049-1EA | 需要从国外调货，预计到货时间 2015.04.22 | 641.16 480.87
BR966050 |  | BRAND ® general purpose hydrometer without thermometer |  | 1.780 to 1.840 g/cm 3 subdiv. 0.001 g/cm 3 | BR966050-1EA | 需要从国外调货，预计到货时间 2015.04.22 | 702.00 526.50
BR968522 |  | BRAND ® general purpose hydrometer without thermometer |  | 1.800 to 1.900 g/cm 3 subdiv. 0.001 g/cm 3 | BR968522-1EA | 需要从国外调货，预计到货时间 2015.04.22 | 712.53 534.40
BR969516 |  | BRAND ® general purpose hydrometer without thermometer |  | 1.800 to 2.000 g/cm 3 subdiv. 0.001 g/cm 3 | BR969516-1EA | 需要从国外调货，预计到货时间 2015.04.22 | 737.10 552.83
BR966051 |  | BRAND ® general purpose hydrometer without thermometer |  | 1.840 to 1.900 g/cm 3 subdiv. 0.001 g/cm 3 | BR966051-1EA | 需要从国外调货，预计到货时间 2015.04.22 | 702.00 526.50
BR966052 |  | BRAND ® general purpose hydrometer without thermometer |  | 1.900 to 1.960 g/cm 3 subdiv. 0.001 g/cm 3 | BR966052-1EA | 需要从国外调货，预计到货时间 2015.04.22 | 702.00 526.50
BR968523 |  | BRAND ® general purpose hydrometer without thermometer |  | 1.900 to 2.000 g/cm 3 subdiv. 0.001 g/cm 3 | BR968523-1EA | 需要从国外调货，预计到货时间 2015.04.22 | 712.53 534.40
BR966053 |  | BRAND ® general purpose hydrometer without thermometer |  | 1.960 to 2.020 g/cm 3 subdiv. 0.001 g/cm 3 | BR966053-1EA | 需要从国外调货，预计到货时间 2015.04.22 | 702.00 526.50
BR969610 |  | BRAND ® general purpose hydrometer with thermometer |  | 0.600 to 0.800 g/cm 3 | BR969610-1EA | 需要从国外调货，预计到货时间 2015.04.22 | 1,330.29 997.72
BR969611 |  | BRAND ® general purpose hydrometer with thermometer |  | 0.800 to 1.000 g/cm 3 | BR969611-1EA | 需要从国外调货，预计到货时间 2015.04.22 | 1,330.29 997.72
BR969612 |  | BRAND ® general purpose hydrometer with thermometer |  | 1.000 to 1.200 g/cm 3 | BR969612-1EA | 需要从国外调货，预计到货时间 2015.04.22 | 1,354.86 1,016.15
BR969613 |  | BRAND ® general purpose hydrometer with thermometer |  | 1.200 to 1.400 g/cm 3 | BR969613-1EA | 需要从国外调货，预计到货时间 2015.04.22 | 1,354.86 1,016.15
BR969614 |  | BRAND ® general purpose hydrometer with thermometer |  | 1.400 to 1.600 g/cm 3 | BR969614-1EA | 需要从国外调货，预计到货时间 2015.04.22 | 1,400.49 1,050.37
BR969615 |  | BRAND ® general purpose hydrometer with thermometer |  | 1.600 to 1.800 g/cm 3 | BR969615-1EA | 需要从国外调货，预计到货时间 2015.04.22 | 1,400.49 1,050.37
BR969616 |  | BRAND ® general purpose hydrometer with thermometer |  | 1.800 to 2.000 g/cm 3 | BR969616-1EA | 需要从国外调货，预计到货时间 2015.04.22 | 1,400.49 1,050.37
BR987510 |  | BRAND ® special purpose hydrometer without thermometer |  | Ammonia (NH 4 OH) | BR987510-1EA | 需要从国外调货，预计到货时间 2015.04.22 | 723.06 542.30
BR992910 |  | BRAND ® special purpose hydrometer without thermometer |  | Hydrochloric acid (HCI) | BR992910-1EA | 需要从国外调货，预计到货时间 2015.04.22 | 723.06 542.30
BR992610 |  | BRAND ® special purpose hydrometer without thermometer |  | Sodium chloride (NaCI) | BR992610-1EA | 需要从国外调货，预计到货时间 2015.04.22 | 723.06 542.30
BR970010 |  | BRAND ® range finder hydrometer without thermometer |  | 0.700 to 1.000 g/cm 3 | BR970010-1EA | 需要从国外调货，预计到货时间 2015.04.22 | 700.83 525.62
BR970510 |  | BRAND ® range finder hydrometer without thermometer |  | 0.700 to 2.000 g/cm 3 | BR970510-1EA | 需要从国外调货，预计到货时间 2015.04.22 | 1,230.84 923.13
BR970012 |  | BRAND ® range finder hydrometer without thermometer |  | 1.000 to 1.500 g/cm 3 | BR970012-1EA | 需要从国外调货，预计到货时间 2015.04.22 | 730.08 547.56
BR970014 |  | BRAND ® range finder hydrometer without thermometer |  | 1.500 to 2.000 g/cm 3 | BR970014-1EA | 需要从国外调货，预计到货时间 2015.04.22 | 752.31 564.23
BR971537 |  | BRAND ® hydrometer Baumé pattern without thermometer |  | 10 to 20°Bé subdivision 0.1°Bé | BR971537-1EA | 需要从国外调货，预计到货时间 2015.04.22 | 541.71 406.28
BR971538 |  | BRAND ® hydrometer Baumé pattern without thermometer |  | 20 to 30°Bé subdivision 0.1°Bé | BR971538-1EA | 需要从国外调货，预计到货时间 2015.04.22 | 541.71 406.28
BR971539 |  | BRAND ® hydrometer Baumé pattern without thermometer |  | 30 to 40°Bé subdivision 0.1°Bé | BR971539-1EA | 需要从国外调货，预计到货时间 2015.04.22 | 541.71 406.28
BR971540 |  | BRAND ® hydrometer Baumé pattern without thermometer |  | 40 to 50°Bé subdivision 0.1°Bé | BR971540-1EA | 需要从国外调货，预计到货时间 2015.04.22 | 579.15 434.36
BR971541 |  | BRAND ® hydrometer Baumé pattern without thermometer |  | 50 to 60°Bé subdivision 0.1°Bé | BR971541-1EA | 需要从国外调货，预计到货时间 2015.04.22 | 579.15 434.36
BR971542 |  | BRAND ® hydrometer Baumé pattern without thermometer |  | 60 to 70°Bé subdivision 0.1°Bé | BR971542-1EA | 需要从国外调货，预计到货时间 2015.04.22 | 579.15 434.36
BR971536 |  | BRAND ® hydrometer Baumé pattern without thermometer |  | 0 to 10°Bé subdivision 0.1°Bé | BR971536-1EA | 需要从国外调货，预计到货时间 2015.04.22 | 541.71 406.28
BR971528 |  | BRAND ® hydrometer Baumé pattern without thermometer |  | 0 to 35°Bé subdivision 1°Bé | BR971528-1EA | 需要从国外调货，预计到货时间 2015.04.22 | 451.62 338.72
BR971534 |  | BRAND ® hydrometer Baumé pattern without thermometer |  | 0 to 50°Bé subdivision 1°Bé | BR971534-1EA | 需要从国外调货，预计到货时间 2015.04.22 | 445.77 334.33
BR971535 |  | BRAND ® hydrometer Baumé pattern without thermometer |  | 0 to 70°Bé subdivision 1°Bé | BR971535-1EA | 需要从国外调货，预计到货时间 2015.04.22 | 463.32 347.49
BR782880 |  | BRAND ® BRANDplates ® for inserts |  | 24-well with lid cellGrade ™ S | BR782880-10EA | 需要从国外调货，预计到货时间 2015.04.09 | 1,835.73 1,376.80
BR782881 |  | BRAND ® BRANDplates ® for inserts |  | 6-well with lid cellGrade ™ S | BR782881-10EA | 需要从国外调货，预计到货时间 2015.04.09 | 1,835.73 1,376.80
BR782891 |  | BRAND ® BRANDplates ® for inserts |  | 6-well with lid cellGrade ™ plus | BR782891-10EA | 需要从国外调货，预计到货时间 2015.04.09 | 1,922.31 1,441.73
BR782890 |  | BRAND ® BRANDplates ® for inserts |  | 24-well with lid cellGrade ™ plus | BR782890-10EA | 需要从国外调货，预计到货时间 2015.04.09 | 1,922.31 1,441.73
BR782801 |  | BRAND ® insert strips for 24 x 6-well BRANDplates ® |  | Inlet Opening System, PC membrane, size 0.4 μm | BR782801-12EA | 需要从国外调货，预计到货时间 2015.04.09 | 5,031.00 3,773.25
BR782870 |  | BRAND ® insert strips for 24 x 6-well BRANDplates ® |  | PET membrane, size 8.0 μm | BR782870-12EA | 需要从国外调货，预计到货时间 2015.04.09 | 4,193.28 3,144.96
BR782861 |  | BRAND ® insert strips for 24 x 6-well BRANDplates ® |  | Inlet Opening System, PC membrane, size 8.0 μm | BR782861-12EA | 需要从国外调货，预计到货时间 2015.04.09 | 5,031.00 3,773.25
BR782811 |  | BRAND ® insert strips for 24 x 6-well BRANDplates ® |  | Inlet Opening System, PET membrane, size 0.4 μm | BR782811-12EA | 需要从国外调货，预计到货时间 2015.04.09 | 5,031.00 3,773.25
BR782831 |  | BRAND ® insert strips for 24 x 6-well BRANDplates ® |  | Inlet Opening System, PET membrane, size 1.0 μm | BR782831-12EA | 需要从国外调货，预计到货时间 2015.04.09 | 5,031.00 3,773.25
BR782851 |  | BRAND ® insert strips for 24 x 6-well BRANDplates ® |  | Inlet Opening System, PET membrane, size 3.0 μm | BR782851-12EA | 需要从国外调货，预计到货时间 2015.04.09 | 5,031.00 3,773.25
BR782871 |  | BRAND ® insert strips for 24 x 6-well BRANDplates ® |  | Inlet Opening System, PET membrane, size 8.0 μm | BR782871-12EA | 需要从国外调货，预计到货时间 2015.04.09 | 5,031.00 3,773.25
BR782820 |  | BRAND ® insert strips for 24 x 6-well BRANDplates ® |  | PC membrane, size 1.0 μm | BR782820-12EA | 需要从国外调货，预计到货时间 2015.04.09 | 4,193.28 3,144.96
BR782840 |  | BRAND ® insert strips for 24 x 6-well BRANDplates ® |  | PC membrane, size 3.0 μm | BR782840-12EA | 需要从国外调货，预计到货时间 2015.04.09 | 4,193.28 3,144.96
BR782860 |  | BRAND ® insert strips for 24 x 6-well BRANDplates ® |  | PC membrane, size 8.0 μm | BR782860-12EA | 需要从国外调货，预计到货时间 2015.04.09 | 4,193.28 3,144.96
BR782810 |  | BRAND ® insert strips for 24 x 6-well BRANDplates ® |  | PET membrane, size 0.4 μm | BR782810-12EA | 需要从国外调货，预计到货时间 2015.04.09 | 4,193.28 3,144.96
BR782830 |  | BRAND ® insert strips for 24 x 6-well BRANDplates ® |  | PET membrane, size 1.0 μm | BR782830-12EA | 需要从国外调货，预计到货时间 2015.04.09 | 4,193.28 3,144.96
BR782850 |  | BRAND ® insert strips for 24 x 6-well BRANDplates ® |  | PET membrane, size 3.0 μm | BR782850-12EA | 需要从国外调货，预计到货时间 2015.04.09 | 4,193.28 3,144.96
BR782841 |  | BRAND ® insert strips for 24 x 6-well BRANDplates ® |  | Inlet Opening System, PC membrane, size 3.0 μm | BR782841-12EA | 需要从国外调货，预计到货时间 2015.04.09 | 5,031.00 3,773.25
BR782800 |  | BRAND ® insert strips for 24 x 6-well BRANDplates ® |  | PC membrane, size 0.4 μm | BR782800-12EA | 需要从国外调货，预计到货时间 2015.04.09 | 4,193.28 3,144.96
BR782821 |  | BRAND ® insert strips for 24 x 6-well BRANDplates ® |  | Inlet Opening System, PC membrane, size 1.0 μm | BR782821-12EA | 需要从国外调货，预计到货时间 2015.04.09 | 5,031.00 3,773.25
BR782802 |  | BRAND ® insert system: 6-well BRANDplates ® incl. 6 insert strips |  | PC membrane, size 0.4 μm | BR782802-1PK | 需要从国外调货，预计到货时间 2015.04.09 | 11,436.75 8,577.56
BR782842 |  | BRAND ® insert system: 6-well BRANDplates ® incl. 6 insert strips |  | PC membrane, size 3.0 μm | BR782842-1PK | 需要从国外调货，预计到货时间 2015.04.09 | 11,436.75 8,577.56
BR782862 |  | BRAND ® insert system: 6-well BRANDplates ® incl. 6 insert strips |  | PC membrane, size 8.0 μm | BR782862-1PK | 需要从国外调货，预计到货时间 2015.04.09 | 11,436.75 8,577.56
BR782822 |  | BRAND ® insert system: 6-well BRANDplates ® incl. 6 insert strips |  | PC membrane, size 1.0 μm | BR782822-1PK | 需要从国外调货，预计到货时间 2015.04.09 | 11,436.75 8,577.56
BR782852 |  | BRAND ® insert system: 6-well BRANDplates ® incl. 6 insert strips |  | PET membrane, size 3.0 μm | BR782852-1PK | 需要从国外调货，预计到货时间 2015.04.09 | 11,436.75 8,577.56
BR782872 |  | BRAND ® insert system: 6-well BRANDplates ® incl. 6 insert strips |  | PET membrane, size 8.0 μm | BR782872-1PK | 需要从国外调货，预计到货时间 2015.04.09 | 11,436.75 8,577.56
BR782832 |  | BRAND ® insert system: 6-well BRANDplates ® incl. 6 insert strips |  | PET membrane, size 1.0 μm | BR782832-1PK | 需要从国外调货，预计到货时间 2015.04.09 | 11,436.75 8,577.56
BR782812 |  | BRAND ® insert system: 6-well BRANDplates ® incl. 6 insert strips |  | PET membrane, size 0.4 μm | BR782812-1PK | 需要从国外调货，预计到货时间 2015.04.09 | 11,436.75 8,577.56
BR782803 |  | BRAND ® insert system: 6-well BRANDplates ® , Inlet Opening System |  | Inlet Opening System, PC membrane, size 0.4 μm | BR782803-1PK | 需要从国外调货，预计到货时间 2015.04.09 | 13,533.39 10,150.04
BR782823 |  | BRAND ® insert system: 6-well BRANDplates ® , Inlet Opening System |  | Inlet Opening System, PC membrane, size 1.0 μm | BR782823-1PK | 需要从国外调货，预计到货时间 2015.04.09 | 13,533.39 10,150.04
BR782843 |  | BRAND ® insert system: 6-well BRANDplates ® , Inlet Opening System |  | Inlet Opening System, PC membrane, size 3.0 μm | BR782843-1PK | 需要从国外调货，预计到货时间 2015.04.09 | 13,533.39 10,150.04
BR782833 |  | BRAND ® insert system: 6-well BRANDplates ® , Inlet Opening System |  | Inlet Opening System, PET membrane, size 1.0 μm | 价格与库存信息目前不能提供有问题？联系人技术支持
BR782813 |  | BRAND ® insert system: 6-well BRANDplates ® , Inlet Opening System |  | Inlet Opening System, PET membrane, size 0.4 μm | BR782813-1PK | 需要从国外调货，预计到货时间 2015.04.09 | 13,533.39 10,150.04
BR782853 |  | BRAND ® insert system: 6-well BRANDplates ® , Inlet Opening System |  | Inlet Opening System, PET membrane, size 3.0 μm | BR782853-1PK | 需要从国外调货，预计到货时间 2015.04.09 | 13,533.39 10,150.04
BR782873 |  | BRAND ® insert system: 6-well BRANDplates ® , Inlet Opening System |  | Inlet Opening System, PET membrane, size 8.0 μm | BR782873-1PK | 需要从国外调货，预计到货时间 2015.04.09 | 13,533.39 10,150.04
BR782863 |  | BRAND ® insert system: 6-well BRANDplates ® , Inlet Opening System |  | Inlet Opening System, PC membrane, size 8.0 μm | BR782863-1PK | 需要从国外调货，预计到货时间 2015.04.09 | 13,533.39 10,150.04
BR782305 |  | BRAND ® strip plates |  | size 96 wells, 12xF8, HB, dividable: No | BR782305-100EA | 需要从国外调货，预计到货时间 2015.04.09 | 6,691.23 5,018.42
BR782306 |  | BRAND ® strip plates |  | size 96 wells, 12xF8, HB, dividable | BR782306-100EA | 需要从国外调货，预计到货时间 2015.04.14 | 9,319.05 6,989.29
BR782301 |  | BRAND ® strip plates |  | size 96 wells, 12xF8, MB, dividable | BR782301-100EA | 需要从国外调货，预计到货时间 2015.04.09 | 9,319.05 6,989.29
BR782300 |  | BRAND ® strip plates |  | size 96 wells, 12xF8, MB, dividable: No | BR782300-100EA | 需要从国外调货，预计到货时间 2015.04.09 | 6,691.23 5,018.42
BR781345 |  | BRAND ® 384-well PCR plate |  | full skirt, clear, cut corner A12, H12 | BR781345-50EA | 需要从国外调货，预计到货时间 2015.04.09 | 4,829.76 3,622.32
BR781358 |  | BRAND ® 384-well PCR plate |  | full skirt, cut corner A12, H12, white | BR781358-50EA | 需要从国外调货，预计到货时间 2015.04.09 | 5,399.55 4,049.66
BR781348 |  | BRAND ® 384-well PCR plate |  | full skirt, cut corner A12, thin-walled, rigid plate, clear | BR781348-50EA | 需要从国外调货，预计到货时间 2015.04.09 | 5,316.48 3,987.36
BR781347 |  | BRAND ® 384-well PCR plate |  | full skirt, cut corner A12, clear | BR781347-50EA | 需要从国外调货，预计到货时间 2015.04.09 | 3,703.05 2,777.29
BR781412 |  | BRAND ® 24-well PCR plate |  | no skirt, white | BR781412-40EA | 需要从国外调货，预计到货时间 2015.04.09 | 1,120.86 840.65
BR781411 |  | BRAND ® 24-well PCR plate |  | no skirt, thin-walled, flexible, clear | BR781411-40EA | 需要从国外调货，预计到货时间 2015.04.09 | 973.44 730.08
BR781350 |  | BRAND ® 96-well PCR plate |  | non-skirted, clear, cut corner H12, standard profile | BR781350-50EA | 需要从国外调货，预计到货时间 2015.04.09 | 2,559.96 1,919.97
BR781368 |  | BRAND ® 96-well PCR plate |  | non-skirted, clear, cut corner A12, standard profile | BR781368-50EA | 需要从国外调货，预计到货时间 2015.04.09 | 2,219.49 1,664.62
BR781369 |  | BRAND ® 96-well PCR plate |  | non-skirted, white, cut corner A12, standard profile | BR781369-50EA | 需要从国外调货，预计到货时间 2015.04.09 | 2,527.20 1,895.40
BR781371 |  | BRAND ® 96-well PCR plate |  | semi-skirted, clear, cut corner A12, low profile | BR781371-50EA | 需要从国外调货，预计到货时间 2015.04.09 | 2,219.49 1,664.62
BR781373 |  | BRAND ® 96-well PCR plate |  | semi-skirted, raised skirt, clear, cut corner A1, low profile | BR781373-50EA | 需要从国外调货，预计到货时间 2015.04.09 | 2,219.49 1,664.62
BR781374 |  | BRAND ® 96-well PCR plate |  | semi-skirted, clear, cut corner A1, low profile | BR781374-50EA | 需要从国外调货，预计到货时间 2015.04.09 | 2,527.20 1,895.40
BR781375 |  | BRAND ® 96-well PCR plate |  | semi-skirted, clear, cut corner A12, standard profile | BR781375-50EA | 需要从国外调货，预计到货时间 2015.04.09 | 2,219.49 1,664.62
BR781400 |  | BRAND ® 96-well PCR plate |  | semi-skirted, clear, cut corner A1, standard profile | BR781400-50EA | 需要从国外调货，预计到货时间 2015.04.09 | 2,559.96 1,919.97
BR781357 |  | BRAND ® 96-well PCR plate |  | semi-skirted, white, cut corner A1, standard profile | BR781357-50EA | 需要从国外调货，预计到货时间 2015.04.09 | 2,943.72 2,207.79
BR781364 |  | BRAND ® 96-well PCR plate |  | semi-skirted, white, cut corner H12, low profile | BR781364-50EA | 需要从国外调货，预计到货时间 2015.04.09 | 3,340.35 2,505.26
BR781365 |  | BRAND ® 96-well PCR plate |  | semi-skirted, white, cut corner H12, for LightCycler ® | BR781365-50EA | 需要从国外调货，预计到货时间 2015.04.09 | 4,451.85 3,338.89
BR781367 |  | BRAND ® 96-well PCR plate |  | non-skirted, white, cut corner H12, low profile | BR781367-50EA | 需要从国外调货，预计到货时间 2015.04.09 | 2,527.20 1,895.40
BR781372 |  | BRAND ® 96-well PCR plate |  | semi-skirted, white, cut corner A12, low profile | BR781372-50EA | 需要从国外调货，预计到货时间 2015.04.09 | 2,527.20 1,895.40
BR781376 |  | BRAND ® 96-well PCR plate |  | semi-skirted, white, cut corner A12, standard profile | BR781376-50EA | 需要从国外调货，预计到货时间 2015.04.09 | 2,527.20 1,895.40
BR781366 |  | BRAND ® 96-well PCR plate |  | non-skirted, clear, cut corner H12, low profile | BR781366-50EA | 需要从国外调货，预计到货时间 2015.04.09 | 2,219.49 1,664.62
BR781354 |  | BRAND ® 96-well PCR plate |  | non-skirted, white, cut corner H12, standard profile | BR781354-50EA | 需要从国外调货，预计到货时间 2015.04.09 | 2,943.72 2,207.79
BR781416 |  | BRAND ® 48-well PCR plates |  | no skirt, white | BR781416-20EA | 需要从国外调货，预计到货时间 2015.04.09 | 1,091.61 818.71
BR781415 |  | BRAND ® 48-well PCR plates |  | no skirt, thin-walled, flexible, clear | BR781415-20EA | 需要从国外调货，预计到货时间 2015.04.09 | 948.87 711.65
BR781378 |  | BRAND ® 96-well PCR plate, skirted |  | white, cut corner A12, low profile | BR781378-50EA | 需要从国外调货，预计到货时间 2015.04.09 | 3,841.11 2,880.83
BR781377 |  | BRAND ® 96-well PCR plate, skirted |  | clear, cut corner A12, low profile | BR781377-50EA | 需要从国外调货，预计到货时间 2015.04.09 | 3,761.55 2,821.16
BR782150 |  | BRAND ® lids for microplates BRAND ® plates |  | plate size 96 wells, with condensation rings | BR782150-100EA | 需要从国外调货，预计到货时间 2015.04.22 | 898.56 673.92
BR782153 |  | BRAND ® lids for microplates BRAND ® plates |  | plate size 1536 wells, without condensation rings | BR782153-50EA | 需要从国外调货，预计到货时间 2015.04.22 | 859.95 644.96
BR782152 |  | BRAND ® lids for microplates BRAND ® plates |  | 96-well plates transp. bottom / 384-well plates, without condensation rings | BR782152-50EA | 需要从国外调货，预计到货时间 2015.04.22 | 859.95 644.96
BR782151 |  | BRAND ® lids for microplates BRAND ® plates |  | plate size 96 wells, without condensation rings | BR782151-100EA | 需要从国外调货，预计到货时间 2015.04.22 | 898.56 673.92
BR701358 |  | BRAND ® mat cover for deep well plate |  | volume 0.5 mL | BR701358-50EA | 需要从国外调货，预计到货时间 2015.04.09 | 3,542.76 2,657.07
BR701360 |  | BRAND ® mat cover for deep well plate |  | volume 1.1 mL | BR701360-24EA | 需要从国外调货，预计到货时间 2015.04.09 | 1,131.39 848.54
BR701362 |  | BRAND ® mat cover for deep well plate |  | volume 2.2 mL | BR701362-24EA | 需要从国外调货，预计到货时间 2015.04.09 | 1,130.22 847.67
BR781408 |  | BRAND ® PCR sealing mat for 384-well plates |  | silicone | BR781408-10EA | 需要从国外调货，预计到货时间 2015.04.09 | 714.87 536.15
BR781402 |  | BRAND ® PCR sealing mat for 24-well plates |  | TPE | BR781402-10EA | 需要从国外调货，预计到货时间 2015.04.09 | 236.34 177.26
BR781403 |  | BRAND ® PCR sealing mat for 48-well plates |  | TPE | BR781403-10EA | 需要从国外调货，预计到货时间 2015.04.09 | 451.62 338.72
BR781405 |  | BRAND ® PCR TPA sealing mat for 96-well plates |  | TPE | BR781405-5EA | 需要从国外调货，预计到货时间 2015.04.09 | 336.96 252.72
BR701380 |  | BRAND ® roller, hard rubber |  |  | BR701380-1EA | 需要从国外调货，预计到货时间 2015.04.28 | 815.49 611.62
BR701370 |  | BRAND ® sealing film for microplates |  | self-adhesive, suitable for (for automation), polypropylene | BR701370-50EA | 需要从国外调货，预计到货时间 2015.04.09 | 2,487.42 1,865.57
BR781390 |  | BRAND ® sealing film for microplates |  | self-adhesive, suitable for (PCR), polypropylene | BR781390-100EA | 需要从国外调货，预计到货时间 2015.04.09 | 1,809.99 1,357.49
BR701364 |  | BRAND ® sealing film for microplates |  | self-adhesive, gas permeable, suitable for (for cell and tissue culture) | BR701364-100EA | 需要从国外调货，预计到货时间 2015.04.09 | 1,666.08 1,249.56
BR701365 |  | BRAND ® sealing film for microplates |  | self-adhesive, gas permeable, suitable for (for cell and tissue culture) | BR701365-50EA | 需要从国外调货，预计到货时间 2015.04.09 | 1,522.17 1,141.63
BR781380 |  | BRAND ® sealing film for microplates |  | self-adhesive, suitable for (for cold storage), aluminum | BR781380-1ROLL | 需要从国外调货，预计到货时间 2015.04.09 | 2,502.63 1,876.97
BR781381 |  | BRAND ® sealing film for microplates |  | self-adhesive, suitable for (for cold storage), aluminum | BR781381-100EA | 需要从国外调货，预计到货时间 2015.04.09 | 1,907.10 1,430.33
BR701372 |  | BRAND ® sealing film for microplates |  | self-adhesive, suitable for (for luminescence measurement), vinyl | BR701372-50EA | 需要从国外调货，预计到货时间 2015.04.09 | 739.44 554.58
BR781391 |  | BRAND ® sealing film for microplates |  | self-adhesive, suitable for (real-time PCR), polyester | BR781391-100EA | 需要从国外调货，预计到货时间 2015.04.09 | 2,609.10 1,956.83
BR701371 |  | BRAND ® sealing film for microplates |  | self-adhesive, suitable for (for storage/fluorescence measurement), vinyl | BR701371-50EA | 需要从国外调货，预计到货时间 2015.04.09 | 892.71 669.53
BR701367 |  | BRAND ® sealing film for storage |  | DMSO-resistant, allows visual inspection | BR701367-100EA | 需要从国外调货，预计到货时间 2015.04.22 | 1,690.65 1,267.99
BR701357 |  | BRAND ® silicone cover |  |  | BR701357-50EA | 需要从国外调货，预计到货时间 2015.04.09 | 4,933.89 3,700.42
BR701355 |  | BRAND ® 384-well plate, deep well |  | volume 0.3 mL, polypropylene | BR701355-48EA | 需要从国外调货，预计到货时间 2015.04.09 | 5,322.33 3,991.75
BR701346 |  | BRAND ® 96-well deep well plate, stackable |  | volume 0.5 mL, polypropylene | BR701346-48EA | 需要从国外调货，预计到货时间 2015.04.09 | 3,353.22 2,514.92
BR701352 |  | BRAND ® 96-well deep well plate, stackable |  | volume 1.1 mL, polystyrene | BR701352-32EA | 需要从国外调货，预计到货时间 2015.04.09 | 1,678.95 1,259.21
BR701340 |  | BRAND ® 96-well deep well plate, stackable |  | volume 1.2 mL, polypropylene, low profile | BR701340-50EA | 需要从国外调货，预计到货时间 2015.04.09 | 2,577.51 1,933.13
BR701350 |  | BRAND ® 96-well deep well plate, stackable |  | volume 1.2 mL, polypropylene | BR701350-24EA | 需要从国外调货，预计到货时间 2015.04.09 | 1,635.66 1,226.75
BR701354 |  | BRAND ® 96-well deep well plate, stackable |  | volume 2.2 mL, polypropylene | BR701354-24EA | 需要从国外调货，预计到货时间 2015.04.09 | 2,058.03 1,543.52
BR701342 |  | BRAND ® 96-well deep well plate, stackable |  | volume 1.2 mL, polypropylene, elevated wells | BR701342-32EA | 需要从国外调货，预计到货时间 2015.04.09 | 2,128.23 1,596.17
BR701330 |  | BRAND ® 96-well microplate, U-bottom |  | bottom round, non-sterile | BR701330-100EA | 需要从国外调货，预计到货时间 2015.04.09 | 1,948.05 1,461.04
BR781260 |  | BRAND ® PCR Mini-cooler with transparent lid |  |  | BR781260-2EA | 需要从国外调货，预计到货时间 2015.04.22 | 1,325.61 994.21
BR781362 |  | BRAND ® PCR Rack Box |  |  | BR781362-5EA | 需要从国外调货，预计到货时间 2015.04.22 | 637.65 478.24
BR781301 |  | BRAND ® PCR tubes |  | size 0.2 mL, rose, individual, attached flat cap | BR781301-1000EA | 需要从国外调货，预计到货时间 2015.04.09 | 772.20 579.15
BR781313 |  | BRAND ® PCR tubes |  | size 0.5 mL, green, individual, attached flat cap | BR781313-1000EA | 需要从国外调货，预计到货时间 2015.04.09 | 723.06 542.30
BR781304 |  | BRAND ® PCR tubes |  | size 0.2 mL, blue, individual, attached flat cap | BR781304-1000EA | 需要从国外调货，预计到货时间 2015.04.09 | 772.20 579.15
BR781314 |  | BRAND ® PCR tubes |  | size 0.5 mL, blue, individual, attached flat cap | BR781314-1000EA | 需要从国外调货，预计到货时间 2015.04.09 | 723.06 542.30
BR781300 |  | BRAND ® PCR tubes |  | size 0.2 mL, colorless, individual, attached domed cap | BR781300-1000EA | 需要从国外调货，预计到货时间 2015.04.09 | 978.12 733.59
BR781305 |  | BRAND ® PCR tubes |  | size 0.2 mL, colorless, individual, attached flat cap | BR781305-1000EA | 需要从国外调货，预计到货时间 2015.04.09 | 772.20 579.15
BR781310 |  | BRAND ® PCR tubes |  | size 0.5 mL, colorless, individual, attached flat cap | BR781310-1000EA | 需要从国外调货，预计到货时间 2015.04.09 | 723.06 542.30
BR781303 |  | BRAND ® PCR tubes |  | size 0.2 mL, green, individual, attached flat cap | BR781303-1000EA | 需要从国外调货，预计到货时间 2015.04.09 | 772.20 579.15
BR781311 |  | BRAND ® PCR tubes |  | size 0.5 mL, rose, individual, attached flat cap | BR781311-1000EA | 需要从国外调货，预计到货时间 2015.04.09 | 723.06 542.30
BR781302 |  | BRAND ® PCR tubes |  | size 0.2 mL, yellow, individual, attached flat cap | BR781302-1000EA | 需要从国外调货，预计到货时间 2015.04.09 | 772.20 579.15
BR781312 |  | BRAND ® PCR tubes |  | size 0.5 mL, yellow, individual, attached flat cap | BR781312-1000EA | 需要从国外调货，预计到货时间 2015.04.09 | 723.06 542.30
BR781326 |  | BRAND ® PCR tubes and caps, strips of 8 |  | flat caps | BR781326-1PK | Only 1 left in stock (more on the way) - 详 库存详情： BR781326-1PK Only 1 left in stock (more on the way) 1 国内现货或即将上架，预计发货 从 Shanghai 2015.04.05 | 2,946.06 2,209.55
BR781327 |  | BRAND ® PCR tubes and caps, strips of 8 |  | domed caps | BR781327-1PK | 需要从国外调货，预计到货时间 2015.04.09 | 2,765.88 2,074.41
BR781316 |  | BRAND ® PCR tubes, strips of 8 |  | attached transparent single caps, standard profile, size 0.2 mL, white wells | BR781316-120EA | 需要从国外调货，预计到货时间 2015.04.09 | 2,324.79 1,743.59
BR781332 |  | BRAND ® PCR tubes, strips of 8 |  | attached single caps, standard profile, size 0.2 mL | BR781332-120EA | 需要从国外调货，预计到货时间 2015.04.09 | 2,148.12 1,611.09
BR781333 |  | BRAND ® PCR tubes, strips of 8 |  | attached single caps, low profile, size 0.15 mL | BR781333-120EA | 需要从国外调货，预计到货时间 2015.04.28 | 2,148.12 1,611.09
BR781317 |  | BRAND ® PCR tubes, strips of 8 |  | attached transparent single caps, low profile, size 0.15 mL, white wells | BR781317-120EA | 需要从国外调货，预计到货时间 2015.04.09 | 2,324.79 1,743.59
BR781340 |  | BRAND ® strips of 8 caps |  | polypropylene, clear, for PCR tubes | BR781340-1PK | 需要从国外调货，预计到货时间 2015.04.09 | 428.22 321.17
BR781344 |  | BRAND ® strips of 8 caps |  | polypropylene, blue, for PCR tubes | BR781344-1PK | 需要从国外调货，预计到货时间 2015.04.09 | 428.22 321.17
BR781343 |  | BRAND ® strips of 8 caps |  | polypropylene, green, for PCR tubes | BR781343-1PK | 需要从国外调货，预计到货时间 2015.04.09 | 428.22 321.17
BR781341 |  | BRAND ® strips of 8 caps |  | polypropylene, rose, for PCR tubes | BR781341-1PK | 需要从国外调货，预计到货时间 2015.04.09 | 428.22 321.17
BR781342 |  | BRAND ® strips of 8 caps |  | polypropylene, yellow, for PCR tubes | BR781342-1PK | 需要从国外调货，预计到货时间 2015.04.09 | 428.22 321.17
BR781292 |  | BRAND ® strips of 12 caps |  | polypropylene, yellow, for PCR tubes | BR781292-1PK | 需要从国外调货，预计到货时间 2015.04.09 | 697.32 522.99
BR781294 |  | BRAND ® strips of 12 caps |  | polypropylene, blue, for PCR tubes | BR781294-1PK | 需要从国外调货，预计到货时间 2015.04.09 | 697.32 522.99
BR781290 |  | BRAND ® strips of 12 caps |  | polypropylene, clear, for PCR tubes | BR781290-1PK | 需要从国外调货，预计到货时间 2015.04.09 | 697.32 522.99
BR781293 |  | BRAND ® strips of 12 caps |  | polypropylene, green, for PCR tubes | BR781293-1PK | 需要从国外调货，预计到货时间 2015.04.09 | 697.32 522.99
BR781291 |  | BRAND ® strips of 12 caps |  | polypropylene, rose, for PCR tubes | BR781291-1PK | 需要从国外调货，预计到货时间 2015.04.09 | 697.32 522.99
BR781324 |  | BRAND ® strips of 8 PCR tubes |  | blue, without caps | BR781324-1PK | 需要从国外调货，预计到货时间 2015.04.09 | 1,199.25 899.44
BR781330 |  | BRAND ® strips of 8 PCR tubes |  | colorless, attached caps | BR781330-1PK | 需要从国外调货，预计到货时间 2015.04.09 | 1,907.10 1,430.33
BR781323 |  | BRAND ® strips of 8 PCR tubes |  | green, without caps | BR781323-1PK | 需要从国外调货，预计到货时间 2015.04.09 | 1,199.25 899.44
BR781321 |  | BRAND ® strips of 8 PCR tubes |  | rose, without caps | BR781321-1PK | 需要从国外调货，预计到货时间 2015.04.09 | 1,199.25 899.44
BR781322 |  | BRAND ® strips of 8 PCR tubes |  | yellow, without caps | BR781322-1PK | 需要从国外调货，预计到货时间 2015.04.09 | 1,199.25 899.44
BR781325 |  | BRAND ® strips of 8 PCR tubes |  | polypropylene, white, volume 2 mL | BR781325-1PK | 需要从国外调货，预计到货时间 2015.04.09 | 1,329.12 996.84
BR781320 |  | BRAND ® strips of 8 PCR tubes |  | colorless, without caps | BR781320-1PK | 需要从国外调货，预计到货时间 2015.04.09 | 1,199.25 899.44
BR781284 |  | BRAND ® strips of 12 PCR tubes |  | polypropylene, blue, thin-walled | BR781284-1PK | 需要从国外调货，预计到货时间 2015.04.09 | 2,014.74 1,511.06
BR781280 |  | BRAND ® strips of 12 PCR tubes |  | polypropylene, colorless, thin-walled | BR781280-1PK | 需要从国外调货，预计到货时间 2015.04.09 | 2,014.74 1,511.06
BR781283 |  | BRAND ® strips of 12 PCR tubes |  | polypropylene, green, thin-walled | BR781283-1PK | 需要从国外调货，预计到货时间 2015.04.09 | 2,014.74 1,511.06
BR781281 |  | BRAND ® strips of 12 PCR tubes |  | polypropylene, rose, thin-walled | BR781281-1PK | 需要从国外调货，预计到货时间 2015.04.09 | 2,014.74 1,511.06
BR781282 |  | BRAND ® strips of 12 PCR tubes |  | polypropylene, yellow, thin-walled | BR781282-1PK | 需要从国外调货，预计到货时间 2015.04.09 | 2,014.74 1,511.06
Z671525 |  | BRAND ® accu-jet ® pro battery charger |  | AC input 120 V | 价格与库存信息目前不能提供有问题？联系人技术支持
Z637688 |  | BRAND ® accu-jet ® pro pipette controller |  | without charger, dark blue | Z637688-1EA | 需要从国外调货，预计到货时间 2015.04.09 | 5,525.91 4,144.43
Z671533 |  | BRAND ® accu-jet ® pro pipette controller |  | AC input 120 V, US 3-pin plug, dark blue | 价格与库存信息目前不能提供有问题？联系人技术支持
Z671541 |  | BRAND ® accu-jet ® pro pipette controller |  | AC input 120 V, US 3-pin plug, magenta | 价格与库存信息目前不能提供有问题？联系人技术支持
Z671568 |  | BRAND ® accu-jet ® pro pipette controller |  | AC input 120 V, US 3-pin plug, green | 价格与库存信息目前不能提供有问题？联系人技术支持
Z671576 |  | BRAND ® accu-jet ® pro pipette controller |  | AC input 120 V, US 3-pin plug, royal blue | 价格与库存信息目前不能提供有问题？联系人技术支持
BR26322 |  | BRAND ® accu-jet ® pro pipette controller |  | green, AC input 100 - 240 V, Australian plug | BR26322-1EA | 需要从国外调货，预计到货时间 2015.04.09 | 5,571.54 4,178.66
BR26342 |  | BRAND ® accu-jet ® pro pipette controller |  | green, AC input 100 - 240 V, Japan plug | 价格与库存信息目前不能提供有问题？联系人技术支持
BR26343 |  | BRAND ® accu-jet ® pro pipette controller |  | royal blue, AC input 100 - 240 V, Japan plug | 价格与库存信息目前不能提供有问题？联系人技术支持
BR26320 |  | BRAND ® accu-jet ® pro pipette controller |  | dark blue, AC input 100 - 240 V, Australian plug | BR26320-1EA | 需要从国外调货，预计到货时间 2015.04.28 | 5,571.54 4,178.66
BR26340 |  | BRAND ® accu-jet ® pro pipette controller |  | dark blue, AC input 100 - 240 V, Japan plug | 价格与库存信息目前不能提供有问题？联系人技术支持
BR26321 |  | BRAND ® accu-jet ® pro pipette controller |  | magenta, AC input 100 - 240 V, Australian plug | BR26321-1EA | 需要从国外调货，预计到货时间 2015.04.09 | 5,571.54 4,178.66
BR26341 |  | BRAND ® accu-jet ® pro pipette controller |  | magenta, AC input 100 - 240 V, Japan plug | 价格与库存信息目前不能提供有问题？联系人技术支持
BR26323 |  | BRAND ® accu-jet ® pro pipette controller |  | royal blue, AC input 100 - 240 V, Australian plug | BR26323-1EA | 需要从国外调货，预计到货时间 2015.04.09 | 5,571.54 4,178.66
Z333905 |  | BRAND ® accu-jet ® pro pipette controller membrane filters |  | spare membrane filters 0.2 μm, sterile | Z333905-1EA | 需要从国外调货，预计到货时间 2015.04.09 | 194.22 145.67
Z333913 |  | BRAND ® accu-jet ® pro pipette controller membrane filters |  | spare membrane filter 0.2 μm, non-sterile | Z333913-1PAK | 需要从国外调货，预计到货时间 2015.04.28 | 1,034.28 775.71
Z637718 |  | BRAND ® accu-jet ® pro pipette controller NiCd battery pack |  | NiCd battery pack | Z637718-1EA | 需要从国外调货，预计到货时间 2015.04.09 | 303.03 227.27
Z333964 |  | BRAND ® accu-jet ® pro wall support |  |  | Z333964-1EA | 需要从国外调货，预计到货时间 2015.04.09 | 336.96 252.72
Z331678 |  | BRAND ® macro pipette controller |  | gray | Z331678-1EA | 需要从国外调货，预计到货时间 2015.04.09 | 1,153.62 865.22
Z331686 |  | BRAND ® macro pipette controller |  | gray | Z331686-1EA | 需要从国外调货，预计到货时间 2015.04.22 | 1,132.56 849.42
Z331694 |  | BRAND ® macro pipette controller |  | magenta | Z331694-1EA | 需要从国外调货，预计到货时间 2015.04.22 | 1,153.62 865.22
Z331716 |  | BRAND ® macro pipette controller |  | green | Z331716-1EA | 需要从国外调货，预计到货时间 2015.04.22 | 1,153.62 865.22
Z333921 |  | BRAND ® macro pipette controller membrane filters 3 μm (PP,PTFE) |  | pack of 1 | Z333921-1PAK | 需要从国外调货，预计到货时间 2015.04.09 | 128.70 96.53
Z333948 |  | BRAND ® macro pipette controller membrane filters 3 μm (PP,PTFE) |  | pack of 10 | Z333948-1PAK | 需要从国外调货，预计到货时间 2015.04.09 | 1,000.35 750.26
BR26146 |  | BRAND ® macro pipette controller replacement adapter |  |  | BR26146-1EA | 需要从国外调货，预计到货时间 2015.04.22 | 81.90 61.43
BR26225 |  | BRAND ® macro pipette controller replacement suction bellow with screw ring |  | silicone, with screw ring | BR26225-1EA | 需要从国外调货，预计到货时间 2015.04.22 | 372.06 279.05
BR26128 |  | BRAND ® macro pipette controller replacement valve system |  |  | BR26128-1EA | 需要从国外调货，预计到货时间 2015.04.22 | 530.01 397.51
BR26220 |  | BRAND ® macro pipette replacement adadpter support |  |  | BR26220-1EA | 需要从国外调货，预计到货时间 2015.04.22 | 81.90 61.43
Z615927 |  | BRAND ® pipette bulb |  |  | Z615927-100EA | 需要从国外调货，预计到货时间 2015.04.28 | 1,771.38 1,328.54
Z333980 |  | BRAND ® pipette fillers |  | Standard, for pipettes up to 10 mL | Z333980-1EA | 需要从国外调货，预计到货时间 2015.04.09 | 108.81 81.61
Z333999 |  | BRAND ® pipette fillers |  | universal design, for pipettes up to 100 mL | Z333999-1EA | 需要从国外调货，预计到货时间 2015.04.28 | 111.15 83.36
Z333972 |  | BRAND ® pipette fillers |  | FLIP, for pipettes up to 100 mL | Z333972-1EA | 需要从国外调货，预计到货时间 2015.04.09 | 198.90 149.18
BR703459 |  | BRAND ® reagent reservoir with lid for multichannel pipettes |  | size 60 mL | BR703459-10EA | 需要从国外调货，预计到货时间 2015.04.28 | 407.16 305.37
Z329428 |  | BRAND ® magnetic stirring bar retriever, PTFE |  | L 150 mm | Z329428-1EA | 需要从国外调货，预计到货时间 2015.04.28 | 259.74 194.81
Z329436 |  | BRAND ® magnetic stirring bar retriever, PTFE |  | L 250 mm | Z329436-1EA | 需要从国外调货，预计到货时间 2015.04.28 | 272.61 204.46
Z329452 |  | BRAND ® magnetic stirring bar retriever, PTFE |  | L 350 mm | Z329452-1EA | 需要从国外调货，预计到货时间 2015.04.28 | 280.80 210.60
BR137755 |  | BRAND ® magnetic stirring bar, PTFE |  | with ring, L × D 450 mm × 10 mm | BR137755-1EA | 需要从国外调货，预计到货时间 2015.04.09 | 278.46 208.85
BR137750 |  | BRAND ® magnetic stirring bar, PTFE |  | with ring, L × D 300 mm × 10 mm | BR137750-1EA | 需要从国外调货，预计到货时间 2015.04.09 | 264.42 198.32
Z328928 |  | BRAND ® magnetic stirring bar, PTFE, cylindrical |  | L 8 mm, bar diam. 1.7 mm, flattened sides: No | Z328928-10EA | 需要从国外调货，预计到货时间 2015.04.09 | 585.00 438.75
Z328707 |  | BRAND ® magnetic stirring bar, PTFE, cylindrical |  | L 15 mm, bar diam. 1.7 mm, flattened sides: No | Z328707-10EA | 需要从国外调货，预计到货时间 2015.04.22 | 841.23 630.92
Z328839 |  | BRAND ® magnetic stirring bar, PTFE, cylindrical |  | L 5 mm, bar diam. 2 mm, flattened sides: No | Z328839-10EA | 需要从国外调货，预计到货时间 2015.04.28 | 473.85 355.39
Z328898 |  | BRAND ® magnetic stirring bar, PTFE, cylindrical |  | L 7 mm, bar diam. 2 mm, flattened sides: No | Z328898-10EA | 需要从国外调货，预计到货时间 2015.04.09 | 503.10 377.33
Z328758 |  | BRAND ® magnetic stirring bar, PTFE, cylindrical |  | L 2.5 mm, bar diam. 2.5 mm, flattened sides: No | Z328758-10EA | 需要从国外调货，预计到货时间 2015.04.09 | 421.20 315.90
Z328863 |  | BRAND ® magnetic stirring bar, PTFE, cylindrical |  | L 6 mm, bar diam. 3 mm, flattened sides: No | Z328863-10EA | 需要从国外调货，预计到货时间 2015.04.28 | 410.67 308.00
Z328936 |  | BRAND ® magnetic stirring bar, PTFE, cylindrical |  | L 8 mm, bar diam. 3 mm, flattened sides: No | Z328936-10EA | 需要从国外调货，预计到货时间 2015.04.09 | 361.53 271.15
Z328650 |  | BRAND ® magnetic stirring bar, PTFE, cylindrical |  | L 10 mm, bar diam. 3 mm, flattened sides: No | Z328650-10EA | 需要从国外调货，预计到货时间 2015.04.28 | 473.85 355.39
Z328693 |  | BRAND ® magnetic stirring bar, PTFE, cylindrical |  | L 13 mm, bar diam. 3 mm, flattened sides: No | Z328693-10EA | 需要从国外调货，预计到货时间 2015.04.28 | 498.42 373.82
Z328782 |  | BRAND ® magnetic stirring bar, PTFE, cylindrical |  | L 3.5 mm, bar diam. 3.5 mm, flattened sides: No | Z328782-10EA | 需要从国外调货，预计到货时间 2015.04.28 | 444.60 333.45
Z328685 |  | BRAND ® magnetic stirring bar, PTFE, cylindrical |  | L 12 mm, bar diam. 4.5 mm, flattened sides: No | Z328685-10EA | 需要从国外调货，预计到货时间 2015.04.09 | 290.16 217.62
Z328715 |  | BRAND ® magnetic stirring bar, PTFE, cylindrical |  | L 15 mm, bar diam. 4.5 mm, flattened sides: No | Z328715-10EA | 需要从国外调货，预计到货时间 2015.04.09 | 318.24 238.68
Z328669 |  | BRAND ® magnetic stirring bar, PTFE, cylindrical |  | L 10 mm, bar diam. 6 mm, flattened sides: No | Z328669-10EA | 需要从国外调货，预计到货时间 2015.04.09 | 234.00 175.50
Z328723 |  | BRAND ® magnetic stirring bar, PTFE, cylindrical |  | L 15 mm, bar diam. 6 mm, flattened sides: No | Z328723-10EA | 需要从国外调货，预计到货时间 2015.04.09 | 253.89 190.42
Z328766 |  | BRAND ® magnetic stirring bar, PTFE, cylindrical |  | L 20 mm, bar diam. 6 mm, flattened sides: No | Z328766-10EA | 需要从国外调货，预计到货时间 2015.04.09 | 283.14 212.36
Z328774 |  | BRAND ® magnetic stirring bar, PTFE, cylindrical |  | L 25 mm, bar diam. 6 mm, flattened sides: No | Z328774-10EA | 需要从国外调货，预计到货时间 2015.04.28 | 331.11 248.33
Z328790 |  | BRAND ® magnetic stirring bar, PTFE, cylindrical |  | L 30 mm, bar diam. 6 mm, flattened sides: No | Z328790-10EA | 需要从国外调货，预计到货时间 2015.04.28 | 368.55 276.41
Z328804 |  | BRAND ® magnetic stirring bar, PTFE, cylindrical |  | L 35 mm, bar diam. 6 mm, flattened sides: No | Z328804-10EA | 需要从国外调货，预计到货时间 2015.04.09 | 393.12 294.84
Z328812 |  | BRAND ® magnetic stirring bar, PTFE, cylindrical |  | L 40 mm, bar diam. 8 mm, flattened sides: No | Z328812-10EA | 需要从国外调货，预计到货时间 2015.04.09 | 398.97 299.23
Z328820 |  | BRAND ® magnetic stirring bar, PTFE, cylindrical |  | L 45 mm, bar diam. 8 mm, flattened sides: No | Z328820-10EA | 需要从国外调货，预计到货时间 2015.04.09 | 475.02 356.27
Z328847 |  | BRAND ® magnetic stirring bar, PTFE, cylindrical |  | L 50 mm, bar diam. 8 mm, flattened sides: No | Z328847-10EA | 需要从国外调货，预计到货时间 2015.04.28 | 504.27 378.20
Z328871 |  | BRAND ® magnetic stirring bar, PTFE, cylindrical |  | L 60 mm, bar diam. 9 mm, flattened sides: No | Z328871-10EA | 需要从国外调货，预计到货时间 2015.04.09 | 636.48 477.36
Z328901 |  | BRAND ® magnetic stirring bar, PTFE, cylindrical |  | L 70 mm, bar diam. 9 mm, flattened sides: No | Z328901-10EA | 需要从国外调货，预计到货时间 2015.04.09 | 858.78 644.09
Z328944 |  | BRAND ® magnetic stirring bar, PTFE, cylindrical |  | L 80 mm, bar diam. 9 mm, flattened sides: No | Z328944-10EA | 需要从国外调货，预计到货时间 2015.04.09 | 957.06 717.80
Z328855 |  | BRAND ® magnetic stirring bar, PTFE, cylindrical |  | L 57 mm, bar diam. 27 mm, flattened sides | Z328855-1EA | 需要从国外调货，预计到货时间 2015.04.09 | 610.74 458.06
Z328677 |  | BRAND ® magnetic stirring bar, PTFE, cylindrical |  | L 108 mm, bar diam. 27 mm, flattened sides | Z328677-1EA | 需要从国外调货，预计到货时间 2015.04.09 | 1,109.16 831.87
Z328731 |  | BRAND ® magnetic stirring bar, PTFE, cylindrical |  | L 159 mm, bar diam. 27 mm, flattened sides | Z328731-1EA | 需要从国外调货，预计到货时间 2015.04.09 | 1,746.81 1,310.11
BR137185 |  | BRAND ® magnetic stirring bar, PTFE, cylindrical |  | conical, L × D 40 mm × 8 mm | BR137185-10EA | 需要从国外调货，预计到货时间 2015.04.09 | 973.44 730.08
BR137195 |  | BRAND ® magnetic stirring bar, PTFE, cylindrical |  | conical, L × D 60 mm × 8 mm | BR137195-10EA | 需要从国外调货，预计到货时间 2015.04.09 | 1,270.62 952.97
BR137197 |  | BRAND ® magnetic stirring bar, PTFE, cylindrical |  | conical, L × D 70 mm × 10 mm | BR137197-10EA | 需要从国外调货，预计到货时间 2015.04.09 | 1,496.43 1,122.32
BR137199 |  | BRAND ® magnetic stirring bar, PTFE, cylindrical |  | conical, L × D 80 mm × 10 mm | BR137199-10EA | 需要从国外调货，预计到货时间 2015.04.09 | 1,804.14 1,353.11
BR137180 |  | BRAND ® magnetic stirring bar, PTFE, cylindrical |  | conical, L × D 30 mm × 8 mm | BR137180-10EA | 需要从国外调货，预计到货时间 2015.04.09 | 813.15 609.86
BR137190 |  | BRAND ® magnetic stirring bar, PTFE, cylindrical |  | conical, L × D 50 mm × 8 mm | BR137190-10EA | 需要从国外调货，预计到货时间 2015.04.09 | 1,098.63 823.97
BR137168 |  | BRAND ® magnetic stirring bar, PTFE, cylindrical |  | conical, L × D 10 mm × 4 mm | BR137168-10EA | 需要从国外调货，预计到货时间 2015.04.09 | 586.17 439.63
BR137170 |  | BRAND ® magnetic stirring bar, PTFE, cylindrical |  | conical, L × D 15 mm × 5 mm | BR137170-10EA | 需要从国外调货，预计到货时间 2015.04.09 | 590.85 443.14
BR137175 |  | BRAND ® magnetic stirring bar, PTFE, cylindrical |  | conical, L × D 20 mm × 7 mm | BR137175-10EA | 需要从国外调货，预计到货时间 2015.04.09 | 670.41 502.81
BR137178 |  | BRAND ® magnetic stirring bar, PTFE, cylindrical |  | conical, L × D 25 mm × 8 mm | BR137178-10EA | 需要从国外调货，预计到货时间 2015.04.09 | 749.97 562.48
Z329061 |  | BRAND ® magnetic stirring bar, PTFE, cylindrical with pivot ring |  | L 8 mm, bar diam. 3 mm | Z329061-10EA | 需要从国外调货，预计到货时间 2015.04.13 | 504.27 378.20
Z328952 |  | BRAND ® magnetic stirring bar, PTFE, cylindrical with pivot ring |  | L 12 mm, bar diam. 4.5 mm | Z328952-10EA | 需要从国外调货，预计到货时间 2015.04.09 | 444.60 333.45
Z328960 |  | BRAND ® magnetic stirring bar, PTFE, cylindrical with pivot ring |  | L 15 mm, bar diam. 4.5 mm | Z328960-10EA | 需要从国外调货，预计到货时间 2015.04.09 | 420.03 315.02
Z328979 |  | BRAND ® magnetic stirring bar, PTFE, cylindrical with pivot ring |  | L 20 mm, bar diam. 6 mm | Z328979-10EA | 需要从国外调货，预计到货时间 2015.04.09 | 434.07 325.55
Z328987 |  | BRAND ® magnetic stirring bar, PTFE, cylindrical with pivot ring |  | L 25 mm, bar diam. 6 mm | Z328987-10EA | 需要从国外调货，预计到货时间 2015.04.09 | 471.51 353.63
Z328995 |  | BRAND ® magnetic stirring bar, PTFE, cylindrical with pivot ring |  | L 30 mm, bar diam. 6 mm | Z328995-10EA | 需要从国外调货，预计到货时间 2015.04.09 | 510.12 382.59
Z329002 |  | BRAND ® magnetic stirring bar, PTFE, cylindrical with pivot ring |  | L 35 mm, bar diam. 6 mm | Z329002-10EA | 需要从国外调货，预计到货时间 2015.04.09 | 542.88 407.16
Z329010 |  | BRAND ® magnetic stirring bar, PTFE, cylindrical with pivot ring |  | L 40 mm, bar diam. 8 mm | Z329010-10EA | 需要从国外调货，预计到货时间 2015.04.09 | 586.17 439.63
Z329029 |  | BRAND ® magnetic stirring bar, PTFE, cylindrical with pivot ring |  | L 45 mm, bar diam. 8 mm | Z329029-10EA | 需要从国外调货，预计到货时间 2015.04.09 | 707.85 530.89
Z329037 |  | BRAND ® magnetic stirring bar, PTFE, cylindrical with pivot ring |  | L 50 mm, bar diam. 8.5 mm | Z329037-10EA | 需要从国外调货，预计到货时间 2015.04.09 | 771.03 578.27
Z329045 |  | BRAND ® magnetic stirring bar, PTFE, cylindrical with pivot ring |  | L 60 mm, bar diam. 8.5 mm | Z329045-10EA | 需要从国外调货，预计到货时间 2015.04.09 | 871.65 653.74
Z329053 |  | BRAND ® magnetic stirring bar, PTFE, cylindrical with pivot ring |  | L 70 mm, bar diam. 8.5 mm | Z329053-10EA | 需要从国外调货，预计到货时间 2015.04.09 | 1,097.46 823.10
BR137927 |  | BRAND ® magnetic stirring bar, PTFE, disc-shaped |  | disc, H × D 5 mm × 10 mm | BR137927-10EA | 需要从国外调货，预计到货时间 2015.04.09 | 603.72 452.79
BR137926 |  | BRAND ® magnetic stirring bar, PTFE, disc-shaped |  | disc, H × D 6 mm × 9 mm | BR137926-10EA | 需要从国外调货，预计到货时间 2015.04.09 | 606.06 454.55
BR137929 |  | BRAND ® magnetic stirring bar, PTFE, disc-shaped |  | disc, H × D 12 mm × 30 mm | BR137929-10EA | 需要从国外调货，预计到货时间 2015.04.09 | 1,263.60 947.70
BR137928 |  | BRAND ® magnetic stirring bar, PTFE, disc-shaped |  | disc, H × D 10 mm × 20 mm | BR137928-10EA | 需要从国外调货，预计到货时间 2015.04.09 | 830.70 623.03
BR137930 |  | BRAND ® magnetic stirring bar, PTFE, double-ended |  | double-ended, L 37 mm | BR137930-10EA | 需要从国外调货，预计到货时间 2015.04.09 | 2,091.96 1,568.97
BR137935 |  | BRAND ® magnetic stirring bar, PTFE, double-ended |  | double-ended, L 54 mm | BR137935-10EA | 需要从国外调货，预计到货时间 2015.04.09 | 2,431.26 1,823.45
Z329088 |  | BRAND ® magnetic stirring bar, PTFE, octagonal with pivot ring |  | L 13 mm, bar diam. 8 mm | Z329088-10EA | 需要从国外调货，预计到货时间 2015.04.09 | 658.71 494.03
Z329096 |  | BRAND ® magnetic stirring bar, PTFE, octagonal with pivot ring |  | L 15 mm, bar diam. 8 mm | Z329096-10EA | 需要从国外调货，预计到货时间 2015.04.09 | 689.13 516.85
Z329150 |  | BRAND ® magnetic stirring bar, PTFE, octagonal with pivot ring |  | L 38 mm, bar diam. 8 mm | Z329150-10EA | 需要从国外调货，预计到货时间 2015.04.09 | 883.35 662.51
Z329126 |  | BRAND ® magnetic stirring bar, PTFE, octagonal with pivot ring |  | L 25 mm, bar diam. 8 mm | Z329126-10EA | 需要从国外调货，预计到货时间 2015.04.09 | 738.27 553.70
Z329177 |  | BRAND ® magnetic stirring bar, PTFE, octagonal with pivot ring |  | L 51 mm, bar diam. 8 mm | Z329177-10EA | 需要从国外调货，预计到货时间 2015.04.09 | 1,023.75 767.81
Z329118 |  | BRAND ® magnetic stirring bar, PTFE, octagonal with pivot ring |  | L 25 mm, bar diam. 10 mm | Z329118-10EA | 需要从国外调货，预计到货时间 2015.04.09 | 753.48 565.11
Z329134 |  | BRAND ® magnetic stirring bar, PTFE, octagonal with pivot ring |  | L 38 mm, bar diam. 10 mm | Z329134-10EA | 需要从国外调货，预计到货时间 2015.04.09 | 1,028.43 771.32
Z329169 |  | BRAND ® magnetic stirring bar, PTFE, octagonal with pivot ring |  | L 51 mm, bar diam. 10 mm | Z329169-10EA | 需要从国外调货，预计到货时间 2015.04.09 | 1,137.24 852.93
Z329185 |  | BRAND ® magnetic stirring bar, PTFE, octagonal with pivot ring |  | L 64 mm, bar diam. 10 mm | Z329185-10EA | 需要从国外调货，预计到货时间 2015.04.09 | 1,374.75 1,031.06
Z329193 |  | BRAND ® magnetic stirring bar, PTFE, octagonal with pivot ring |  | L 75 mm, bar diam. 12 mm | Z329193-10EA | 需要从国外调货，预计到货时间 2015.04.09 | 2,073.24 1,554.93
Z329142 |  | BRAND ® magnetic stirring bar, PTFE, octagonal with pivot ring |  | L 38 mm, bar diam. 13 mm | Z329142-10EA | 需要从国外调货，预计到货时间 2015.04.22 | 1,540.89 1,155.67
Z329142 |  | BRAND ® magnetic stirring bar, PTFE, octagonal with pivot ring |  | L 38 mm, bar diam. 13 mm | 产品Z329142已经停产；但是尚有库存。请从以下尚有库存的包装规格中选择。
Z329207 |  | BRAND ® magnetic stirring bar, PTFE, oval |  | L 10 mm, diam. 5 mm | Z329207-10EA | 需要从国外调货，预计到货时间 2015.04.09 | 1,199.25 899.44
Z329215 |  | BRAND ® magnetic stirring bar, PTFE, oval |  | L 15 mm, diam. 6 mm | Z329215-10EA | 需要从国外调货，预计到货时间 2015.04.09 | 1,253.07 939.80
Z329223 |  | BRAND ® magnetic stirring bar, PTFE, oval |  | L 20 mm, diam. 10 mm | Z329223-10EA | 需要从国外调货，预计到货时间 2015.04.09 | 1,261.26 945.95
Z329231 |  | BRAND ® magnetic stirring bar, PTFE, oval |  | L 25 mm, diam. 12 mm | Z329231-10EA | 需要从国外调货，预计到货时间 2015.04.09 | 1,591.20 1,193.40
Z329258 |  | BRAND ® magnetic stirring bar, PTFE, oval |  | L 32 mm, diam. 15 mm | Z329258-10EA | 需要从国外调货，预计到货时间 2015.04.09 | 1,969.11 1,476.83
Z329266 |  | BRAND ® magnetic stirring bar, PTFE, oval |  | L 34 mm, diam. 15 mm | Z329266-10EA | 需要从国外调货，预计到货时间 2015.04.09 | 2,151.63 1,613.72
Z329274 |  | BRAND ® magnetic stirring bar, PTFE, oval |  | L 40 mm, diam. 20 mm | Z329274-10EA | 需要从国外调货，预计到货时间 2015.04.09 | 2,612.61 1,959.46
Z329282 |  | BRAND ® magnetic stirring bar, PTFE, oval |  | L 50 mm, diam. 20 mm | Z329282-10EA | 需要从国外调货，预计到货时间 2015.04.09 | 3,393.00 2,544.75
Z329290 |  | BRAND ® magnetic stirring bar, PTFE, oval |  | L 65 mm, diam. 20 mm | Z329290-10EA | 需要从国外调货，预计到货时间 2015.04.09 | 4,305.60 3,229.20
Z329304 |  | BRAND ® magnetic stirring bar, PTFE, oval |  | L 70 mm, diam. 20 mm | Z329304-10EA | 需要从国外调货，预计到货时间 2015.04.28 | 4,594.59 3,445.94
BR137632 |  | BRAND ® magnetic stirring bar, PTFE, crosshead |  | crosshead, H × D 9 mm × 20 mm | BR137632-10EA | 需要从国外调货，预计到货时间 2015.04.09 | 844.74 633.56
BR137634 |  | BRAND ® magnetic stirring bar, PTFE, crosshead |  | crosshead, H × D 10 mm × 25 mm | BR137634-10EA | 需要从国外调货，预计到货时间 2015.04.09 | 1,043.64 782.73
BR137630 |  | BRAND ® magnetic stirring bar, PTFE, crosshead |  | crosshead, H × D 5 mm × 10 mm | BR137630-10EA | 需要从国外调货，预计到货时间 2015.04.09 | 773.37 580.03
BR137638 |  | BRAND ® magnetic stirring bar, PTFE, crosshead |  | crosshead, H × D 15 mm × 38 mm | BR137638-10EA | 需要从国外调货，预计到货时间 2015.04.09 | 1,622.79 1,217.09
BR137636 |  | BRAND ® magnetic stirring bar, PTFE, crosshead |  | crosshead, H × D 12 mm × 30 mm | BR137636-10EA | 需要从国外调货，预计到货时间 2015.04.09 | 1,497.60 1,123.20
BR137905 |  | BRAND ® magnetic stirring bar, PTFE, round, with crosshead |  | round (with crosshead), L × D 10 mm × 8 mm | BR137905-10EA | 需要从国外调货，预计到货时间 2015.04.09 | 760.50 570.38
BR137910 |  | BRAND ® magnetic stirring bar, PTFE, round, with crosshead |  | round (with crosshead), L × D 14 mm × 10 mm | BR137910-10EA | 需要从国外调货，预计到货时间 2015.04.09 | 843.57 632.68
BR137915 |  | BRAND ® magnetic stirring bar, PTFE, round, with crosshead |  | round (with crosshead), L × D 17 mm × 13 mm | BR137915-10EA | 需要从国外调货，预计到货时间 2015.04.09 | 1,028.43 771.32
BR137919 |  | BRAND ® magnetic stirring bar, PTFE, round, with crosshead |  | round (with crosshead), L × D 30 mm × 12 mm | BR137919-10EA | 需要从国外调货，预计到货时间 2015.04.09 | 1,929.33 1,447.00
BR137917 |  | BRAND ® magnetic stirring bar, PTFE, round, with crosshead |  | round (with crosshead), L × D 22 mm × 15 mm | BR137917-10EA | 需要从国外调货，预计到货时间 2015.04.09 | 1,377.09 1,032.82
BR137950 |  | BRAND ® magnetic stirring bar, PTFE, spherical |  | spherical, diam. 12 mm | BR137950-1EA | 需要从国外调货，预计到货时间 2015.04.09 | 99.45 74.59
Z329312 |  | BRAND ® magnetic stirring bar, PTFE, triangular |  | L 12 mm, bar diam. 6 mm | Z329312-10EA | 需要从国外调货，预计到货时间 2015.04.09 | 422.37 316.78
Z329320 |  | BRAND ® magnetic stirring bar, PTFE, triangular |  | L 20 mm, bar diam. 8 mm | Z329320-10EA | 需要从国外调货，预计到货时间 2015.04.09 | 576.81 432.61
Z329339 |  | BRAND ® magnetic stirring bar, PTFE, triangular |  | L 25 mm, bar diam. 8 mm | Z329339-10EA | 需要从国外调货，预计到货时间 2015.04.09 | 565.11 423.83
Z329347 |  | BRAND ® magnetic stirring bar, PTFE, triangular |  | L 25 mm, bar diam. 14 mm | Z329347-10EA | 需要从国外调货，预计到货时间 2015.04.09 | 891.54 668.66
Z329355 |  | BRAND ® magnetic stirring bar, PTFE, triangular |  | L 35 mm, bar diam. 10 mm | Z329355-10EA | 需要从国外调货，预计到货时间 2015.04.09 | 639.99 479.99
Z329363 |  | BRAND ® magnetic stirring bar, PTFE, triangular |  | L 40 mm, bar diam. 14 mm | Z329363-10EA | 需要从国外调货，预计到货时间 2015.04.09 | 960.57 720.43
Z329371 |  | BRAND ® magnetic stirring bar, PTFE, triangular |  | L 50 mm, bar diam. 12 mm | Z329371-10EA | 需要从国外调货，预计到货时间 2015.04.09 | 1,026.09 769.57
Z329398 |  | BRAND ® magnetic stirring bar, PTFE, triangular |  | L 55 mm, bar diam. 14 mm | Z329398-10EA | 需要从国外调货，预计到货时间 2015.04.09 | 1,221.48 916.11
Z329401 |  | BRAND ® magnetic stirring bar, PTFE, triangular |  | L 80 mm, bar diam. 16 mm | Z329401-10EA | 需要从国外调货，预计到货时间 2015.04.09 | 2,122.38 1,591.79
BR137840 |  | BRAND ® magnetic stirring bar, PTFE, triangular with pivot rim |  | triangular (with pivot rim), L × D 12 mm × 6 mm | BR137840-10EA | 需要从国外调货，预计到货时间 2015.04.09 | 644.67 483.50
BR137844 |  | BRAND ® magnetic stirring bar, PTFE, triangular with pivot rim |  | triangular (with pivot rim), L × D 35 mm × 10 mm | BR137844-10EA | 需要从国外调货，预计到货时间 2015.04.09 | 638.82 479.12
BR137842 |  | BRAND ® magnetic stirring bar, PTFE, triangular with pivot rim |  | triangular (with pivot rim), L × D 25 mm × 8 mm | BR137842-10EA | 需要从国外调货，预计到货时间 2015.04.09 | 563.94 422.96
BR137848 |  | BRAND ® magnetic stirring bar, PTFE, triangular with pivot rim |  | triangular (with pivot rim), L × D 80 mm × 18 mm | BR137848-10EA | 需要从国外调货，预计到货时间 2015.04.09 | 2,062.71 1,547.03
BR137846 |  | BRAND ® magnetic stirring bar, PTFE, triangular with pivot rim |  | triangular (with pivot rim), L × D 50 mm × 12 mm | BR137846-10EA | 需要从国外调货，预计到货时间 2015.04.09 | 1,079.91 809.93
BR114840 |  | BRAND ® cryogenic tube with screw cap |  | volume 1.2 mL, with internal thread self-standing, self-standing | BR114840-1000EA | 需要从国外调货，预计到货时间 2015.04.09 | 6,704.10 5,028.08
BR114844 |  | BRAND ® cryogenic tube with screw cap |  | volume 4 mL, with internal thread self-standing, self-standing | BR114844-1000EA | 需要从国外调货，预计到货时间 2015.04.09 | 9,496.89 7,122.67
BR114830 |  | BRAND ® cryogenic tube with screw cap |  | volume 1.2 mL, with external thread, self-standing | BR114830-1000EA | 需要从国外调货，预计到货时间 2015.04.09 | 6,704.10 5,028.08
BR114832 |  | BRAND ® cryogenic tube with screw cap |  | volume 2 mL, with external thread self-standing, self-standing | BR114832-1000EA | 需要从国外调货，预计到货时间 2015.04.09 | 6,704.10 5,028.08
BR114831 |  | BRAND ® cryogenic tube with screw cap |  | volume 2 mL, with external thread, bottom | BR114831-1000EA | 需要从国外调货，预计到货时间 2015.04.09 | 6,704.10 5,028.08
BR114841 |  | BRAND ® cryogenic tube with screw cap |  | volume 2 mL, with internal thread, self-standing | BR114841-1000EA | 需要从国外调货，预计到货时间 2015.04.09 | 6,704.10 5,028.08
BR114842 |  | BRAND ® cryogenic tube with screw cap |  | volume 2 mL, with internal thread, bottom | BR114842-1000EA | 需要从国外调货，预计到货时间 2015.04.09 | 6,704.10 5,028.08
BR114833 |  | BRAND ® cryogenic tube with screw cap |  | volume 3 mL, with external thread, self-standing | BR114833-1000EA | 需要从国外调货，预计到货时间 2015.04.09 | 7,200.18 5,400.14
BR114834 |  | BRAND ® cryogenic tube with screw cap |  | volume 4 mL, with external thread, self-standing | BR114834-1000EA | 需要从国外调货，预计到货时间 2015.04.09 | 7,759.44 5,819.58
BR114843 |  | BRAND ® cryogenic tube with screw cap |  | volume 4 mL, with internal thread, bottom | BR114843-1000EA | 需要从国外调货，预计到货时间 2015.04.09 | 8,752.77 6,564.58
BR114835 |  | BRAND ® cryogenic tube with screw cap |  | volume 5 mL, with external thread, self-standing | BR114835-1000EA | 需要从国外调货，预计到货时间 2015.04.09 | 8,194.68 6,146.01
BR114845 |  | BRAND ® cryogenic tube with screw cap |  | volume 5 mL, with internal thread, bottom | BR114845-1000EA | 需要从国外调货，预计到货时间 2015.04.09 | 9,992.97 7,494.73
BR114105 |  | BRAND ® culture tube, rimless |  | L × W 10 mm × 75 mm, thickness 0.6 mm | BR114105-250EA | 需要从国外调货，预计到货时间 2015.04.09 | 407.16 305.37
BR114110 |  | BRAND ® culture tube, rimless |  | L × W 12 mm × 100 mm, thickness 0.6 mm | BR114110-144EA | 需要从国外调货，预计到货时间 2015.04.09 | 248.04 186.03
BR114120 |  | BRAND ® culture tube, rimless |  | L × W 16 mm × 125 mm, thickness 0.8 mm | BR114120-105EA | 需要从国外调货，预计到货时间 2015.04.09 | 272.61 204.46
BR114125 |  | BRAND ® culture tube, rimless |  | L × W 16 mm × 160 mm, thickness 0.8 mm | BR114125-100EA | 需要从国外调货，预计到货时间 2015.04.09 | 285.48 214.11
BR114130 |  | BRAND ® culture tube, rimless |  | L × W 18 mm × 180 mm, thickness 0.8 mm | BR114130-121EA | 需要从国外调货，预计到货时间 2015.04.09 | 613.08 459.81
BR114106 |  | BRAND ® culture tube, rimless |  | L × W 12 mm × 75 mm, thickness 0.6 mm | BR114106-250EA | 需要从国外调货，预计到货时间 2015.04.09 | 422.37 316.78
BR114115 |  | BRAND ® culture tube, rimless |  | L × W 16 mm × 100 mm, thickness 0.8 mm | BR114115-78EA | 需要从国外调货，预计到货时间 2015.04.09 | 194.22 145.67
BR113931 |  | BRAND ® culture tube, screw cap |  | L × W 12 mm × 100 mm, thickness 1.0 mm | BR113931-100EA | 需要从国外调货，预计到货时间 2015.04.09 | 1,256.58 942.44
BR113943 |  | BRAND ® culture tube, screw cap |  | L × W 18 mm × 180 mm, thickness 1.0 mm | BR113943-100EA | 需要从国外调货，预计到货时间 2015.04.09 | 2,100.15 1,575.11
BR113941 |  | BRAND ® culture tube, screw cap |  | L × W 16 mm × 160 mm, thickness 1.0 mm | BR113941-100EA | 需要从国外调货，预计到货时间 2015.04.09 | 1,709.37 1,282.03
BR113935 |  | BRAND ® culture tube, screw cap |  | L × W 16 mm × 100 mm, thickness 1.0 mm | BR113935-100EA | 需要从国外调货，预计到货时间 2015.04.09 | 1,365.39 1,024.04
BR780400 |  | BRAND ® disposable microcentrifuge tube |  | with safety lid, capacity 1.5 mL, sterile | BR780400-450EA | Only 3 left in stock (more on the way) - 详 库存详情： BR780400-450EA Only 3 left in stock (more on the way) 1 国内现货或即将上架，预计发货 从 Shanghai 2015.04.05 | 2,065.05 1,548.79
BR780505 |  | BRAND ® disposable microcentrifuge tube |  | without lid, capacity 1.5 mL | BR780505-2000EA | 需要从国外调货，预计到货时间 2015.04.28 | 1,029.60 772.20
BR780540 |  | BRAND ® disposable microcentrifuge tube |  | with safety lid, capacity 1.5 mL | BR780540-1000EA | 需要从国外调货，预计到货时间 2015.04.09 | 847.08 635.31
BR780760 |  | BRAND ® micro tubes without tamper-evident screw cap |  | capacity 0.5 mL, self-standing, non-sterile | BR780760-1000EA | 需要从国外调货，预计到货时间 2015.04.09 | 2,185.56 1,639.17
BR780762 |  | BRAND ® micro tubes without tamper-evident screw cap |  | capacity 1.5 mL, round bottom, non-sterile | BR780762-1000EA | 需要从国外调货，预计到货时间 2015.04.09 | 2,185.56 1,639.17
BR780761 |  | BRAND ® micro tubes without tamper-evident screw cap |  | capacity 1.5 mL, self-standing, non-sterile | BR780761-1000EA | 需要从国外调货，预计到货时间 2015.04.09 | 2,185.56 1,639.17
BR780764 |  | BRAND ® micro tubes without tamper-evident screw cap |  | capacity 2 mL, round bottom, non-sterile | BR780764-1000EA | 需要从国外调货，预计到货时间 2015.04.09 | 2,185.56 1,639.17
BR780763 |  | BRAND ® micro tubes without tamper-evident screw cap |  | capacity 2 mL, self-standing, non-sterile | BR780763-1000EA | 需要从国外调货，预计到货时间 2015.04.09 | 2,185.56 1,639.17
BR780755 |  | BRAND ® micro tubes with tamper-evident screw cap |  | capacity 0.5 mL, self-standing, sterile | BR780755-500EA | 需要从国外调货，预计到货时间 2015.04.09 | 5,192.46 3,894.35
BR780757 |  | BRAND ® micro tubes with tamper-evident screw cap |  | capacity 1.5 mL, round bottom, sterile | BR780757-500EA | 需要从国外调货，预计到货时间 2015.04.09 | 5,192.46 3,894.35
BR780756 |  | BRAND ® micro tubes with tamper-evident screw cap |  | capacity 1.5 mL, self-standing, sterile | BR780756-500EA | 需要从国外调货，预计到货时间 2015.04.09 | 5,192.46 3,894.35
BR780759 |  | BRAND ® micro tubes with tamper-evident screw cap |  | capacity 2 mL, round bottom, sterile | BR780759-500EA | 需要从国外调货，预计到货时间 2015.04.09 | 5,192.46 3,894.35
BR780758 |  | BRAND ® micro tubes with tamper-evident screw cap |  | capacity 2 mL, self-standing, sterile | BR780758-500EA | 需要从国外调货，预计到货时间 2015.04.09 | 5,192.46 3,894.35
BR780700 |  | BRAND ® micro tube with attached screw cap and sealing cone |  | capacity 0.5 mL, self-standing, non-sterile | BR780700-1000EA | 需要从国外调货，预计到货时间 2015.04.09 | 2,983.50 2,237.63
BR780701 |  | BRAND ® micro tube with attached screw cap and sealing cone |  | capacity 1.5 mL, self-standing, non-sterile | BR780701-1000EA | 需要从国外调货，预计到货时间 2015.04.09 | 2,983.50 2,237.63
BR780704 |  | BRAND ® micro tube with attached screw cap and sealing cone |  | capacity 2 mL, round bottom, non-sterile | BR780704-1000EA | 需要从国外调货，预计到货时间 2015.04.09 | 2,983.50 2,237.63
BR780703 |  | BRAND ® micro tube with attached screw cap and sealing cone |  | capacity 2 mL, self-standing, non-sterile | BR780703-1000EA | 需要从国外调货，预计到货时间 2015.04.09 | 2,983.50 2,237.63
BR780702 |  | BRAND ® micro tube with attached screw cap and sealing cone |  | capacity 1.5 mL, round bottom, non-sterile | BR780702-1000EA | 需要从国外调货，预计到货时间 2015.04.09 | 2,983.50 2,237.63
BR780750 |  | BRAND ® micro tube with bulk screw cap and silicone sealing |  | capacity 0.5 mL, self-standing, sterile | BR780750-500EA | 需要从国外调货，预计到货时间 2015.04.15 | 3,827.07 2,870.30
BR780752 |  | BRAND ® micro tube with bulk screw cap and silicone sealing |  | capacity 1.5 mL, round bottom, sterile | BR780752-500EA | 需要从国外调货，预计到货时间 2015.04.09 | 3,827.07 2,870.30
BR780754 |  | BRAND ® micro tube with bulk screw cap and silicone sealing |  | capacity 2 mL, round bottom, sterile | BR780754-500EA | 需要从国外调货，预计到货时间 2015.04.09 | 3,827.07 2,870.30
BR780753 |  | BRAND ® micro tube with bulk screw cap and silicone sealing |  | capacity 2 mL, self-standing, sterile | BR780753-500EA | 需要从国外调货，预计到货时间 2015.04.09 | 3,827.07 2,870.30
BR780751 |  | BRAND ® micro tube with bulk screw cap and silicone sealing |  | capacity 1.5 mL, self-standing, sterile | BR780751-500EA | 需要从国外调货，预计到货时间 2015.04.09 | 3,827.07 2,870.30
BR780730 |  | BRAND ® micro tube without screw cap |  | volume 0.5 mL, self-standing, non-sterile | BR780730-1000EA | 需要从国外调货，预计到货时间 2015.04.09 | 2,338.83 1,754.12
BR780732 |  | BRAND ® micro tube without screw cap |  | volume 1.5 mL, round bottom, non-sterile | BR780732-1000EA | 需要从国外调货，预计到货时间 2015.04.09 | 2,338.83 1,754.12
BR780731 |  | BRAND ® micro tube without screw cap |  | volume 1.5 mL, self-standing, non-sterile | BR780731-1000EA | 需要从国外调货，预计到货时间 2015.04.09 | 2,338.83 1,754.12
BR780734 |  | BRAND ® micro tube without screw cap |  | volume 2 mL, round bottom, non-sterile | BR780734-1000EA | 需要从国外调货，预计到货时间 2015.04.09 | 2,338.83 1,754.12
BR780733 |  | BRAND ® micro tube without screw cap |  | volume 2 mL, self-standing, non-sterile | BR780733-1000EA | 需要从国外调货，预计到货时间 2015.04.09 | 2,338.83 1,754.12
Z637408 |  | BRAND ® PP microtube, attached screw cap with silicone seal |  | volume 0.5 mL, graduated: No, self standing | Z637408-1000EA | 需要从国外调货，预计到货时间 2015.04.09 | 4,608.63 3,456.47
Z637416 |  | BRAND ® PP microtube, attached screw cap with silicone seal |  | volume 1.5 mL, graduated, up to 1 mL, self standing | Z637416-1000EA | 需要从国外调货，预计到货时间 2015.04.09 | 4,608.63 3,456.47
Z637424 |  | BRAND ® PP microtube, attached screw cap with silicone seal |  | volume 1.5 mL, graduated, up to 1 mL, self standing: No | Z637424-1000EA | 需要从国外调货，预计到货时间 2015.04.09 | 4,608.63 3,456.47
Z637432 |  | BRAND ® PP microtube, attached screw cap with silicone seal |  | volume 2.0 mL, graduated, up to 1.2 mL, self standing | Z637432-1000EA | 需要从国外调货，预计到货时间 2015.04.09 | 4,608.63 3,456.47
Z637440 |  | BRAND ® PP microtube, attached screw cap with silicone seal |  | volume 2.0 mL, graduated, up to 1.4 mL, self standing: No | Z637440-1000EA | 需要从国外调货，预计到货时间 2015.04.09 | 4,608.63 3,456.47
Z334006 |  | BRAND ® microcentrifuge tube, 0.5 mL with lid |  | clear polypropylene, pkg of 1000 | Z334006-1PAK | 需要从国外调货，预计到货时间 2015.04.28 | 826.02 619.52
Z336769 |  | BRAND ® microcentrifuge tube, 1.5 mL with lid, PP |  | transparent, pack of 500 | Z336769-1PAK | Only 2 left in stock (more on the way) - 详 库存详情： Z336769-1PAK Only 2 left in stock (more on the way) 1 国内现货或即将上架，预计发货 从 Shanghai 2015.04.05 | 223.47 167.60
Z336777 |  | BRAND ® microcentrifuge tube, 1.5 mL with lid, PP |  | transparent, pack of 3,000 | Z336777-1PAK | 需要从国外调货，预计到货时间 2015.04.28 | 1,271.79 953.84
Z334014 |  | BRAND ® microcentrifuge tube, 1.5 mL with lid, PP |  | yellow, pack of 500 | Z334014-1PAK | 需要从国外调货，预计到货时间 2015.04.09 | 281.97 211.48
Z334022 |  | BRAND ® microcentrifuge tube, 1.5 mL with lid, PP |  | blue, pack of 500 | Z334022-1PAK | 需要从国外调货，预计到货时间 2015.04.09 | 281.97 211.48
Z334049 |  | BRAND ® microcentrifuge tube, 1.5 mL with lid, PP |  | orange, pack of 500 | Z334049-1PAK | 需要从国外调货，预计到货时间 2015.04.09 | 281.97 211.48
Z334057 |  | BRAND ® microcentrifuge tube, 1.5 mL with lid, PP |  | amber, *, pack of 500 | Z334057-1PAK | 需要从国外调货，预计到货时间 2015.04.09 | 281.97 211.48
Z334030 |  | BRAND ® microcentrifuge tube, 1.5 mL with lid, PP |  | green, pack of 500 | Z334030-1PAK | 需要从国外调货，预计到货时间 2015.04.09 | 281.97 211.48
Z628034 |  | BRAND ® microcentrifuge tube, 2 mL with lid, PP |  | transparent | Z628034-500EA | 需要从国外调货，预计到货时间 2015.04.22 | 713.70 535.28
Z628034 |  | BRAND ® microcentrifuge tube, 2 mL with lid, PP |  | transparent | Z628034-1000EA | 需要从国外调货，预计到货时间 2015.04.09 | 542.88 407.16
BR114930 |  | BRAND ® mini cooler |  | PC, for 12 tubes | BR114930-1EA | 需要从国外调货，预计到货时间 2015.04.09 | 1,480.05 1,110.04
BR114935 |  | BRAND ® mini cooler |  | PC, for 12 tubes | BR114935-1EA | 需要从国外调货，预计到货时间 2015.04.28 | 1,480.05 1,110.04
BR114940 |  | BRAND ® mini cooler |  | PC, for 12 tubes | BR114940-1EA | 需要从国外调货，预计到货时间 2015.04.09 | 1,480.05 1,110.04
BR781334 |  | BRAND ® strips of 8 caps |  | polypropylene, clear, flat | BR781334-1PK | 需要从国外调货，预计到货时间 2015.04.09 | 555.75 416.81
BR779420 |  | BRAND ® PFA sample tubes with screw cap |  | polystyrene, capacity 15 mL | BR779420-1EA | 需要从国外调货，预计到货时间 2015.04.09 | 930.15 697.61
BR114760 |  | BRAND ® universal sample tube |  | L × W 11.5 mm × 75 mm | BR114760-4000EA | 需要从国外调货，预计到货时间 2015.04.09 | 2,464.02 1,848.02
BR114715 |  | BRAND ® universal sample tube |  | L × W 16 mm × 100 mm | BR114715-2000EA | 需要从国外调货，预计到货时间 2015.04.09 | 1,556.10 1,167.08
BR159600 |  | BRAND ® water jet filter pump |  | polypropylene | BR159600-1EA | 需要从国外调货，预计到货时间 2015.04.09 | 689.13 516.85
BR778712 |  | BRAND ® centrifuge tube, beaded rim |  | volume 15 mL, bottom conical, graduated | BR778712-10EA | 需要从国外调货，预计到货时间 2015.04.09 | 668.07 501.05
BR778012 |  | BRAND ® centrifuge tube, beaded rim |  | volume 15 mL, bottom conical, graduated: No | BR778012-100EA | 需要从国外调货，预计到货时间 2015.04.09 | 1,043.64 782.73
BR778312 |  | BRAND ® centrifuge tube, beaded rim |  | volume 15 mL, bottom conical, graduated | BR778312-10EA | 需要从国外调货，预计到货时间 2015.04.09 | 669.24 501.93
BR778713 |  | BRAND ® centrifuge tube, beaded rim |  | volume 15 mL, bottom conical, graduated | BR778713-10EA | 需要从国外调货，预计到货时间 2015.04.09 | 799.11 599.33
BR778013 |  | BRAND ® centrifuge tube, beaded rim |  | volume 15 mL, bottom conical, graduated: No | BR778013-100EA | 需要从国外调货，预计到货时间 2015.04.09 | 2,155.14 1,616.36
BR778313 |  | BRAND ® centrifuge tube, beaded rim |  | volume 15 mL, bottom conical, graduated | BR778313-10EA | 需要从国外调货，预计到货时间 2015.04.09 | 769.86 577.40
BR779022 |  | BRAND ® centrifuge tube, rimless |  | volume 15 mL, bottom round, graduated: No | BR779022-100EA | 需要从国外调货，预计到货时间 2015.04.09 | 885.69 664.27
BR779012 |  | BRAND ® centrifuge tube, rimless |  | volume 15 mL, bottom conical, graduated: No | BR779012-100EA | 需要从国外调货，预计到货时间 2015.04.09 | 1,240.20 930.15
BR781039 |  | BRAND ® PC centrifuge tube, rimless |  | volume 100 mL, bottom round, L × W 41 mm × 115 mm | BR781039-10EA | 需要从国外调货，预计到货时间 2015.04.09 | 6,451.38 4,838.54
BR781029 |  | BRAND ® PC centrifuge tube, rimless |  | volume 50 mL, bottom round, L × W 35 mm × 98 mm | BR781029-10EA | 需要从国外调货，预计到货时间 2015.04.09 | 4,794.66 3,596.00
BR781040 |  | BRAND ® PC centrifuge tube, rimless |  | volume 100 mL, bottom round, L × W 45 mm × 98 mm | BR781040-10EA | 需要从国外调货，预计到货时间 2015.04.09 | 6,314.49 4,735.87
BR114316 |  | BRAND ® test tube, graduated, glass |  | capacity 20 mL, without stopper, with spout | BR114316-10EA | 需要从国外调货，预计到货时间 2015.04.09 | 1,331.46 998.60
BR114508 |  | BRAND ® test tube, graduated, glass |  | capacity 10 mL, with PP-stopper NS 12/21 | BR114508-10EA | 需要从国外调货，预计到货时间 2015.04.09 | 1,921.14 1,440.86
BR114516 |  | BRAND ® test tube, graduated, glass |  | capacity 20 mL, with PP-stopper NS 14/23 | BR114516-10EA | 需要从国外调货，预计到货时间 2015.04.09 | 2,517.84 1,888.38
BR114521 |  | BRAND ® test tube, graduated, glass |  | capacity 25 mL, with PP-stopper NS 14/23 | BR114521-10EA | 需要从国外调货，预计到货时间 2015.04.09 | 2,810.34 2,107.76
BR114524 |  | BRAND ® test tube, graduated, glass |  | capacity 30 mL, with PP-stopper NS 14/23 | BR114524-10EA | 需要从国外调货，预计到货时间 2015.04.09 | 2,930.85 2,198.14
BR114308 |  | BRAND ® test tube, graduated, glass |  | capacity 10 mL, without stopper, with spout | BR114308-10EA | 需要从国外调货，预计到货时间 2015.04.09 | 1,361.88 1,021.41
BR114321 |  | BRAND ® test tube, graduated, glass |  | capacity 25 mL, without stopper, with spout | BR114321-10EA | 需要从国外调货，预计到货时间 2015.04.09 | 1,391.13 1,043.35
BR114324 |  | BRAND ® test tube, graduated, glass |  | capacity 30 mL, without stopper, with spout | BR114324-10EA | 需要从国外调货，预计到货时间 2015.04.09 | 1,481.22 1,110.92
Z640883 |  | BRAND ® centrifuge tubes |  | capacity 10 mL | Z640883-250EA | 需要从国外调货，预计到货时间 2015.04.09 | 1,274.13 955.60
Z640891 |  | BRAND ® centrifuge tubes |  | capacity 30 mL | Z640891-50EA | 需要从国外调货，预计到货时间 2015.04.09 | 1,020.24 765.18
Z640905 |  | BRAND ® centrifuge tubes |  | capacity 26 mL | Z640905-50EA | 需要从国外调货，预计到货时间 2015.04.09 | 1,179.36 884.52
Z640913 |  | BRAND ® centrifuge tubes |  | capacity 48 mL | Z640913-25EA | 需要从国外调货，预计到货时间 2015.04.09 | 607.23 455.42
Z640921 |  | BRAND ® centrifuge tubes |  | capacity 75 mL | Z640921-20EA | 需要从国外调货，预计到货时间 2015.04.09 | 553.41 415.06
Z640948 |  | BRAND ® centrifuge tubes |  | capacity 110 mL | Z640948-20EA | 需要从国外调货，预计到货时间 2015.04.09 | 569.79 427.34
Z641111 |  | BRAND ® centrifuge tubes |  | capacity 160 mL | Z641111-10EA | 需要从国外调货，预计到货时间 2015.04.09 | 439.92 329.94
Z641146 |  | BRAND ® centrifuge tube without rim |  | size 10 mL | Z641146-10EA | 需要从国外调货，预计到货时间 2015.04.22 | 717.21 537.91
Z641146 |  | BRAND ® centrifuge tube without rim |  | size 10 mL | 产品Z641146已经停产；但是尚有库存。请从以下尚有库存的包装规格中选择。
Z641154 |  | BRAND ® centrifuge tube without rim |  | size 15 mL | Z641154-10EA | 需要从国外调货，预计到货时间 2015.04.22 | 938.34 703.76
Z641154 |  | BRAND ® centrifuge tube without rim |  | size 15 mL | 产品Z641154已经停产；但是尚有库存。请从以下尚有库存的包装规格中选择。
BR362338 |  | BRAND ® BLAUBRAND ® ASTM 100 mL centrifuge tube |  | cylindrical, bottom conical, former standard ASTM D96 | BR362338-2EA | 需要从国外调货，预计到货时间 2015.04.09 | 1,437.93 1,078.45
BR362038 |  | BRAND ® BLAUBRAND ® ASTM 100 mL centrifuge tube |  | cylindrical, bottom conical, norm ASTM D91 | BR362038-2EA | 需要从国外调货，预计到货时间 2015.04.09 | 1,389.96 1,042.47
BR362138 |  | BRAND ® BLAUBRAND ® ASTM 100 mL centrifuge tube |  | pear-shaped, bottom cylindrical, former standard ASTM D96 | BR362138-2EA | 需要从国外调货，预计到货时间 2015.04.09 | 1,763.19 1,322.39
Z637459 |  | BRAND ® microtube cap inserts, PP |  | white | Z637459-500EA | 需要从国外调货，预计到货时间 2015.04.09 | 369.72 277.29
Z637467 |  | BRAND ® microtube cap inserts, PP |  | blue | Z637467-500EA | 需要从国外调货，预计到货时间 2015.04.09 | 369.72 277.29
Z637475 |  | BRAND ® microtube cap inserts, PP |  | red | Z637475-500EA | 需要从国外调货，预计到货时间 2015.04.09 | 369.72 277.29
Z637483 |  | BRAND ® microtube cap inserts, PP |  | green | Z637483-500EA | 需要从国外调货，预计到货时间 2015.04.09 | 369.72 277.29
Z637491 |  | BRAND ® microtube cap inserts, PP |  | yellow | Z637491-500EA | 需要从国外调货，预计到货时间 2015.04.09 | 369.72 277.29
BR114817 |  | BRAND ® PP graduated centrifuge tube, screw cap |  | volume 15 mL, without base, non-sterile | BR114817-750EA | 需要从国外调货，预计到货时间 2015.04.09 | 5,166.72 3,875.04
BR114822 |  | BRAND ® PP graduated centrifuge tube, screw cap |  | volume 50 mL, with base, non-sterile | BR114822-250EA | 需要从国外调货，预计到货时间 2015.04.09 | 1,895.40 1,421.55
BR114818 |  | BRAND ® PP graduated centrifuge tube, screw cap |  | volume 15 mL, without base, sterile | BR114818-750EA | 需要从国外调货，预计到货时间 2015.04.09 | 6,096.87 4,572.65
BR114820 |  | BRAND ® PP graduated centrifuge tube, screw cap |  | volume 50 mL, without base, non-sterile | BR114820-300EA | 需要从国外调货，预计到货时间 2015.04.09 | 2,162.16 1,621.62
BR114821 |  | BRAND ® PP graduated centrifuge tube, screw cap |  | volume 50 mL, without base, sterile | BR114821-300EA | 需要从国外调货，预计到货时间 2015.04.09 | 2,967.12 2,225.34
BR114823 |  | BRAND ® PP graduated centrifuge tube, screw cap |  | volume 50 mL, with base, sterile | BR114823-250EA | 需要从国外调货，预计到货时间 2015.04.09 | 2,829.06 2,121.80
BR115020 |  | BRAND ® push-on cap for Technicon Analyzer |  | PE suitable for 1, 5 mL sample tubes | BR115020-1000EA | 需要从国外调货，预计到货时间 2015.04.09 | 507.78 380.84
Z641235 |  | BRAND ® centrifuge tube caps |  | for 10 mL tubes | Z641235-100EA | 需要从国外调货，预计到货时间 2015.04.09 | 85.41 64.06
Z641243 |  | BRAND ® centrifuge tube caps |  | for 26 mL tubes | Z641243-100EA | 需要从国外调货，预计到货时间 2015.04.09 | 141.57 106.18
Z641251 |  | BRAND ® centrifuge tube caps |  | for 20 mL tubes | Z641251-100EA | 需要从国外调货，预计到货时间 2015.04.09 | 173.16 129.87
Z641278 |  | BRAND ® centrifuge tube caps |  | for 48 mL tubes | Z641278-100EA | 需要从国外调货，预计到货时间 2015.04.09 | 205.92 154.44
Z641286 |  | BRAND ® centrifuge tube caps |  | for 75 mL tubes | Z641286-100EA | 需要从国外调货，预计到货时间 2015.04.09 | 262.08 196.56
Z641294 |  | BRAND ® centrifuge tube caps |  | for 110 mL tubes | Z641294-100EA | 需要从国外调货，预计到货时间 2015.04.09 | 299.52 224.64
Z641308 |  | BRAND ® centrifuge tube caps |  | for 160 mL tubes | Z641308-100EA | 需要从国外调货，预计到货时间 2015.04.09 | 299.52 224.64
BR452201 |  | BRAND ® Inoculation loop with needle, disposable |  | volume 1 µL, white, sterile; γ-irradiated | BR452201-1000EA | 需要从国外调货，预计到货时间 2015.04.22 | 1,003.86 752.90
BR452210 |  | BRAND ® Inoculation loop with needle, disposable |  | volume 10 µL, blue | BR452210-1000EA | 需要从国外调货，预计到货时间 2015.04.22 | 1,003.86 752.90
BR452215 |  | BRAND ® Inoculation loop with needle, disposable |  | volume 1+10 µL, yellow | BR452215-1000EA | 需要从国外调货，预计到货时间 2015.04.17 | 1,028.43 771.32
BR781869 |  | BRAND ® microplate BRANDplates ® , lipoGrade |  | size 384 wells, size 120 μL, bottom flat, black, with transparent bottom | BR781869-5EA | 需要从国外调货，预计到货时间 2015.04.09 | 1,530.36 1,147.77
BR781842 |  | BRAND ® microplate BRANDplates ® , lipoGrade |  | size 96 wells, size 350 μL, bottom flat, transparent | BR781842-100EA | 需要从国外调货，预计到货时间 2015.04.09 | 3,858.66 2,894.00
BR781853 |  | BRAND ® microplate BRANDplates ® , lipoGrade |  | size 96 wells, size 330 μL, bottom flat, black, with transparent bottom | BR781853-5EA | 需要从国外调货，预计到货时间 2015.04.09 | 737.10 552.83
BR781862 |  | BRAND ® microplate BRANDplates ® , lipoGrade |  | size 384 wells, size 100 μL, bottom flat, black | BR781862-50EA | 需要从国外调货，预计到货时间 2015.04.09 | 5,709.60 4,282.20
BR781860 |  | BRAND ® microplate BRANDplates ® , lipoGrade |  | size 384 wells, size 100 μL, bottom flat, transparent | BR781860-50EA | 需要从国外调货，预计到货时间 2015.04.09 | 5,444.01 4,083.01
BR781861 |  | BRAND ® microplate BRANDplates ® , lipoGrade |  | size 384 wells, size 100 μL, bottom flat, white | BR781861-50EA | 需要从国外调货，预计到货时间 2015.04.09 | 5,709.60 4,282.20
BR781867 |  | BRAND ® microplate BRANDplates ® , lipoGrade |  | size 384 wells, size 120 μL, bottom flat, black, with transparent bottom | BR781867-50EA | 需要从国外调货，预计到货时间 2015.04.09 | 13,825.89 10,369.42
BR781868 |  | BRAND ® microplate BRANDplates ® , lipoGrade |  | size 384 wells, size 120 μL, bottom flat, white, with transparent bottom | BR781868-5EA | 需要从国外调货，预计到货时间 2015.04.09 | 1,530.36 1,147.77
BR781866 |  | BRAND ® microplate BRANDplates ® , lipoGrade |  | size 384 wells, size 120 μL, bottom flat, white, with transparent bottom | BR781866-50EA | 需要从国外调货，预计到货时间 2015.04.09 | 13,825.89 10,369.42
BR781849 |  | BRAND ® microplate BRANDplates ® , lipoGrade |  | size 96 wells, size 350 μL, bottom conical, black | BR781849-100EA | 需要从国外调货，预计到货时间 2015.04.09 | 5,997.42 4,498.07
BR781847 |  | BRAND ® microplate BRANDplates ® , lipoGrade |  | size 96 wells, size 330 μL, bottom round, black | BR781847-100EA | 需要从国外调货，预计到货时间 2015.04.09 | 5,997.42 4,498.07
BR781843 |  | BRAND ® microplate BRANDplates ® , lipoGrade |  | size 96 wells, size 350 μL, bottom conical, transparent | BR781843-100EA | 需要从国外调货，预计到货时间 2015.04.09 | 3,858.66 2,894.00
BR781840 |  | BRAND ® microplate BRANDplates ® , lipoGrade |  | size 96 wells, size 330 μL, bottom round, transparent | BR781840-100EA | 需要从国外调货，预计到货时间 2015.04.09 | 3,858.66 2,894.00
BR781841 |  | BRAND ® microplate BRANDplates ® , lipoGrade |  | size 96 wells, size 360 μL, V-bottom, transparent | BR781841-100EA | 需要从国外调货，预计到货时间 2015.04.09 | 3,858.66 2,894.00
BR781846 |  | BRAND ® microplate BRANDplates ® , lipoGrade |  | size 96 wells, size 350 μL, bottom conical, white | BR781846-100EA | 需要从国外调货，预计到货时间 2015.04.09 | 5,997.42 4,498.07
BR781844 |  | BRAND ® microplate BRANDplates ® , lipoGrade |  | size 96 wells, size 330 μL, bottom round, white | BR781844-100EA | 需要从国外调货，预计到货时间 2015.04.09 | 5,997.42 4,498.07
BR781851 |  | BRAND ® microplate BRANDplates ® , lipoGrade |  | size 96 wells, size 330 μL, bottom flat, black, with transparent bottom | BR781851-100EA | 需要从国外调货，预计到货时间 2015.04.09 | 13,288.86 9,966.65
BR781850 |  | BRAND ® microplate BRANDplates ® , lipoGrade |  | size 96 wells, size 330 μL, bottom flat, white, with transparent bottom | BR781850-100EA | 需要从国外调货，预计到货时间 2015.04.09 | 13,288.86 9,966.65
BR781852 |  | BRAND ® microplate BRANDplates ® , lipoGrade |  | size 96 wells, size 330 μL, bottom flat, white, with transparent bottom | BR781852-5EA | 需要从国外调货，预计到货时间 2015.04.09 | 737.10 552.83
BR781909 |  | BRAND ® microplate BRANDplates ® , inertGrade |  | size 96 wells, size 350 μL, bottom conical, black | BR781909-40EA | 需要从国外调货，预计到货时间 2015.04.09 | 7,486.83 5,615.12
BR781913 |  | BRAND ® microplate BRANDplates ® , inertGrade |  | size 96 wells, size 330 μL, bottom flat, black, with transparent bottom | BR781913-5EA | 需要从国外调货，预计到货时间 2015.04.09 | 1,857.96 1,393.47
BR781902 |  | BRAND ® microplate BRANDplates ® , inertGrade |  | size 96 wells, size 350 μL, bottom flat, transparent | BR781902-40EA | 需要从国外调货，预计到货时间 2015.04.09 | 5,672.16 4,254.12
BR781900 |  | BRAND ® microplate BRANDplates ® , inertGrade |  | size 96 wells, size 330 μL, bottom round, transparent | BR781900-40EA | 需要从国外调货，预计到货时间 2015.04.09 | 5,672.16 4,254.12
BR781908 |  | BRAND ® microplate BRANDplates ® , inertGrade |  | size 96 wells, size 350 μL, bottom flat, black | BR781908-40EA | 需要从国外调货，预计到货时间 2015.04.09 | 7,486.83 5,615.12
BR781907 |  | BRAND ® microplate BRANDplates ® , inertGrade |  | size 96 wells, size 330 μL, bottom round, black | BR781907-40EA | 需要从国外调货，预计到货时间 2015.04.09 | 7,486.83 5,615.12
BR781906 |  | BRAND ® microplate BRANDplates ® , inertGrade |  | size 96 wells, size 350 μL, bottom conical, white | BR781906-40EA | 需要从国外调货，预计到货时间 2015.04.09 | 7,486.83 5,615.12
BR781905 |  | BRAND ® microplate BRANDplates ® , inertGrade |  | size 96 wells, size 350 μL, bottom flat, white | BR781905-40EA | 需要从国外调货，预计到货时间 2015.04.09 | 7,486.83 5,615.12
BR781904 |  | BRAND ® microplate BRANDplates ® , inertGrade |  | size 96 wells, size 330 μL, bottom round, white | BR781904-40EA | 需要从国外调货，预计到货时间 2015.04.09 | 7,486.83 5,615.12
BR781911 |  | BRAND ® microplate BRANDplates ® , inertGrade |  | size 96 wells, size 330 μL, bottom flat, black, with transparent bottom | BR781911-40EA | 需要从国外调货，预计到货时间 2015.04.09 | 13,728.78 10,296.59
BR781910 |  | BRAND ® microplate BRANDplates ® , inertGrade |  | size 96 wells, size 330 μL, bottom flat, white, with transparent bottom | BR781910-40EA | 需要从国外调货，预计到货时间 2015.04.09 | 13,728.78 10,296.59
BR781912 |  | BRAND ® microplate BRANDplates ® , inertGrade |  | size 96 wells, size 330 μL, bottom flat, white, with transparent bottom | BR781912-5EA | 需要从国外调货，预计到货时间 2015.04.09 | 1,857.96 1,393.47
BR781741 |  | BRAND ® microplate BRANDplates ® , immunoGrade |  | size 384 wells, size 100 μL, bottom flat, white | BR781741-50EA | 需要从国外调货，预计到货时间 2015.04.09 | 3,954.60 2,965.95
BR781721 |  | BRAND ® microplate BRANDplates ® , immunoGrade |  | size 96 wells, size 360 μL, V-bottom, transparent | BR781721-100EA | 需要从国外调货，预计到货时间 2015.04.09 | 2,294.37 1,720.78
BR781742 |  | BRAND ® microplate BRANDplates ® , immunoGrade |  | size 384 wells, size 100 μL, bottom flat, black | BR781742-50EA | 需要从国外调货，预计到货时间 2015.04.09 | 3,954.60 2,965.95
BR781740 |  | BRAND ® microplate BRANDplates ® , immunoGrade |  | size 384 wells, size 100 μL, bottom flat, transparent | BR781740-50EA | 需要从国外调货，预计到货时间 2015.04.09 | 3,763.89 2,822.92
BR781729 |  | BRAND ® microplate BRANDplates ® , immunoGrade |  | size 96 wells, size 350 μL, bottom conical, black | BR781729-100EA | 需要从国外调货，预计到货时间 2015.04.09 | 4,546.62 3,409.97
BR781727 |  | BRAND ® microplate BRANDplates ® , immunoGrade |  | size 96 wells, size 330 μL, bottom round, black | BR781727-100EA | 需要从国外调货，预计到货时间 2015.04.09 | 4,546.62 3,409.97
BR781723 |  | BRAND ® microplate BRANDplates ® , immunoGrade |  | size 96 wells, size 350 μL, bottom conical, transparent | BR781723-100EA | 需要从国外调货，预计到货时间 2015.04.09 | 2,294.37 1,720.78
BR781722 |  | BRAND ® microplate BRANDplates ® , immunoGrade |  | size 96 wells, size 350 μL, bottom flat, transparent | BR781722-100EA | 需要从国外调货，预计到货时间 2015.04.09 | 2,294.37 1,720.78
BR781720 |  | BRAND ® microplate BRANDplates ® , immunoGrade |  | size 96 wells, size 330 μL, bottom round, transparent | BR781720-100EA | 需要从国外调货，预计到货时间 2015.04.09 | 2,294.37 1,720.78
BR781726 |  | BRAND ® microplate BRANDplates ® , immunoGrade |  | size 96 wells, size 350 μL, bottom conical, white | BR781726-100EA | 需要从国外调货，预计到货时间 2015.04.09 | 4,546.62 3,409.97
BR781724 |  | BRAND ® microplate BRANDplates ® , immunoGrade |  | size 96 wells, size 330 μL, bottom round, white | BR781724-100EA | 需要从国外调货，预计到货时间 2015.04.09 | 4,546.62 3,409.97
BR781731 |  | BRAND ® microplate BRANDplates ® , immunoGrade |  | size 96 wells, size 330 μL, bottom flat, black, with transparent bottom | BR781731-100EA | 需要从国外调货，预计到货时间 2015.04.09 | 11,075.22 8,306.42
BR781732 |  | BRAND ® microplate BRANDplates ® , immunoGrade |  | size 96 wells, size 330 μL, bottom flat, black, with transparent bottom | BR781732-5EA | 需要从国外调货，预计到货时间 2015.04.09 | 614.25 460.69
BR781783 |  | BRAND ® microplate BRANDplates ® , hydroGrade |  | size 96 wells, size 350 μL, bottom conical, transparent | BR781783-100EA | 需要从国外调货，预计到货时间 2015.04.09 | 2,753.01 2,064.76
BR781802 |  | BRAND ® microplate BRANDplates ® , hydroGrade |  | size 384 wells, size 100 μL, bottom flat, black | BR781802-50EA | 需要从国外调货，预计到货时间 2015.04.09 | 4,757.22 3,567.92
BR781800 |  | BRAND ® microplate BRANDplates ® , hydroGrade |  | size 384 wells, size 100 μL, bottom flat, transparent | BR781800-50EA | 需要从国外调货，预计到货时间 2015.04.09 | 4,527.90 3,395.93
BR781801 |  | BRAND ® microplate BRANDplates ® , hydroGrade |  | size 384 wells, size 100 μL, bottom flat, white | BR781801-50EA | 需要从国外调货，预计到货时间 2015.04.09 | 4,757.22 3,567.92
BR781789 |  | BRAND ® microplate BRANDplates ® , hydroGrade |  | size 96 wells, size 350 μL, bottom conical, black | BR781789-100EA | 需要从国外调货，预计到货时间 2015.04.09 | 5,005.26 3,753.95
BR781787 |  | BRAND ® microplate BRANDplates ® , hydroGrade |  | size 96 wells, size 330 μL, bottom round, black | BR781787-100EA | 需要从国外调货，预计到货时间 2015.04.09 | 5,005.26 3,753.95
BR781782 |  | BRAND ® microplate BRANDplates ® , hydroGrade |  | size 96 wells, size 350 μL, bottom flat, transparent | BR781782-100EA | 需要从国外调货，预计到货时间 2015.04.09 | 2,753.01 2,064.76
BR781780 |  | BRAND ® microplate BRANDplates ® , hydroGrade |  | size 96 wells, size 330 μL, bottom round, transparent | BR781780-100EA | 需要从国外调货，预计到货时间 2015.04.09 | 2,753.01 2,064.76
BR781786 |  | BRAND ® microplate BRANDplates ® , hydroGrade |  | size 96 wells, size 350 μL, bottom conical, white | BR781786-100EA | 需要从国外调货，预计到货时间 2015.04.09 | 5,005.26 3,753.95
BR781784 |  | BRAND ® microplate BRANDplates ® , hydroGrade |  | size 96 wells, size 330 μL, bottom round, white | BR781784-100EA | 需要从国外调货，预计到货时间 2015.04.09 | 5,005.26 3,753.95
BR781680 |  | BRAND ® microplate BRANDplates ® , pureGrade |  | size 384 wells, size 100 μL, bottom flat, transparent | BR781680-50EA | 需要从国外调货，预计到货时间 2015.04.09 | 3,534.57 2,650.93
BR781662 |  | BRAND ® microplate BRANDplates ® , pureGrade |  | size 96 wells, size 350 μL, bottom flat, transparent | BR781662-50EA | 需要从国外调货，预计到货时间 2015.04.09 | 1,797.12 1,347.84
BR781640 |  | BRAND ® microplate BRANDplates ® , pureGrade |  | size 1536 wells, size 10 μL, bottom flat, transparent | BR781640-50EA | 需要从国外调货，预计到货时间 2015.04.09 | 11,316.24 8,487.18
BR781615 |  | BRAND ® microplate BRANDplates ® , pureGrade |  | size 96 wells, size 350 μL, foil bottom, transparent | BR781615-50EA | 需要从国外调货，预计到货时间 2015.04.09 | 10,380.24 7,785.18
BR781600 |  | BRAND ® microplate BRANDplates ® , pureGrade |  | size 96 wells, size 330 μL, bottom round, transparent | BR781600-100EA | 需要从国外调货，预计到货时间 2015.04.09 | 1,406.34 1,054.76
BR781622 |  | BRAND ® microplate BRANDplates ® , pureGrade |  | size 384 wells, size 100 μL, bottom flat, black | BR781622-50EA | 需要从国外调货，预计到货时间 2015.04.09 | 2,464.02 1,848.02
BR781621 |  | BRAND ® microplate BRANDplates ® , pureGrade |  | size 384 wells, size 100 μL, bottom flat, white | BR781621-50EA | 需要从国外调货，预计到货时间 2015.04.09 | 2,464.02 1,848.02
BR781627 |  | BRAND ® microplate BRANDplates ® , pureGrade |  | size 384 wells, size 120 μL, bottom flat, black, with transparent bottom | BR781627-50EA | 需要从国外调货，预计到货时间 2015.04.09 | 7,389.72 5,542.29
BR781626 |  | BRAND ® microplate BRANDplates ® , pureGrade |  | size 384 wells, size 120 μL, bottom flat, white, with transparent bottom | BR781626-50EA | 需要从国外调货，预计到货时间 2015.04.09 | 7,389.72 5,542.29
BR781614 |  | BRAND ® microplate BRANDplates ® , pureGrade |  | size 96 wells, size 350 μL, foil bottom, black | BR781614-50EA | 需要从国外调货，预计到货时间 2015.04.09 | 9,436.05 7,077.04
BR781608 |  | BRAND ® microplate BRANDplates ® , pureGrade |  | size 96 wells, size 350 μL, bottom flat, black | BR781608-100EA | 需要从国外调货，预计到货时间 2015.04.09 | 3,776.76 2,832.57
BR781607 |  | BRAND ® microplate BRANDplates ® , pureGrade |  | size 96 wells, size 330 μL, bottom round, transparent | BR781607-100EA | 需要从国外调货，预计到货时间 2015.04.09 | 3,776.76 2,832.57
BR781603 |  | BRAND ® microplate BRANDplates ® , pureGrade |  | size 96 wells, size 350 μL, bottom conical, transparent | BR781603-100EA | 需要从国外调货，预计到货时间 2015.04.09 | 1,406.34 1,054.76
BR781602 |  | BRAND ® microplate BRANDplates ® , pureGrade |  | size 96 wells, size 350 μL, bottom flat, transparent | BR781602-100EA | 需要从国外调货，预计到货时间 2015.04.09 | 1,406.34 1,054.76
BR781601 |  | BRAND ® microplate BRANDplates ® , pureGrade |  | size 96 wells, size 360 μL, V-bottom, transparent | BR781601-100EA | 需要从国外调货，预计到货时间 2015.04.09 | 1,406.34 1,054.76
BR781605 |  | BRAND ® microplate BRANDplates ® , pureGrade |  | size 96 wells, size 350 μL, bottom flat, white | BR781605-100EA | 需要从国外调货，预计到货时间 2015.04.09 | 3,776.76 2,832.57
BR781604 |  | BRAND ® microplate BRANDplates ® , pureGrade |  | size 96 wells, size 330 μL, bottom round, white | BR781604-100EA | 需要从国外调货，预计到货时间 2015.04.09 | 3,776.76 2,832.57
BR781611 |  | BRAND ® microplate BRANDplates ® , pureGrade |  | size 96 wells, size 330 μL, bottom flat, black, with transparent bottom | BR781611-100EA | 需要从国外调货，预计到货时间 2015.04.09 | 10,069.02 7,551.77
BR781610 |  | BRAND ® microplate BRANDplates ® , pureGrade |  | size 96 wells, size 330 μL, bottom flat, white, with transparent bottom | BR781610-100EA | 需要从国外调货，预计到货时间 2015.04.09 | 10,069.02 7,551.77
BR781700 |  | BRAND ® microplate BRANDplates ® , pureGrade |  | size 1536 wells, size 10 μL, bottom flat, transparent | BR781700-50EA | 需要从国外调货，预计到货时间 2015.04.09 | 13,576.68 10,182.51
BR781702 |  | BRAND ® microplate BRANDplates ® , pureGrade |  | size 1536 wells, size 10 μL, bottom flat, black | BR781702-50EA | 需要从国外调货，预计到货时间 2015.04.09 | 14,319.63 10,739.72
BR781701 |  | BRAND ® microplate BRANDplates ® , pureGrade |  | size 1536 wells, size 10 μL, bottom flat, white | BR781701-50EA | 需要从国外调货，预计到货时间 2015.04.09 | 14,319.63 10,739.72
BR781682 |  | BRAND ® microplate BRANDplates ® , pureGrade |  | size 384 wells, size 100 μL, bottom flat, black | BR781682-50EA | 需要从国外调货，预计到货时间 2015.04.09 | 3,689.01 2,766.76
BR781681 |  | BRAND ® microplate BRANDplates ® , pureGrade |  | size 384 wells, size 100 μL, bottom flat, white | BR781681-50EA | 需要从国外调货，预计到货时间 2015.04.09 | 3,689.01 2,766.76
BR781687 |  | BRAND ® microplate BRANDplates ® , pureGrade |  | size 384 wells, size 120 μL, bottom flat, black, with transparent bottom | BR781687-50EA | 需要从国外调货，预计到货时间 2015.04.09 | 11,075.22 8,306.42
BR781686 |  | BRAND ® microplate BRANDplates ® , pureGrade |  | size 384 wells, size 120 μL, bottom flat, white, with transparent bottom | BR781686-50EA | 需要从国外调货，预计到货时间 2015.04.09 | 11,075.22 8,306.42
BR781668 |  | BRAND ® microplate BRANDplates ® , pureGrade |  | size 96 wells, size 350 μL, bottom flat, black | BR781668-50EA | 需要从国外调货，预计到货时间 2015.04.09 | 3,229.20 2,421.90
BR781663 |  | BRAND ® microplate BRANDplates ® , pureGrade |  | size 96 wells, size 350 μL, bottom conical, transparent | BR781663-50EA | 需要从国外调货，预计到货时间 2015.04.09 | 1,797.12 1,347.84
BR781660 |  | BRAND ® microplate BRANDplates ® , pureGrade |  | size 96 wells, size 330 μL, bottom round, transparent | BR781660-50EA | 需要从国外调货，预计到货时间 2015.04.09 | 1,797.12 1,347.84
BR781661 |  | BRAND ® microplate BRANDplates ® , pureGrade |  | size 96 wells, size 360 μL, V-bottom, transparent | BR781661-50EA | 需要从国外调货，预计到货时间 2015.04.09 | 1,797.12 1,347.84
BR781665 |  | BRAND ® microplate BRANDplates ® , pureGrade |  | size 96 wells, size 350 μL, bottom flat, white | BR781665-50EA | 需要从国外调货，预计到货时间 2015.04.09 | 3,229.20 2,421.90
BR781671 |  | BRAND ® microplate BRANDplates ® , pureGrade |  | size 96 wells, size 330 μL, bottom flat, black, with transparent bottom | BR781671-50EA | 需要从国外调货，预计到货时间 2015.04.09 | 8,593.65 6,445.24
BR781670 |  | BRAND ® microplate BRANDplates ® , pureGrade |  | size 96 wells, size 330 μL, bottom flat, white, with transparent bottom | BR781670-50EA | 需要从国外调货，预计到货时间 2015.04.09 | 8,593.65 6,445.24
BR781642 |  | BRAND ® microplate BRANDplates ® , pureGrade |  | size 1536 wells, size 10 μL, bottom flat, black | BR781642-50EA | 需要从国外调货，预计到货时间 2015.04.09 | 11,930.49 8,947.87
BR781641 |  | BRAND ® microplate BRANDplates ® , pureGrade |  | size 1536 wells, size 10 μL, bottom flat, white | BR781641-50EA | 需要从国外调货，预计到货时间 2015.04.09 | 11,930.49 8,947.87
BR781620 |  | BRAND ® microplate BRANDplates ® , pureGrade |  | size 384 wells, size 100 μL, bottom flat, transparent | BR781620-50EA | 需要从国外调货，预计到货时间 2015.04.09 | 2,347.02 1,760.27
Z563617 |  | Büchi ® Kugelrohr micro distillation oven, B-585 | Büchi ® glass oven for micro distillation, B-585 | temperature and time can be programmed at 3 levels | Z563617EU-1EA | 需要从国外调货，预计到货时间 2015.04.22 | 122,850.00
Z563617 |  | Büchi ® Kugelrohr micro distillation oven, B-585 | Büchi ® glass oven for micro distillation, B-585 | temperature and time can be programmed at 3 levels | Z563617GB-1EA | 需要从国外调货，预计到货时间 2015.04.22 | 122,850.00
F5763 |  | Carestream ® Kodak ® BioMax ® XAR Film |  | size 8 in. (20 cm) × 10 in. (25 cm), Kodak XAR-2 165 1579 | F5763-50EA | 需要从国外调货，预计到货时间 2015.04.22 | 7,037.55
F5888 |  | Carestream ® Kodak ® BioMax ® XAR Film |  | size 5 in. (13 cm) × 7 in. (18 cm), Kodak XAR-2 166 0760 | F5888-50EA | 需要从国外调货，预计到货时间 2015.04.17 | 5,931.90
F5014 |  | Carestream ® Kodak ® BioMax ® XAR Film |  | size 14 in. (35 cm) × 17 in. (43 cm), Kodak XAR-2 165 1678 | F5014-50EA | 需要从国外调货，预计到货时间 2015.04.22 | 16,953.30
F5513 |  | Carestream ® Kodak ® BioMax ® XAR Film |  | size 8 in. (20 cm) × 10 in. (25 cm), Kodak XAR-5 165 1454 | F5513-50EA | 需要从国外调货，预计到货时间 2015.04.17 | 5,059.08
F5388 |  | Carestream ® Kodak ® BioMax ® XAR Film |  | size 5 in. (13 cm) × 7 in. (18 cm), Kodak XAR-5 165 1496 | F5388-50EA | 需要从国外调货，预计到货时间 2015.04.22 | 3,390.66
Z358487 |  | Carestream ® Kodak ® BioMax ® XAR Film |  | size 7 in. (18 cm) × 9.5 in. (24 cm), Kodak XAR-5 853 2665 | Z358487-50EA | 需要从国外调货，预计到货时间 2015.04.22 | 4,117.23
F5263 |  | Carestream ® Kodak ® BioMax ® XAR Film |  | size 14 in. (35 cm) × 17 in. (43 cm), Kodak XAR-5 165 1512 | F5263-50EA | 需要从国外调货，预计到货时间 2015.04.22 | 13,653.90
Z370398 |  | Carestream ® Kodak ® BioMax ® light film |  | size 5 in. (13 cm) × 7 in. (18 cm) | Z370398-50EA | 需要从国外调货，预计到货时间 2015.04.17 | 3,148.47
Z373508 |  | Carestream ® Kodak ® BioMax ® light film |  | size 7 in. (18 cm) × 9.5 in. (24 cm) | Z373508-50EA | 需要从国外调货，预计到货时间 2015.04.22 | 3,821.22
Z370371 |  | Carestream ® Kodak ® BioMax ® light film |  | size 8 in. (20 cm) × 10 in. (25 cm) | Z370371-50EA | 需要从国外调货，预计到货时间 2015.04.17 | 4,386.33
Z373494 |  | Carestream ® Kodak ® BioMax ® light film |  | size 14 in. (35 cm) × 17 in. (43 cm) | 产品已经停产。联系技术支持
Z370428 |  | Carestream ® Kodak ® BioMax ® light film |  | size 5 in. (13 cm) × 7 in. (18 cm) | Z370428-50EA | 需要从国外调货，预计到货时间 2015.04.22 | 5,247.45
Z370401 |  | Carestream ® Kodak ® BioMax ® light film |  | size 8 in. (20 cm) × 10 in. (25 cm) | Z370401-50EA | 需要从国外调货，预计到货时间 2015.04.22 | 6,177.60
Z350397 |  | Carestream ® Kodak ® BioMax ® MR film |  | size 5 in. (13 cm) × 7 in. (18 cm) | Z350397-50EA | 需要从国外调货，预计到货时间 2015.04.22 | 3,593.07
Z353949 |  | Carestream ® Kodak ® BioMax ® MR film |  | size 7 in. (18 cm) × 9.5 in. (24 cm) | Z353949-50EA | 需要从国外调货，预计到货时间 2015.04.22 | 4,695.21
Z350370 |  | Carestream ® Kodak ® BioMax ® MR film |  | size 8 in. (20 cm) × 10 in. (25 cm) | Z350370-50EA | 需要从国外调货，预计到货时间 2015.04.22 | 5,475.60
Z358460 |  | Carestream ® Kodak ® BioMax ® MR film |  | size 9.5 in. (24 cm) × 12 in. (30 cm) | Z358460-50EA | 需要从国外调货，预计到货时间 2015.04.22 | 7,306.65
Z350389 |  | Carestream ® Kodak ® BioMax ® MR film |  | size 14 in. (35 cm) × 17 in. (43 cm) | Z350389-50EA | 需要从国外调货，预计到货时间 2015.04.22 | 14,730.30
Z350427 |  | Carestream ® Kodak ® BioMax ® MR film |  | size 5 in. (13 cm) × 7 in. (18 cm) | Z350427-50EA | 需要从国外调货，预计到货时间 2015.04.22 | 6,253.65
Z350400 |  | Carestream ® Kodak ® BioMax ® MR film |  | size 8 in. (20 cm) × 10 in. (25 cm) | Z350400-50EA | 需要从国外调货，预计到货时间 2015.04.22 | 7,347.60
Z350419 |  | Carestream ® Kodak ® BioMax ® MR film |  | size 14 in. (35 cm) × 17 in. (43 cm) | Z350419-50EA | 需要从国外调货，预计到货时间 2015.04.22 | 17,830.80
Z363006 |  | Carestream ® Kodak ® BioMax ® MS film |  | size 8 in. (20 cm) × 10 in. (25 cm) | Z363006-50EA | 需要从国外调货，预计到货时间 2015.04.23 | 5,475.60
Z363022 |  | Carestream ® Kodak ® BioMax ® MS film |  | size 5 in. (13 cm) × 7 in. (18 cm) | Z363022-50EA | Only 5 left in stock (more on the way) - 详 库存详情： Z363022-50EA Only 5 left in stock (more on the way) 1 国内现货或即将上架，预计发货 从 Shanghai 2015.04.05 | 3,593.07
Z363030 |  | Carestream ® Kodak ® BioMax ® MS film |  | size 7 in. (18 cm) × 9.5 in. (24 cm) | Z363030-50EA | 需要从国外调货，预计到货时间 2015.04.17 | 4,695.21
Z363073 |  | Carestream ® Kodak ® BioMax ® MS film |  | size 8 in. (20 cm) × 10 in. (25 cm) | Z363073-50EA | 需要从国外调货，预计到货时间 2015.04.22 | 7,347.60
Z363103 |  | Carestream ® Kodak ® BioMax ® MS film |  | size 5 in. (13 cm) × 7 in. (18 cm) | 产品已经停产。联系技术支持
Z363081 |  | Carestream ® Kodak ® BioMax ® MS film |  | size 14 in. (35 cm) × 17 in. (43 cm) | Z363081-50EA | 需要从国外调货，预计到货时间 2015.04.22 | 17,830.80
F1274 |  | Carestream ® Kodak ® X-Omat LS film |  | size 5 in. (13 cm) × 7 in. (18 cm) | F1274-50EA | 需要从国外调货，预计到货时间 2015.04.22 | 1,399.32
F1149 |  | Carestream ® Kodak ® X-Omat LS film |  | size 8 in. (19.5 cm) × 10 in. (25.5 cm) | F1149-50EA | 需要从国外调货，预计到货时间 2015.04.22 | 2,166.84
F0899 |  | Carestream ® Kodak ® X-Omat LS film |  | size 14 in. (35 cm) × 17 in. (43 cm) | F0899-50EA | 需要从国外调货，预计到货时间 2015.04.22 | 6,177.60
F0899 |  | Carestream ® Kodak ® X-Omat LS film |  | size 14 in. (35 cm) × 17 in. (43 cm) | 产品F0899已经停产；但是尚有库存。请从以下尚有库存的包装规格中选择。
Z354112 |  | Carestream ® Kodak ® autoradiography RP X-Omat developer/starter |  | pack of 1 ea | Z354112-1PAK | 需要从国外调货，预计到货时间 2015.04.22 | 134.55
Z354120 |  | Carestream ® Kodak ® autoradiography developer system cleaner |  | pack of 1 gal | Z354120-1GA | 需要从国外调货，预计到货时间 2015.04.22 | 1,047.15
Z354120 |  | Carestream ® Kodak ® autoradiography developer system cleaner |  | pack of 1 gal | 产品Z354120已经停产；但是尚有库存。请从以下尚有库存的包装规格中选择。
P7042 |  | Carestream ® Kodak ® autoradiography GBX developer/ replenisher |  | pack of 1 gal | P7042-1GA | 需要从国外调货，预计到货时间 2015.04.24 | 322.92
P7042 |  | Carestream ® Kodak ® autoradiography GBX developer/ replenisher |  | pack of 1 gal | P7042-5GA | 需要从国外调货，预计到货时间 2015.04.22 | 687.96
P7167 |  | Carestream ® Kodak ® autoradiography GBX fixer/replenisher |  | pack of 1 gal | P7167-1GA | Only 2 left in stock (more on the way) - 详 库存详情： P7167-1GA Only 2 left in stock (more on the way) 1 国内现货或即将上架，预计发货 从 Shanghai 2015.04.05 | 267.93
P7167 |  | Carestream ® Kodak ® autoradiography GBX fixer/replenisher |  | pack of 1 gal | P7167-5GA | 需要从国外调货，预计到货时间 2015.04.22 | 526.50
Z354104 |  | Carestream ® Kodak ® autoradiography RP X-Omat LO fixer/replenisher |  | pack of 2 × 5 gal | 产品已经停产。联系技术支持
C4854 |  | Exposure cassette/BioMax ® intensifying screen set |  | for 35 × 43 cm film | C4854-1EA | 需要从国外调货，预计到货时间 2015.04.22 | 16,543.80
C4979 |  | Exposure cassette/BioMax ® intensifying screen set |  | for 8 × 10 in. film | C4979-1EA | 需要从国外调货，预计到货时间 2015.04.22 | 8,447.40
C4979 |  | Exposure cassette/BioMax ® intensifying screen set |  | for 8 × 10 in. film | 产品C4979已经停产；但是尚有库存。请从以下尚有库存的包装规格中选择。
C4729 |  | Exposure cassette Carestream ® Kodak ® BioMax ® |  | For 8 × 10 in. film without screen | C4729-1EA | 需要从国外调货，预计到货时间 2015.04.22 | 4,978.35
C4729 |  | Exposure cassette Carestream ® Kodak ® BioMax ® |  | For 8 × 10 in. film without screen | 产品C4729已经停产；但是尚有库存。请从以下尚有库存的包装规格中选择。
Z374253 |  | Intensifying screens BioMax ® Transcreen ® |  | LE for 8 in. × 10 in. film | Z374253-1EA | 需要从国外调货，预计到货时间 2015.04.17 | 3,848.13
Z374318 |  | Intensifying screens BioMax ® Transcreen ® |  | HE for 8 in. × 10 in. film | Z374318-1EA | 需要从国外调货，预计到货时间 2015.04.22 | 3,848.13
Z374261 |  | Intensifying screens BioMax ® Transcreen ® |  | LE for 14 in. × 17 in. film | Z374261-1EA | 需要从国外调货，预计到货时间 2015.04.22 | 10,331.10
Z374326 |  | Intensifying screens BioMax ® Transcreen ® |  | HE for 14 in. × 17 in. film | Z374326-1EA | 需要从国外调货，预计到货时间 2015.04.22 | 10,331.10
C5229 |  | Exposure cassette/ intensifying screen - Transcreen ® |  | BioMax Cassette with 1 BioMax TranScreen HE, W × L 8 in. × 10 in. | C5229-1EA | 需要从国外调货，预计到货时间 2015.04.22 | 8,301.15
C5479 |  | Exposure cassette/ intensifying screen - Transcreen ® |  | BioMax Cassette with 1 BioMax TranScreen LE, W × L 8 in. × 10 in. | C5479-1EA | 需要从国外调货，预计到货时间 2015.04.22 | 8,301.15
Z363162 |  | Carestream ® Kodak ® BioMax ® MS Intensifying Screens without lead blockers |  | For 14 × 17 in.(35 x 43 cm) film, Cassette not included | Z363162-1EA | 需要从国外调货，预计到货时间 2015.04.22 | 10,331.10
Z363154 |  | Carestream ® Kodak ® BioMax ® MS Intensifying Screens without lead blockers |  | For 8 × 10 in. (20 x 25 cm) film | Z363154-1EA | 需要从国外调货，预计到货时间 2015.04.22 | 3,848.13
Z363200 |  | Carestream ® Kodak ® BioMax ® MS Intensifying Screens without lead blockers |  | For 12 × 16 in.(30 x 40 cm) film | Z363200-1EA | 需要从国外调货，预计到货时间 2015.04.22 | 8,301.15
Z363200 |  | Carestream ® Kodak ® BioMax ® MS Intensifying Screens without lead blockers |  | For 12 × 16 in.(30 x 40 cm) film | 产品Z363200已经停产；但是尚有库存。请从以下尚有库存的包装规格中选择。
Z363189 |  | Carestream ® Kodak ® BioMax ® MS Intensifying Screens without lead blockers |  | For 7 × 10 in.(18 x 24 cm) film | Z363189-1EA | 需要从国外调货，预计到货时间 2015.04.22 | 3,302.91
Z363197 |  | Carestream ® Kodak ® BioMax ® MS Intensifying Screens without lead blockers |  | For 10 × 12 in. (24 x 30cm) film | Z363197-1EA | 需要从国外调货，预计到货时间 2015.04.22 | 5,522.40
F9265 |  | Carestream ® Kodak ® filter |  | Wratten 2A | F9265-1EA | 需要从国外调货，预计到货时间 2015.04.22 | 793.26
F8390 |  | Carestream ® Kodak ® filter |  | Wratten 15 | F8390-1EA | 需要从国外调货，预计到货时间 2015.04.22 | 793.26
F7272 |  | Carestream ® Kodak ® filter |  | Wratten 22 | F7272-1EA | 需要从国外调货，预计到货时间 2015.04.22 | 793.26
F0646 |  | Carestream ® Kodak ® filter |  | Wratten 58 | F0646-1EA | 需要从国外调货，预计到货时间 2015.04.22 | 793.26
P8432 |  | Carestream ® Kodak ® Processing chemicals |  | Polymax RT developer/ replenisher | P8432-25L | 需要从国外调货，预计到货时间 2015.04.22 | 696.15
P6557 |  | Carestream ® Kodak ® Processing chemicals |  | Kodak Fixer | P6557-1GA | 需要从国外调货，预计到货时间 2015.04.22 | 187.20
P7542 |  | Carestream ® Kodak ® Processing chemicals |  | Rapid fixer | 价格与库存信息目前不能提供有问题？联系人技术支持
P6932 |  | Carestream ® Kodak ® Processing chemicals |  | T-MAX developer | P6932-5GA | 需要从国外调货，预计到货时间 2015.04.22 | 813.15
P6932 |  | Carestream ® Kodak ® Processing chemicals |  | T-MAX developer | 产品P6932已经停产；但是尚有库存。请从以下尚有库存的包装规格中选择。
Z119636 |  | Cochranes molecular models |  | orbit, large set | Z119636-1KT | 需要从国外调货，预计到货时间 2015.04.22 | 4,800.51
Z119660 |  | Cochranes molecular models |  | orbit, basic organic | Z119660-1KT | 需要从国外调货，预计到货时间 2015.04.22 | 376.74
Z184772 |  | Cochranes molecular models |  | orbit, basic structural chemistry | Z184772-1KT | 需要从国外调货，预计到货时间 2015.04.17 | 723.06
Z184764 |  | Cochranes molecular models |  | orbit, biochemistry | Z184764-1KT | 需要从国外调货，预计到货时间 2015.04.22 | 579.15
Z184780 |  | Cochranes molecular models |  | orbit, lattices | Z184780-1KT | 需要从国外调货，预计到货时间 2015.04.22 | 800.28
Z184756 |  | Cochranes molecular models |  | organic/inorganic, orbit | Z184756-1KT | 需要从国外调货，预计到货时间 2015.04.22 | 548.73
Z159530 |  | Cochranes Orbit size bond tube sets |  | green, L 21.0 cm | Z159530-100EA | 需要从国外调货，预计到货时间 2015.04.22 | 409.50
Z159670 |  | Cochranes Orbit size bond tube sets |  | white, L 21.0 cm | Z159670-100EA | 需要从国外调货，预计到货时间 2015.04.22 | 409.50
Z150967 |  | Cochranes Orbit size bond tube sets |  | white, flexible, L 21.0 cm | Z150967-10EA | 需要从国外调货，预计到货时间 2015.04.22 | 511.29
Z154121 |  | Cochranes Orbit size bond tube sets |  | green, L 3.5 cm | Z154121-700EA | 需要从国外调货，预计到货时间 2015.04.22 | 395.46
Z127353 |  | Cochranes Orbit size bond tube sets |  | assortment set | Z127353-1PAK | 需要从国外调货，预计到货时间 2015.04.22 | 527.67
Z153176 |  | Cochranes molecular models |  | minit, biochemistry, single kit with booklet | Z153176-1KT | 需要从国外调货，预计到货时间 2015.04.22 | 510.12
Z245852 |  | Cochranes molecular models |  | minit, DNA, single kit with booklet | Z245852-1SET | 需要从国外调货，预计到货时间 2015.04.22 | 2,638.35
Z153168 |  | Cochranes molecular models |  | minit, lattices, single kit with booklet | Z153168-1KT | 需要从国外调货，预计到货时间 2015.04.22 | 673.92
Z119679 |  | Cochranes molecular models |  | organic/inorganic, minit, single kit with booklet | Z119679-1KT | 需要从国外调货，预计到货时间 2015.04.22 | 483.21
Z153192 |  | Cochranes molecular models |  | minit, classroom set with 5 texts, biochemistry | Z153192-1KT | 需要从国外调货，预计到货时间 2015.04.22 | 4,508.01
Z153184 |  | Cochranes molecular models |  | lattices, minit, classroom set with 5 texts | Z153184-1KT | 需要从国外调货，预计到货时间 2015.04.22 | 4,946.76
Z119687 |  | Cochranes molecular models |  | organic/inorganic, minit, classroom set with 5 texts | Z119687-1KT | 需要从国外调货，预计到货时间 2015.04.22 | 4,251.78
Z159522 |  | Cochranes Minit size bond tube sets |  | green, L 21.0 cm | Z159522-100EA | 需要从国外调货，预计到货时间 2015.04.22 | 260.91
Z159581 |  | Cochranes Minit size bond tube sets |  | white, L 21.0 cm | Z159581-100EA | 需要从国外调货，预计到货时间 2015.04.22 | 203.58
Z159603 |  | Cochranes Minit size bond tube sets |  | red, L 21.0 cm | Z159603-100EA | 需要从国外调货，预计到货时间 2015.04.22 | 215.28
Z150975 |  | Cochranes Minit size bond tube sets |  | white, flexible, L 21.0 cm | Z150975-10EA | 需要从国外调货，预计到货时间 2015.04.22 | 315.90
Z159433 |  | Cochranes Minit size bond tube sets |  | green, L 3.5 cm | Z159433-800EA | 需要从国外调货，预计到货时间 2015.04.22 | 353.34
Z184632 |  | Cochranes Minit size bond tube sets |  | green, L 2.5 cm | Z184632-800EA | 需要从国外调货，预计到货时间 2015.04.22 | 294.84
Z159441 |  | Cochranes Minit size bond tube sets |  | white, L 3.5 cm | Z159441-800EA | 需要从国外调货，预计到货时间 2015.04.22 | 374.40
Z127361 |  | Cochranes Minit size bond tube sets |  | assortment set | Z127361-1PAK | 需要从国外调货，预计到货时间 2015.04.22 | 527.67
Z281980 |  | Coors ™ alumina mortar |  | O.D. × H 35 mm × 18 mm, capacity 1.5 mL | Z281980-1EA | 需要从国外调货，预计到货时间 2015.04.22 | 1,155.96
Z281999 |  | Coors ™ alumina mortar |  | O.D. × H 50 mm × 26 mm, capacity 7 mL | Z281999-1EA | 需要从国外调货，预计到货时间 2015.04.22 | 1,229.67
Z282006 |  | Coors ™ alumina mortar |  | capacity 15 mL, O.D. × H 65 mm × 31 mm | Z282006-1EA | 需要从国外调货，预计到货时间 2015.04.22 | 1,501.11
Z282022 |  | Coors ™ alumina mortar |  | O.D. × H 75 mm × 37 mm, capacity 30 mL | Z282022-1EA | 需要从国外调货，预计到货时间 2015.04.22 | 1,531.53
Z282014 |  | Coors ™ alumina mortar |  | O.D. × H 100 mm × 47 mm, capacity 80 mL | Z282014-1EA | 需要从国外调货，预计到货时间 2015.04.22 | 2,628.99
Z282030 |  | Coors ™ alumina pestle |  | for Z281980 | Z282030-1EA | 需要从国外调货，预计到货时间 2015.04.22 | 548.73
Z282049 |  | Coors ™ alumina pestle |  | for Z281999 | Z282049-1EA | 需要从国外调货，预计到货时间 2015.04.22 | 651.69
Z282057 |  | Coors ™ alumina pestle |  | for Z282006 | Z282057-1EA | 需要从国外调货，预计到货时间 2015.04.22 | 781.56
Z282073 |  | Coors ™ alumina pestle |  | for Z282022 | Z282073-1EA | 需要从国外调货，预计到货时间 2015.04.22 | 773.37
Z282065 |  | Coors ™ alumina pestle |  | for Z282014 | Z282065-1EA | 需要从国外调货，预计到货时间 2015.04.22 | 1,168.83
Z282081 |  | Coors ™ apothecary mortar |  | O.D. × H 100 mm × 59 mm | Z282081-1EA | 需要从国外调货，预计到货时间 2015.04.22 | 2,550.60
Z282103 |  | Coors ™ apothecary pestle |  | minimal sample contamination | Z282103-1EA | 需要从国外调货，预计到货时间 2015.04.22 | 1,563.12
Z247464 |  | Coors ™ porcelain mortar |  | capacity 50 mL, O.D. × H 70 mm × 47 mm | Z247464-1EA | 需要从国外调货，预计到货时间 2015.04.22 | 278.46
Z247472 |  | Coors ™ porcelain mortar |  | capacity 145 mL, O.D. × H 90 mm × 70 mm | Z247472-1EA | 需要从国外调货，预计到货时间 2015.04.22 | 403.65
Z247480 |  | Coors ™ porcelain mortar |  | capacity 275 mL, O.D. × H 115 mm × 70 mm | Z247480-1EA | 需要从国外调货，预计到货时间 2015.04.22 | 512.46
Z247499 |  | Coors ™ porcelain mortar |  | capacity 400 mL, O.D. × H 130 mm × 80 mm | Z247499-1EA | 需要从国外调货，预计到货时间 2015.04.22 | 747.63
Z529508 |  | Coors ™ porcelain mortar |  | capacity 1900 mL, top O.D. × H 210 mm × 130 mm | Z529508-1EA | 需要从国外调货，预计到货时间 2015.04.22 | 3,064.23
Z529516 |  | Coors ™ porcelain mortar |  | capacity 4000 mL, top O.D. × H 283 mm × 150 mm | Z529516-1EA | 需要从国外调货，预计到货时间 2015.04.22 | 3,741.66
Z247502 |  | Coors ™ porcelain pestle |  | for Z247464 | Z247502-1EA | 需要从国外调货，预计到货时间 2015.04.22 | 303.03
Z247510 |  | Coors ™ porcelain pestle |  | for Z247472 | Z247510-1EA | 需要从国外调货，预计到货时间 2015.04.22 | 351.00
Z247529 |  | Coors ™ porcelain pestle |  | for Z247480 | Z247529-1EA | 需要从国外调货，预计到货时间 2015.04.22 | 396.63
Z247537 |  | Coors ™ porcelain pestle |  | for Z247499 | Z247537-1EA | 需要从国外调货，预计到货时间 2015.04.22 | 511.29
Z529532 |  | Coors ™ porcelain pestle |  | for Z529508 | Z529532-1EA | 需要从国外调货，预计到货时间 2015.04.22 | 1,446.12
Z529540 |  | Coors ™ porcelain pestle |  | for Z529516 | Z529540-1EA | 需要从国外调货，预计到货时间 2015.04.22 | 1,303.38
CLS21583CO |  | Pyrex ® Kuderna-Danish concentrator apparatus, ST joints |  | 3 ball Snyder column | CLS21583CO-1EA | 需要从国外调货，预计到货时间 2015.05.26 | 1,118.52
CLS215725TO |  | Pyrex ® Kuderna-Danish concentrator apparatus without hooks, ST joints |  | tube only, capacity 10 mL, female Joint: ST/NS 19/22 | CLS215725TO-6EA | 需要从国外调货，预计到货时间 2015.05.26 | 3,494.79
CLS360210 |  | Pyrex ® Dean-Stark receiver, 24/40 male and female joints |  | capacity 10 mL | CLS360210-4EA | 需要从国外调货，预计到货时间 2015.05.26 | 4,506.84
CLS3360500FO |  | Pyrex ® general purpose distilling apparatus, Pyrex stopper, ST joint |  | stopper and flask only, capacity 500 mL | CLS3360500FO-1EA | 需要从国外调货，预计到货时间 2015.05.26 | 1,367.73
CLS33601LFO |  | Pyrex ® general purpose distilling apparatus, Pyrex stopper, ST joint |  | stopper and flask only, capacity 1,000 mL | CLS33601LFO-1EA | 需要从国外调货，预计到货时间 2015.05.26 | 1,921.14
CLS3340500 |  | Pyrex ® Kjeldahl nitrogen distilling apparatus, ST joints |  | capacity 500 mL | CLS3340500-1EA | 需要从国外调货，预计到货时间 2015.05.26 | 3,106.35
CLS3340FO |  | Pyrex ® Kjeldahl nitrogen distilling apparatus, ST joints |  | flask only | CLS3340FO-1EA | 需要从国外调货，预计到货时间 2015.05.26 | 1,012.05
CLS361110 |  | Pyrex ® moisture test distilling receiver, 24/40 joints |  | capacity 10 mL | CLS361110-1EA | 需要从国外调货，预计到货时间 2015.05.26 | 1,393.47
CLS361125 |  | Pyrex ® moisture test distilling receiver, 24/40 joints |  | capacity 25 mL | CLS361125-1EA | 需要从国外调货，预计到货时间 2015.05.26 | 1,725.75
CLS430179 |  | Corning ® polypropylene beaker |  | container and lid, 250 mL beaker, sterile, 100/cs | CLS430179-100EA | 需要从国外调货，预计到货时间 2015.05.26 | 1,917.63 1,246.46
CLS430180 |  | Corning ® polypropylene beaker |  | container only, 250 mL beaker, sterile, 500/cs | CLS430180-500EA | 需要从国外调货，预计到货时间 2015.05.26 | 5,404.23 3,512.75
CLS430181 |  | Corning ® polypropylene beaker |  | lid only, for 250 mL beaker, sterile, 500/cs | CLS430181-500EA | 需要从国外调货，预计到货时间 2015.05.26 | 1,697.67 1,103.49
CLS1015P250 |  | Corning ® reusable beaker with handle and spout |  | polypropylene, size 250 mL | CLS1015P250-12EA | 需要从国外调货，预计到货时间 2015.05.26 | 1,178.19 765.82
CLS1015P500 |  | Corning ® reusable beaker with handle and spout |  | polypropylene, size 500 mL | CLS1015P500-12EA | 需要从国外调货，预计到货时间 2015.04.27 | 1,178.19 765.82
CLS1015P3L |  | Corning ® reusable beaker with handle and spout |  | polypropylene, size 3 L | CLS1015P3L-6EA | 需要从国外调货，预计到货时间 2015.05.26 | 978.12 635.78
CLS1015P2L |  | Corning ® reusable beaker with handle and spout |  | polypropylene, size 2 L | CLS1015P2L-8EA | 需要从国外调货，预计到货时间 2015.05.26 | 1,129.05 733.88
CLS1015P1L |  | Corning ® reusable beaker with handle and spout |  | polypropylene, size 1 L | CLS1015P1L-12EA | 需要从国外调货，预计到货时间 2015.04.27 | 1,387.62 901.95
CLS1000P5L |  | Corning ® reusable low form beaker |  | polypropylene, size 5 L | CLS1000P5L-4EA | 需要从国外调货，预计到货时间 2015.05.26 | 1,970.28 1,280.68
CLS1000P3L |  | Corning ® reusable low form beaker |  | polypropylene, size 3 L | CLS1000P3L-4EA | 需要从国外调货，预计到货时间 2015.05.26 | 1,399.32 909.56
CLS1003P50 |  | Corning ® reusable low form beaker |  | perfluoroalkoxy copolymer, size 50 mL | CLS1003P50-12EA | 需要从国外调货，预计到货时间 2015.05.26 | 5,135.13 3,337.83
CLS1003P250 |  | Corning ® reusable low form beaker |  | perfluoroalkoxy copolymer, size 250 mL | CLS1003P250-6EA | 需要从国外调货，预计到货时间 2015.05.26 | 4,172.22 2,711.94
CLS1003P500 |  | Corning ® reusable low form beaker |  | perfluoroalkoxy copolymer, size 500 mL | CLS1003P500-6EA | 需要从国外调货，预计到货时间 2015.05.26 | 6,616.35 4,300.63
CLS1000P400 |  | Corning ® reusable low form beaker |  | polypropylene, size 400 mL | CLS1000P400-6EA | 需要从国外调货，预计到货时间 2015.05.26 | 544.05 353.63
CLS1003P1L |  | Corning ® reusable low form beaker |  | perfluoroalkoxy copolymer, size 1 L | CLS1003P1L-6EA | 需要从国外调货，预计到货时间 2015.05.26 | 11,763.18 7,646.07
CLS1000P600 |  | Corning ® reusable low form beaker |  | polypropylene, size 600 mL | CLS1000P600-6EA | 需要从国外调货，预计到货时间 2015.05.26 | 706.68 459.34
CLS1003P100 |  | Corning ® reusable low form beaker |  | perfluoroalkoxy copolymer, size 100 mL | CLS1003P100-12EA | 需要从国外调货，预计到货时间 2015.05.26 | 5,000.58 3,250.38
CLS1000P25 |  | Corning ® reusable low form beaker |  | polypropylene, size 25 mL | CLS1000P25-24EA | 需要从国外调货，预计到货时间 2015.05.26 | 444.60 288.99
CLS1000P50 |  | Corning ® reusable low form beaker |  | polypropylene, size 50 mL | CLS1000P50-12EA | 需要从国外调货，预计到货时间 2015.05.26 | 414.18 269.22
CLS1000P100 |  | Corning ® reusable low form beaker |  | polypropylene, size 100 mL | CLS1000P100-12EA | 需要从国外调货，预计到货时间 2015.05.26 | 414.18 269.22
CLS1000P150 |  | Corning ® reusable low form beaker |  | polypropylene, size 150 mL | CLS1000P150-12EA | 需要从国外调货，预计到货时间 2015.05.26 | 414.18 269.22
CLS1000P250 |  | Corning ® reusable low form beaker |  | polypropylene, size 250 mL | CLS1000P250-6EA | 需要从国外调货，预计到货时间 2015.05.26 | 377.91 245.64
CLS1000P1L |  | Corning ® reusable low form beaker |  | polypropylene, size 1 L | CLS1000P1L-6EA | 需要从国外调货，预计到货时间 2015.05.26 | 889.20 577.98
CLS1000P2L |  | Corning ® reusable low form beaker |  | polypropylene, size 2 L | CLS1000P2L-6EA | 需要从国外调货，预计到货时间 2015.05.26 | 1,934.01 1,257.11
CLS1003P25 |  | Corning ® reusable low form beaker |  | perfluoroalkoxy copolymer, size 25 mL | CLS1003P25-12EA | 需要从国外调货，预计到货时间 2015.05.26 | 2,728.44 1,773.49
CLS286518 |  | Corning ® cover glass squares, 0.13 to 0.16 mm thick |  | size 18 mm × 18 mm | CLS286518-10OZ | 需要从国外调货，预计到货时间 2015.07.22 | 1,316.25
CLS286518 |  | Corning ® cover glass squares, 0.13 to 0.16 mm thick |  | size 18 mm × 18 mm | 产品CLS286518已经停产；但是尚有库存。请从以下尚有库存的包装规格中选择。
CLS287522 |  | Corning ® cover glass squares, 0.19 to 0.25 mm thick |  | size 22 mm × 22 mm | CLS287522-10OZ | 需要从国外调货，预计到货时间 2015.07.22 | 1,126.71
CLS287522 |  | Corning ® cover glass squares, 0.19 to 0.25 mm thick |  | size 22 mm × 22 mm | 产品CLS287522已经停产；但是尚有库存。请从以下尚有库存的包装规格中选择。
CLS430289 |  | Corning ® cryogenic vial, external thread with plug seal cap |  | 2 mL external threaded polypropylene cryogenic vial w/ round bottom and plug seal cap, 500/cs | CLS430289-500EA | 需要从国外调货，预计到货时间 2015.04.14 | 1,970.28 1,280.68
CLS430658 |  | Corning ® cryogenic vials, external thread |  | capacity 1.2 mL | CLS430658-500EA | 国内现货或即将上架，预计发货时间 2015.04.05 - 详 库存详情： CLS430658-500EA 1 国内现货或即将上架，预计发货 从 Shanghai 2015.04.05 | 1,388.79 902.71
CLS430659 |  | Corning ® cryogenic vials, external thread |  | capacity 2.0 mL | CLS430659-500EA | 国内现货或即将上架，预计发货时间 2015.04.05 - 详 库存详情： CLS430659-500EA 1 国内现货或即将上架，预计发货 从 Shanghai 2015.04.05 | 1,402.83 911.84
CLS430661 |  | Corning ® cryogenic vials, external thread |  | capacity 2.0 mL | CLS430661-500EA | 需要从国外调货，预计到货时间 2015.04.27 | 1,732.77 1,126.30
CLS430662 |  | Corning ® cryogenic vials, external thread |  | capacity 4.0 mL | CLS430662-500EA | 需要从国外调货，预计到货时间 2015.05.26 | 1,902.42 1,236.57
CLS430663 |  | Corning ® cryogenic vials, external thread |  | capacity 5.0 mL | CLS430663-500EA | 国内现货或即将上架，预计发货时间 2015.04.05 - 详 库存详情： CLS430663-500EA 1 国内现货或即将上架，预计发货 从 Shanghai 2015.04.05 | 1,571.31 1,021.35
CLS430487 |  | Corning ® cryogenic vials, internal thread |  | bottom, conical, capacity 1.2 mL, seal, washer, self standing | CLS430487-500EA | 需要从国外调货，预计到货时间 2015.04.14 | 1,667.25 1,083.71
CLS430488 |  | Corning ® cryogenic vials, internal thread |  | capacity 2.0 mL, bottom, round, seal, washer, self standing, case of 500 | CLS430488-500EA | 国内现货或即将上架，预计发货时间 2015.04.05 - 详 库存详情： CLS430488-500EA 1 国内现货或即将上架，预计发货 从 Shanghai 2015.04.05 | 1,515.15 957.41
CLS430489 |  | Corning ® cryogenic vials, internal thread |  | capacity 2.0 mL, bottom, round, seal, washer, self standing: No | CLS430489-500EA | 需要从国外调货，预计到货时间 2015.05.26 | 1,700.01 1,105.01
CLS430490 |  | Corning ® cryogenic vials, internal thread |  | capacity 4.0 mL, bottom, round, seal, washer, self standing: No | CLS430490-500EA | 需要从国外调货，预计到货时间 2015.05.26 | 1,827.54 1,187.90
CLS430491 |  | Corning ® cryogenic vials, internal thread |  | capacity 4.0 mL, bottom, round, seal, washer, self standing | CLS430491-500EA | 需要从国外调货，预计到货时间 2015.05.26 | 1,827.54 1,187.90
CLS430492 |  | Corning ® cryogenic vials, internal thread |  | capacity 5.0 mL, bottom, round, seal, washer, self standing: No | CLS430492-500EA | 需要从国外调货，预计到货时间 2015.05.26 | 1,964.43 1,276.88
CLS430656 |  | Corning ® cryogenic vials, internal thread |  | bottom, round, capacity 5.0 mL, seal, washer, self standing | CLS430656-500EA | Only 3 left in stock (more on the way) - 详 库存详情： CLS430656-500EA Only 3 left in stock (more on the way) 1 国内现货或即将上架，预计发货 从 Shanghai 2015.04.05 | 1,964.43 1,276.88
CLS431386 |  | Corning ® cryogenic vials, internal thread |  | capacity 2.0 mL, bottom, round, seal, washer, self standing, case of 250 | CLS431386-250EA | 需要从国外调货，预计到货时间 2015.05.26 | 1,364.22 886.74
CLS430525 |  | Corning ® cryogenic boxes, racks & trays |  | Rack and tray holds 30 vials | CLS430525-1EA | 需要从国外调货，预计到货时间 2015.05.26 | 775.71 504.21
CLS430526 |  | Corning ® cryogenic boxes, racks & trays |  | Rack only for 30 vials | CLS430526-1EA | 需要从国外调货，预计到货时间 2015.04.27 | 494.91 321.69
CLS431131 |  | Corning ® cryogenic boxes, racks & trays |  | Reusable vial rack for 50 vials | CLS431131-2EA | 需要从国外调货，预计到货时间 2015.04.27 | 463.32 301.16
CLS431119 |  | Corning ® cryogenic boxes, racks & trays |  | Box for 81 cryogenic vials, 1-2 mL | CLS431119-10EA | 需要从国外调货，预计到货时间 2015.04.27 | 1,041.30 676.85
CLS431121 |  | Corning ® cryogenic boxes, racks & trays |  | Box for 100 cryogenic vials, 1-2 mL | CLS431121-10EA | 需要从国外调货，预计到货时间 2015.04.27 | 834.21 542.24
CLS431120 |  | Corning ® cryogenic boxes, racks & trays |  | Box for 81 cryogenic vials, 4-5 mL | CLS431120-10EA | 需要从国外调货，预计到货时间 2015.04.27 | 1,168.83 759.74
CLS2015 |  | Corning ® cap inserts for cryogenic vials |  | white | CLS2015-500EA | 需要从国外调货，预计到货时间 2015.04.27 | 445.77 289.75
CLS2016 |  | Corning ® cap inserts for cryogenic vials |  | blue | CLS2016-500EA | 需要从国外调货，预计到货时间 2015.04.27 | 455.13 295.83
CLS2017 |  | Corning ® cap inserts for cryogenic vials |  | red | CLS2017-500EA | 需要从国外调货，预计到货时间 2015.05.26 | 455.13 295.83
CLS2018 |  | Corning ® cap inserts for cryogenic vials |  | green | CLS2018-500EA | 需要从国外调货，预计到货时间 2015.04.27 | 455.13 295.83
CLS2019 |  | Corning ® cap inserts for cryogenic vials |  | yellow | CLS2019-500EA | 需要从国外调货，预计到货时间 2015.05.26 | 455.13 295.83
CLS61006 |  | Pyrex ® large long-stem funnel, plain 60° angle |  | top I.D. 147 mm | CLS61006-12EA | 需要从国外调货，预计到货时间 2015.05.26 | 4,572.36
CLS614050 |  | Pyrex ® long stem funnel with beaded edge |  | top I.D. 50 mm | CLS614050-12EA | 需要从国外调货，预计到货时间 2015.05.26 | 1,061.19
CLS614065 |  | Pyrex ® long stem funnel with beaded edge |  | top I.D. 65 mm | CLS614065-12EA | 需要从国外调货，预计到货时间 2015.05.26 | 1,186.38
CLS614075 |  | Pyrex ® long stem funnel with beaded edge |  | top I.D. 75 mm | CLS614075-12EA | 需要从国外调货，预计到货时间 2015.05.26 | 1,281.15
CLS6140100 |  | Pyrex ® long stem funnel with beaded edge |  | top I.D. 100 mm | CLS6140100-6EA | 需要从国外调货，预计到货时间 2015.05.26 | 800.28
CLS624075 |  | Pyrex ® stemless funnel |  | top I.D. 75 mm | CLS624075-48EA | 需要从国外调货，预计到货时间 2015.05.26 | 4,270.50
CLS6240100 |  | Pyrex ® stemless funnel |  | top I.D. 100 mm | CLS6240100-1EA | 需要从国外调货，预计到货时间 2015.05.26 | 155.61
CLS440140 |  | Corning ® boss head support clamp |  |  | CLS440140-1EA | 需要从国外调货，预计到货时间 2015.07.20 | 463.32
CLS6795KIT |  | Corning ® digital display hot plate and stirring hot plate accessory kit |  | accessory kit is designed for all Corning digital display hot plates and stirring hot plates, 1/cs | CLS6795KIT-1EA | 需要从国外调货，预计到货时间 2015.05.26 | 2,038.14
CLS409831 |  | Corning ® support rod for analog hotplates and stirrers |  | diam. × L 7/16 in. × 24 in., For Corning models PC-600, PC-610 & PC-620. 10in x 10in | 价格与库存信息目前不能提供有问题？联系人技术支持
CLS440141 |  | Corning ® temperature probe support clamp |  |  | CLS440141-1EA | 需要从国外调货，预计到货时间 2015.07.20 | 379.08
CLS440124 |  | Euro Plug for Corning ® digital hot plates and stirrers |  | AC input 230 V | CLS440124-1EA | 需要从国外调货，预计到货时间 2015.07.22 | 183.69
CLS400084 |  | Support rod for Corning ® hot plates and stirrers |  | stainless steel | CLS400084-1EA | 需要从国外调货，预计到货时间 2015.07.20 | 367.38
CLS440129 |  | Support Rod for Corning ® hot plates and stirrers |  | diam. × L 5/16 × 18 in. , two-pieces | CLS440129-1EA | 需要从国外调货，预计到货时间 2015.05.26 | 388.44
CLS6786SB |  | Corning ® LSE ™ digital dry bath heaters |  | single block, 230V, EU plug, 1/cs | CLS6786SB-1EA | 需要从国外调货，预计到货时间 2015.05.26 | 7,476.30 4,859.60
CLS6787SB |  | Corning ® LSE ™ digital dry bath heaters |  | single block, 230V, UK plug, 1/cs | CLS6787SB-1EA | 需要从国外调货，预计到货时间 2015.05.26 | 7,476.30 4,859.60
CLS6786DB |  | Corning ® LSE ™ digital dry bath heaters |  | dual block, 230V, EU plug, 1/cs | CLS6786DB-1EA | 需要从国外调货，预计到货时间 2015.05.26 | 8,064.81 5,242.13
CLS6787DB |  | Corning ® LSE ™ digital dry bath heaters |  | dual block, 230V, UK plug, 1/cs | CLS6787DB-1EA | 需要从国外调货，预计到货时间 2015.05.26 | 7,476.30 4,859.60
CLS480116 |  | Corning ® LSE ™ single block, for Corning LSE single block digital dry baths |  | single block, 48 x 0.2 mL PCR tubes or 6 x 0.2 mL strips, 1/cs | CLS480116-1EA | 需要从国外调货，预计到货时间 2015.05.26 | 982.80 638.82
CLS480120 |  | Corning ® LSE ™ single block, for Corning LSE single block digital dry baths |  | single block, 35 x 6 mm tubes, 1/cs | CLS480120-1EA | 需要从国外调货，预计到货时间 2015.05.26 | 1,372.41 892.07
CLS480121 |  | Corning ® LSE ™ single block, for Corning LSE single block digital dry baths |  | single block, 20 x 10 mm tubes, 1/cs | CLS480121-1EA | 需要从国外调货，预计到货时间 2015.05.26 | 982.80 638.82
CLS480122 |  | Corning ® LSE ™ single block, for Corning LSE single block digital dry baths |  | single block, 20 x 12 mm tubes, 1/cs | CLS480122-1EA | 需要从国外调货，预计到货时间 2015.05.26 | 982.80 638.82
CLS480123 |  | Corning ® LSE ™ single block, for Corning LSE single block digital dry baths |  | single block, 20 x 13 mm tubes, 1/cs | CLS480123-1EA | 需要从国外调货，预计到货时间 2015.05.26 | 982.80 638.82
CLS480124 |  | Corning ® LSE ™ single block, for Corning LSE single block digital dry baths |  | single block, 12 x 15 mL centrifuge tubes, 1/cs | CLS480124-1EA | 需要从国外调货，预计到货时间 2015.05.26 | 982.80 638.82
CLS480125 |  | Corning ® LSE ™ single block, for Corning LSE single block digital dry baths |  | single block, 12 x 16 mm tubes, 1/cs | CLS480125-1EA | 需要从国外调货，预计到货时间 2015.05.26 | 982.80 638.82
CLS480126 |  | Corning ® LSE ™ single block, for Corning LSE single block digital dry baths |  | single block, 12 x 17 mm tubes, 1/cs | CLS480126-1EA | 需要从国外调货，预计到货时间 2015.05.26 | 982.80 638.82
CLS480127 |  | Corning ® LSE ™ single block, for Corning LSE single block digital dry baths |  | single block, 6 x 20 mm tubes, 1/cs | CLS480127-1EA | 需要从国外调货，预计到货时间 2015.05.26 | 982.80 638.82
CLS480128 |  | Corning ® LSE ™ single block, for Corning LSE single block digital dry baths |  | single block, 6 x 25 mm tubes, 1/cs | CLS480128-1EA | 需要从国外调货，预计到货时间 2015.05.26 | 982.80 638.82
CLS480129 |  | Corning ® LSE ™ single block, for Corning LSE single block digital dry baths |  | single block, 5 x 50 mL centrifuge tubes, 1/cs | CLS480129-1EA | 需要从国外调货，预计到货时间 2015.05.26 | 982.80 638.82
CLS480130 |  | Corning ® LSE ™ single block, for Corning LSE single block digital dry baths |  | single block, 96 well PCR microplate, accommodates shirted or nonskirted plates, 1/cs | CLS480130-1EA | 需要从国外调货，预计到货时间 2015.05.26 | 2,233.53 1,451.79
CLS480131 |  | Corning ® LSE ™ dual block, for Corning LSE dual block digital dry baths |  | dual block, 96 well multiple well plate or 4 slides, 1/cs | CLS480131-1EA | 需要从国外调货，预计到货时间 2015.05.26 | 1,786.59 1,161.28
CLS480132 |  | Corning ® LSE ™ dual block, for Corning LSE dual block digital dry baths |  | dual block, 96 well PCR plates, accommodates skirted or non-skirted plates, 1/cs | CLS480132-1EA | 需要从国外调货，预计到货时间 2015.05.26 | 2,233.53 1,451.79
CLS480133 |  | Corning ® LSE ™ dual block, for Corning LSE dual block digital dry baths |  | dual, block, 384 well PCR plates, 1/cs | CLS480133-1EA | 需要从国外调货，预计到货时间 2015.05.26 | 2,332.98 1,516.44
CLS480140 |  | Corning ® LSE ™ Adapters |  | for 10/15 mL tubes in 50 mL rotor, 6/cs | CLS480140-6EA | 需要从国外调货，预计到货时间 2015.07.22 | 1,649.70 1,072.31
CLS480141 |  | Corning ® LSE ™ Adapters |  | for 5/7 mL tubes in 50 mL rotor, 6/cs | CLS480141-6EA | 需要从国外调货，预计到货时间 2015.07.22 | 1,649.70 1,072.31
CLS480142 |  | Corning ® LSE ™ Adapters |  | for 5/7/10 mL tubes in 15 mL rotor, 6/cs | CLS480142-6EA | 需要从国外调货，预计到货时间 2015.07.22 | 1,449.63 942.26
CLS6755 |  | Corning ® LSE ™ compact centrifuges |  | capacity of 12 x 15 mL or 6 x 50 mL rotor (not included), 120 V, 1/cs | 价格与库存信息目前不能提供有问题？联系人技术支持
CLS6758 |  | Corning ® LSE ™ compact centrifuges |  | capacity of 12 x 15 mL or 6 x 50 mL rotor (not included), 230 V, UK plug, 1/cs | CLS6758-1EA | 需要从国外调货，预计到货时间 2015.04.23 | 25,541.10 16,601.72
CLS6759 |  | Corning ® LSE ™ compact centrifuges |  | capacity of 12 x 15 mL or 6 x 50 mL rotor (not included), 230 V, EU plug, 1/cs | CLS6759-1EA | 需要从国外调货，预计到货时间 2015.04.23 | 25,541.10 16,601.72
CLS480136 |  | Corning ® LSE ™ rotors for LSE ™ compact centrifuges |  | fixed angle rotor for 6 x 50 mL tubes, 6,000 rpm, 1/cs | CLS480136-1EA | 需要从国外调货，预计到货时间 2015.07.22 | 11,594.70 7,536.56
CLS480137 |  | Corning ® LSE ™ rotors for LSE ™ compact centrifuges |  | fixed angle rotor for 12 x 15 mL tubes, 6,000rpm, 1/cs | CLS480137-1EA | 需要从国外调货，预计到货时间 2015.07.22 | 8,973.90 5,833.04
CLS480138 |  | Corning ® LSE ™ rotors for LSE ™ compact centrifuges |  | swing-out rotor for 6 x 5 mL tubes, 3,500 rpm, 1/cs | CLS480138-1EA | 需要从国外调货，预计到货时间 2015.07.22 | 8,973.90 5,833.04
CLS480139 |  | Corning ® LSE ™ rotors for LSE ™ compact centrifuges |  | fixed angle rotor for 18 x 1.5 mL tubes, 6,000rpm, 1/cs | CLS480139-1EA | 需要从国外调货，预计到货时间 2015.07.22 | 6,282.90 4,083.89
CLS480143 |  | Corning ® LSE ™ rotors for LSE ™ compact centrifuges |  | combination rotor for 6 x 15 mL, 2 x 50 mL and 2 x 15 mL | CLS480143-1EA | 需要从国外调货，预计到货时间 2015.07.22 | 13,326.30 8,662.10
CLS6766HS |  | Corning ® LSE ™ high speed microcentrifuges |  | high speed microcentrifuge, 230 V, EU plug, 1/cs | CLS6766HS-1EA | 需要从国外调货，预计到货时间 2015.05.26 | 25,874.55 16,818.46
CLS6767HS |  | Corning ® LSE ™ high speed microcentrifuges |  | high speed microcentrifuge, 230 V, UK plug, 1/cs | CLS6767HS-1EA | 需要从国外调货，预计到货时间 2015.05.26 | 25,874.55 16,818.46
CLS6766 |  | Corning ® LSE ™ mini microcentrifuges |  | 8 x 1.5/2.0 mL rotor and 4-place strip tube rotors included, 230V, EU plug, 1/cs | CLS6766-1EA | 需要从国外调货，预计到货时间 2015.05.26 | 2,473.38 1,607.70
CLS6767 |  | Corning ® LSE ™ mini microcentrifuges |  | 8 x 1.5/2.0 mL rotor and 4-place strip tube rotors included, 230V, UK plug, 1/cs | CLS6767-1EA | 需要从国外调货，预计到货时间 2015.05.26 | 2,473.38 1,607.70
CLS431401 |  | Corning ® Erlenmeyer baffled cell culture flasks |  | 500 mL Erlenmeyer Flask w/ Vented Cap, polycarbonate, sterile, 25/cs | CLS431401-25EA | 需要从国外调货，预计到货时间 2015.04.14 | 3,191.76 2,074.64
CLS431403 |  | Corning ® Erlenmeyer baffled cell culture flasks |  | 1 L Erlenmeyer Flask w/ Vent Cap, polycarbonate, sterile, 25/cs | CLS431403-25EA | 需要从国外调货，预计到货时间 2015.04.27 | 4,186.26 2,721.07
CLS431405 |  | Corning ® Erlenmeyer baffled cell culture flasks |  | 125 mL Erlenmeyer Flask w/ Vent Cap, polycarbonate, sterile, 50/cs | CLS431405-50EA | 需要从国外调货，预计到货时间 2015.04.27 | 1,592.37 1,035.04
CLS431407 |  | Corning ® Erlenmeyer baffled cell culture flasks |  | 250 mL Erlenmeyer Flask w/ Vent Cap, polycarbonate, sterile, 50/cs | CLS431407-50EA | 需要从国外调货，预计到货时间 2015.04.27 | 3,835.26 2,492.92
CLS67814 |  | Corning ® LSE ™ digital microplate shakers |  | digital microplate shaker, accommodates up to 4 microplates, 230 V, EU plug, 1/cs | CLS67814-1EA | 需要从国外调货，预计到货时间 2015.05.26 | 13,800.15 8,970.10
CLS67824 |  | Corning ® LSE ™ digital microplate shakers |  | digital microplate shaker, accommodates up to 4 microplates, 230 V, UK plug, 1/cs | CLS67824-1EA | 需要从国外调货，预计到货时间 2015.05.26 | 13,800.15 8,970.10
CLS6781NP |  | Corning ® LSE ™ orbital shakers |  | orbital shaker, without platform, 230V, EU plug, 1/cs | CLS6781NP-1EA | 需要从国外调货，预计到货时间 2015.05.26 | 16,738.02 10,879.71
CLS6782NP |  | Corning ® LSE ™ orbital shakers |  | orbital shaker, without platform, 230V, UK plug, 1/cs | CLS6782NP-1EA | 需要从国外调货，预计到货时间 2015.05.26 | 16,738.02 10,879.71
CLS6776 |  | Corning ® LSE ™ vortex mixers |  | vortex mixer w/ standard tube head, 230 V, EU plug, 1/cs | CLS6776-1EA | 需要从国外调货，预计到货时间 2015.05.26 | 2,664.09 1,731.66
CLS6777 |  | Corning ® LSE ™ vortex mixers |  | vortex mixer w/ standard tube head, 230 V, UK plug, 1/cs | CLS6777-1EA | 需要从国外调货，预计到货时间 2015.05.26 | 2,664.09 1,731.66
CLS480100 |  | Optional heads for Corning ® LSE ™ vortex mixers |  | optional head, 3 inch, for processing larger numbers of tubes, 1/cs | CLS480100-1EA | 需要从国外调货，预计到货时间 2015.05.26 | 387.27 251.73
CLS480101 |  | Optional heads for Corning ® LSE ™ vortex mixers |  | optional head for 24 x 1.5/2.0 mL tubes, 24 x 0.5 mL tubes and 32 x 0.2 mL tubes (or 4 tube strips), 1/cs | CLS480101-1EA | 需要从国外调货，预计到货时间 2015.05.26 | 358.02 232.71
CLS480102 |  | Optional heads for Corning ® LSE ™ vortex mixers |  | optional head for 1 microplate, 64 x 0.2 mL tubes, or 8 x 0.2 mL tube strips, 1/cs | CLS480102-1EA | 需要从国外调货，预计到货时间 2015.05.26 | 442.26 287.47
CLS480103 |  | Optional heads for Corning ® LSE ™ vortex mixers |  | optional head for 8 x 15 mL and 8 x 12/13 mm diameter tubes, 1/cs | CLS480103-1EA | 需要从国外调货，预计到货时间 2015.05.26 | 442.26 287.47
CLS480104 |  | Optional heads for Corning ® LSE ™ vortex mixers |  | optional head for 6 x 50 mL tubes, 1/cs | CLS480104-1EA | 需要从国外调货，预计到货时间 2015.05.26 | 442.26 287.47
CLS480105 |  | Optional heads for Corning ® LSE ™ vortex mixers |  | optional head for 12 x 1.5/2.0 mL tubes (held horizontally), 1/cs | CLS480105-1EA | 需要从国外调货，预计到货时间 2015.05.26 | 705.51 458.58
CLS480106 |  | Optional heads for Corning ® LSE ™ vortex mixers |  | optional head for 4 x 15 mL tubes (held horizontally), 1/cs | CLS480106-1EA | 需要从国外调货，预计到货时间 2015.05.26 | 705.51 458.58
CLS480107 |  | Optional heads for Corning ® LSE ™ vortex mixers |  | optional head for 2 x 50 mL tubes (held horizontally), 1/cs | CLS480107-1EA | 需要从国外调货，预计到货时间 2015.05.26 | 705.51 458.58
CLS480113 |  | Replacement clamps for use with Corning ® LSE ™ Orbital Shakers and Corning ® LSE ™ Low Speed Orbital Shakers |  | clamp for the 250 mL Erlenmeyer flask, 1ea | CLS480113-1EA | 需要从国外调货，预计到货时间 2015.05.26 | 437.58 284.43
CLS480114 |  | Replacement clamps for use with Corning ® LSE ™ Orbital Shakers and Corning ® LSE ™ Low Speed Orbital Shakers |  | clamp for the 500 mL Erlenmeyer flask, 1ea | CLS480114-1EA | 需要从国外调货，预计到货时间 2015.05.26 | 466.83 303.44
CLS480115 |  | Replacement clamps for use with Corning ® LSE ™ Orbital Shakers and Corning ® LSE ™ Low Speed Orbital Shakers |  | clamp for the 1 L Erlenmeyer flask, 1ea | CLS480115-1EA | 需要从国外调货，预计到货时间 2015.05.26 | 517.14 336.14
CLS480110 |  | Replacement clamps for use with Corning ® LSE ™ Orbital Shakers and Corning ® LSE ™ Low Speed Orbital Shakers |  | clamp for the 25 mL Erlenmeyer flask, 1ea | CLS480110-1EA | 需要从国外调货，预计到货时间 2015.05.26 | 327.60 212.94
CLS480111 |  | Replacement clamps for use with Corning ® LSE ™ Orbital Shakers and Corning ® LSE ™ Low Speed Orbital Shakers |  | clamp for the 50 mL Erlenmeyer flask, 1ea | CLS480111-1EA | 需要从国外调货，预计到货时间 2015.05.26 | 411.84 267.70
CLS480112 |  | Replacement clamps for use with Corning ® LSE ™ Orbital Shakers and Corning ® LSE ™ Low Speed Orbital Shakers |  | clamp for the 125 mL Erlenmeyer flask, 1ea | CLS480112-1EA | 需要从国外调货，预计到货时间 2015.05.26 | 411.84 267.70
CLS3936 |  | Corning ® 1536 well plates |  | non-treated (medium bind), 50/cs, black polystyrene wells round bottom, non-sterile, lid: No | CLS3936-50EA | 需要从国外调货，预计到货时间 2015.05.26 | 6,643.26 4,318.12
CLS3937 |  | Corning ® 1536 well plates |  | white polystyrene wells round bottom, non-treated (medium bind), 50/cs, non-sterile, lid: No | CLS3937-50EA | 需要从国外调货，预计到货时间 2015.05.26 | 6,643.26 4,318.12
CLS3724 |  | Corning ® 1536 well plates |  | black polystyrene wells flat bottom, non-treated, non-sterile, lid: No | CLS3724-50EA | 需要从国外调货，预计到货时间 2015.05.26 | 7,941.96 5,162.27
CLS3725 |  | Corning ® 1536 well plates |  | white polystyrene wells flat bottom, non-treated (medium bind), 50/cs, non-sterile, lid: No | CLS3725-50EA | 需要从国外调货，预计到货时间 2015.04.27 | 7,941.96 5,162.27
CLS3726 |  | Corning ® 1536 well plates |  | black polystyrene wells flat bottom, NBS ™ (TC-treated), 50/cs, sterile, lid | CLS3726-50EA | 需要从国外调货，预计到货时间 2015.05.26 | 9,142.38 5,942.55
CLS3727 |  | Corning ® 1536 well plates |  | white polystyrene wells flat bottom, NBS ™ (TC-treated), 50/cs, sterile, lid | CLS3727-50EA | 需要从国外调货，预计到货时间 2015.05.26 | 9,142.38 5,942.55
CLS3728 |  | Corning ® 1536 well plates |  | black polystyrene wells flat bottom, NBS ™ (TC-treated), 50/cs, non-sterile, lid: No | CLS3728-50EA | 需要从国外调货，预计到货时间 2015.05.26 | 14,257.62 9,267.45
CLS3729 |  | Corning ® 1536 well plates |  | white polystyrene wells flat bottom, NBS ™ (TC-treated), 50/cs, non-sterile, lid: No | CLS3729-50EA | 需要从国外调货，预计到货时间 2015.05.26 | 14,257.62 9,267.45
CLS3891 |  | Corning ® 1536 well plates |  | clear polystyrene wells flat bottom, non-treated, 50/cs, non-sterile, lid: No | CLS3891-50EA | 需要从国外调货，预计到货时间 2015.05.26 | 14,325.48 9,311.56
CLS3893 |  | Corning ® 1536 well plates |  | clear polystyrene wells flat bottom, TC-treated, 50/cs, sterile, lid | CLS3893-50EA | 需要从国外调货，预计到货时间 2015.05.26 | 15,426.45 10,027.19
CLS3831 |  | Corning ® 1536 well plates |  | low base, non-treated, non-sterile | CLS3831-50EA | 需要从国外调货，预计到货时间 2015.07.22 | 21,949.20 14,266.98
CLS3832 |  | Corning ® 1536 well plates |  | low base, surface treatment CellBIND, sterile | CLS3832-50EA | 需要从国外调货，预计到货时间 2015.07.22 | 32,233.50 20,951.78
CLS3838 |  | Corning ® 1536 well plates |  | clear polystyrene wells flat bottom, low base, TC-treated, sterile, lid | CLS3838-50EA | 需要从国外调货，预计到货时间 2015.07.22 | 25,283.70 16,434.41
CLS3726BC |  | Corning ® 1536 well plate, with generic barcode |  | size 1536 wells, non-treated, 50/cs, black polystyrene wells flat bottom, non-sterile, lid | CLS3726BC-50EA | 需要从国外调货，预计到货时间 2015.05.26 | 12,910.95 8,392.12
CLS3731BC |  | Corning ® 1536 well plate, with generic barcode |  | size 1536 wells, cellBIND ® , white polystyrene wells flat bottom, sterile, lid | CLS3731BC-50EA | 需要从国外调货，预计到货时间 2015.07.22 | 13,562.64 8,815.72
CLS3831BC |  | Corning ® 1536 well plate, with generic barcode |  | size 1536 wells, clear polystyrene wells flat bottom, non-sterile, non-treated | CLS3831BC-50EA | 需要从国外调货，预计到货时间 2015.07.22 | 18,000.45 11,700.29
CLS3832BC |  | Corning ® 1536 well plate, with generic barcode |  | size 1536 wells, clear polystyrene wells flat bottom, CellBIND ® surface, sterile, lid | CLS3832BC-50EA | 需要从国外调货，预计到货时间 2015.07.22 | 29,041.74 18,877.13
CLS3838BC |  | Corning ® 1536 well plate, with generic barcode |  | size 1536 wells, clear polystyrene wells flat bottom, sterile, lid | CLS3838BC-50EA | 需要从国外调货，预计到货时间 2015.07.22 | 18,551.52 12,058.49
CLS3895BC |  | Corning ® 1536 well plate, with generic barcode |  | size 1536 wells, NBS ™ surface, clear polystyrene wells flat bottom, non-sterile | CLS3895BC-50EA | 需要从国外调货，预计到货时间 2015.07.22 | 31,498.74 20,474.18
CLS3895 |  | Corning ® NBS ™ 1536 well plates, without lids |  | 1536 well plate, polystyrene, NBS surface, non-sterile, 50/cs | CLS3895-50EA | 需要从国外调货，预计到货时间 2015.05.26 | 17,960.67 11,674.44
CLS3341 |  | Corning ® 384 well storage plates, blocks & sealing mats |  | 384 well deep well sealing mat, polypropylene, chemically resistant, non-treated, non-sterile, 50/cs | CLS3341-50EA | 需要从国外调货，预计到货时间 2015.04.27 | 5,025.15 3,266.35
CLS3089 |  | Corning ® Robolids 384 well |  | 384 well | CLS3089-50EA | 需要从国外调货，预计到货时间 2015.05.26 | 11,023.74 7,165.43
CLS3891BC |  | Corning ® 1536 well plate, with generic barcode |  | size 1536 wells, non-treated, 50/cs, clear polystyrene wells flat bottom, non-sterile, lid: No | CLS3891BC-50EA | 需要从国外调货，预计到货时间 2015.05.26 | 20,430.54 13,279.85
CLS3724BC |  | Corning ® 1536 well plate, with generic barcode |  | size 1536 wells, non-treated, 50/cs, black polystyrene wells flat bottom, non-sterile, lid: No | CLS3724BC-50EA | 需要从国外调货，预计到货时间 2015.05.26 | 11,836.89 7,693.98
CLS3821BC |  | Corning ® 384 well plates, low volume, with generic barcode |  | low volume, non-treated, w/ generic barcode, 50/cs, non-sterile, lid: No | CLS3821BC-50EA | 需要从国外调货，预计到货时间 2015.05.26 | 6,767.28 4,398.73
CLS3824BC |  | Corning ® 384 well plates, low volume, with generic barcode |  | 384 well plate, polystyrene, low volume, non-binding surface (NBS ™ ), non-sterile, w/ generic barcode, white, 50/cs, non-sterile, lid: No | CLS3824BC-50EA | 需要从国外调货，预计到货时间 2015.05.26 | 7,360.47 4,784.31
CLS3570BC |  | Corning ® 384 well plates, low volume, with generic barcode |  | low volume, w/ generic barcode, 50/cs, white polystyrene wells flat bottom, sterile, lid, surface treatment TC-treated | CLS3570BC-50EA | 需要从国外调货，预计到货时间 2015.05.26 | 5,812.56 3,778.16
CLS3683BC |  | Corning ® 384 well plates, low volume, with generic barcode |  | low volume, CellBIND ® surface, w/ generic barcode, 50/cs, black polystyrene wells flat bottom, sterile, lid | CLS3683BC-50EA | 需要从国外调货，预计到货时间 2015.04.27 | 8,496.54 5,522.75
CLS3712BC |  | Corning ® 384 well plates, low volume, with generic barcode |  | low volume, TC-treated, w/ generic barcode, 50/cs, black polystyrene wells flat bottom, sterile, lid | CLS3712BC-100EA | 需要从国外调货，预计到货时间 2015.05.26 | 16,280.55 10,582.36
CLS3628BC |  | Corning ® 96 well plate, with generic barcode |  | TC-treated, 50/cs, clear polystyrene wells flat bottom wells, sterile | CLS3628BC-100EA | 需要从国外调货，预计到货时间 2015.05.26 | 5,669.82 3,685.38
CLS3904BC |  | Corning ® 96 well plate, with generic barcode |  | TC-treated, 50/cs, black polystyrene wells flat bottom, sterile | CLS3904BC-100EA | 需要从国外调货，预计到货时间 2015.04.23 | 9,962.55 6,475.66
CLS3897BC |  | Corning ® 96 well plate, with generic barcode |  | tissue-culture treated, clear polystyrene V-bottom, well volume 320 μL | CLS3897BC-100EA | 需要从国外调货，预计到货时间 2015.05.26 | 2,686.32 1,746.11
CLS6569 |  | Corning ® microplate sealing tape |  | aluminum, non-sterile | CLS6569-100EA | 需要从国外调货，预计到货时间 2015.05.26 | 745.29 484.44
CLS4145 |  | Corning ® DeckWorks ™ empty pipet tip racks |  | empty racks for 10 μL, 200 μL, or 300 μL pipet tips, 24/case | CLS4145-24EA | 国内现货或即将上架，预计发货时间 2015.04.05 - 详 库存详情： CLS4145-24EA 1 国内现货或即将上架，预计发货 从 Shanghai 2015.04.05 | 540.54 351.35
CLS4146 |  | Corning ® DeckWorks ™ empty pipet tip racks |  | empty rack for 1000 uL pipet tips, w/ MultiGuard 3, 16/case | CLS4146-16EA | 国内现货或即将上架，预计发货时间 2015.04.05 - 详 库存详情： CLS4146-16EA 1 国内现货或即将上架，预计发货 从 Shanghai 2015.04.05 | 485.55 315.61
CLS4135 |  | Corning ® DeckWorks ™ low binding barrier pipet tips |  | 0.1 - 10μL low binding barrier pipet tips, extended length, graduated, hinged racks, natural, sterile, polypropylene, 96 tips/rack, 10 racks/pack, 4 packs/case | CLS4135-4X960EA | 需要从国外调货，预计到货时间 2015.05.26 | 2,471.04 1,606.18
CLS4136 |  | Corning ® DeckWorks ™ low binding barrier pipet tips |  | 1 - 20μL low binding barrier pipet tips, graduated, hinged racks, natural, sterile, polypropylene, 96 tips/rack, 10 racks/pack, 4 packs/case | CLS4136-4X960EA | 需要从国外调货，预计到货时间 2015.05.26 | 2,471.04 1,606.18
CLS4137 |  | Corning ® DeckWorks ™ low binding barrier pipet tips |  | 1 - 100μL low binding barrier pipet tips, graduated, hinged racks, natural, sterile, polypropylene, 96 tips/rack, 10 racks/pack, 4 packs/case | CLS4137-4X960EA | 需要从国外调货，预计到货时间 2015.05.26 | 2,471.04 1,606.18
CLS4138 |  | Corning ® DeckWorks ™ low binding barrier pipet tips |  | 1 - 200μL low binding barrier pipet tips, graduated, hinged racks, natural, sterile, polypropylene, 96 tips/rack, 10 racks/pack, 4 packs/case | CLS4138-4X960EA | 需要从国外调货，预计到货时间 2015.05.26 | 2,659.41 1,728.62
CLS4139 |  | Corning ® DeckWorks ™ low binding barrier pipet tips |  | 1 - 200μL low binding barrier pipet tips, graduated, hinged racks, natural, sterile, polypropylene, 96 tips/rack, 8 racks/pack, 4 packs/case | CLS4139-4X768EA | 需要从国外调货，预计到货时间 2015.04.14 | 2,128.23 1,383.35
CLS4140 |  | Corning ® DeckWorks ™ low binding barrier pipet tips |  | 100 - 1000μL low bind barrier pipet tips, extended length, graduated, hinged racks, natural, sterile, polypropylene, 96 tips/rack, 8 racks/pack, 4 packs/case | CLS4140-4X768EA | 需要从国外调货，预计到货时间 2015.05.26 | 2,128.23 1,383.35
CLS4147 |  | Corning ® DeckWorks ™ low binding tips |  | 0.1 - 10μL low binding pipet tips, extended length, graduated, hinged racks, natural, non-sterile, polypropylene, 96 tips/rack, 10 racks/pack, 4 packs/case | CLS4147-4X960EA | 需要从国外调货，预计到货时间 2015.05.26 | 1,597.05 1,038.08
CLS4150 |  | Corning ® DeckWorks ™ low binding tips |  | 0.1 - 10μL low binding pipet tips, extended length, graduated, hinged racks, natural, sterile, polypropylene, 96 tips/rack, 10 racks/pack, 4 packs/case | CLS4150-4X960EA | 需要从国外调货，预计到货时间 2015.05.28 | 1,805.31 1,173.45
CLS4150 |  | Corning ® DeckWorks ™ low binding tips |  | 0.1 - 10μL low binding pipet tips, extended length, graduated, hinged racks, natural, sterile, polypropylene, 96 tips/rack, 10 racks/pack, 4 packs/case | CLS4150-960EA | 需要从国外调货，预计到货时间 2015.07.22 | 1,423.89 925.53
CLS4149 |  | Corning ® DeckWorks ™ low binding tips |  | 1 - 300μL low binding pipet tips, graduated, hinged racks, natural, non-sterile, polypropylene, 96 tips/rack, 10 racks/pack, 4 packs/case | CLS4149-4X960EA | 需要从国外调货，预计到货时间 2015.05.26 | 1,763.19 1,146.07
CLS4152 |  | Corning ® DeckWorks ™ low binding tips |  | in hinged racks | CLS4152-4X960EA | 需要从国外调货，预计到货时间 2015.05.26 | 1,992.51 1,295.13
CLS4152 |  | Corning ® DeckWorks ™ low binding tips |  | in hinged racks | CLS4152-960EA | 需要从国外调货，预计到货时间 2015.07.22 | 1,546.74 1,005.38
CLS4153 |  | Corning ® DeckWorks ™ low binding tips |  | 0.1 - 10μL low binding pipet tips, extended length, graduated, reload system, natural, non-sterile, polypropylene, 96 tips/deck, 10 decks/pack, 4 packs/case | CLS4153-4X960EA | Only 1 left in stock (more on the way) - 详 库存详情： CLS4153-4X960EA Only 1 left in stock (more on the way) 1 国内现货或即将上架，预计发货 从 Shanghai 2015.04.05 | 1,118.52 727.04
CLS4155 |  | Corning ® DeckWorks ™ low binding tips |  | 1 - 300μL low binding pipet tips, graduated, reload System, natural, non-sterile, polypropylene, 96 tips/deck, 10 decks/pack, 4 packs/case | CLS4155-4X960EA | 需要从国外调货，预计到货时间 2015.07.22 | 1,722.24 1,119.46
CLS4148 |  | Corning ® DeckWorks ™ low binding tips |  | 1 - 200μL low binding pipet tips, graduated, hinged racks, natural, non-sterile, polypropylene, 96 tips/rack, 10 racks/pack, 4 packs/case | CLS4148-4X960EA | 需要从国外调货，预计到货时间 2015.05.26 | 1,613.43 1,048.73
CLS4151 |  | Corning ® DeckWorks ™ low binding tips |  | 1 - 200μL low binding pipet tips, graduated, hinged racks, natural, sterile, polypropylene, 96 tips/rack, 10 racks/pack, 4 packs/case | CLS4151-4X960EA | 需要从国外调货，预计到货时间 2015.05.26 | 4,270.50 2,775.83
CLS4151 |  | Corning ® DeckWorks ™ low binding tips |  | 1 - 200μL low binding pipet tips, graduated, hinged racks, natural, sterile, polypropylene, 96 tips/rack, 10 racks/pack, 4 packs/case | CLS4151-960EA | 需要从国外调货，预计到货时间 2015.07.22 | 1,387.62 901.95
CLS4154 |  | Corning ® DeckWorks ™ low binding tips |  | 1 - 200μL low binding pipet tips, graduated, reload System, natural, non-sterile, polypropylene, 96 tips/deck, 10 decks/pack, 4 packs/case | CLS4154-4X960EA | 需要从国外调货，预计到货时间 2015.07.22 | 1,129.05 733.88
CLS4154 |  | Corning ® DeckWorks ™ low binding tips |  | 1 - 200μL low binding pipet tips, graduated, reload System, natural, non-sterile, polypropylene, 96 tips/deck, 10 decks/pack, 4 packs/case | CLS4154-960EA | 需要从国外调货，预计到货时间 2015.07.22 | 836.55 543.76
CLS4131 |  | Corning ® DeckWorks ™ pipet tips reload starter kits |  | 1 - 200μL pipet tips, graduated, reload starter kit, natural, non-sterile, polypropylene, 96 tips/deck, 10 decks/pack, 960 tips/pack, 1 pack/case and 10 empty racks/case | CLS4131-960EA | 需要从国外调货，预计到货时间 2015.05.26 | 342.81 222.83
CLS4132 |  | Corning ® DeckWorks ™ pipet tips reload starter kits |  | 1 - 200μL pipet tips, graduated, reload starter kit, yellow, non-sterile, polypropylene, 96 tips/deck, 10 decks/pack, 960 tips/pack, 1 pack/case and 10 empty racks/case | CLS4132-960EA | Only 5 left in stock (more on the way) - 详 库存详情： CLS4132-960EA Only 5 left in stock (more on the way) 1 国内现货或即将上架，预计发货 从 Shanghai 2015.04.05 | 314.73 204.57
CLS4133 |  | Corning ® DeckWorks ™ pipet tips reload starter kits |  | 1 - 300μL pipet tips, graduated, reload starter kit, natural, non-sterile, polypropylene, 96 tips/deck, 10 decks/pack, 960 tips/pack, 1 packcase and 10 empty racks/case | CLS4133-960EA | 需要从国外调货，预计到货时间 2015.05.26 | 349.83 227.39
CLS4130 |  | Corning ® DeckWorks ™ pipet tips reload starter kits |  | 0.1 - 10μL pipet tips, graduated, natural, non-sterile, polypropylene, 96 tips/deck, 10 decks/pack, 960 tips/pack, 1 pack/case and 10 empty racks/case | CLS4130-960EA | Only 5 left in stock (more on the way) - 详 库存详情： CLS4130-960EA Only 5 left in stock (more on the way) 1 国内现货或即将上架，预计发货 从 Shanghai 2015.04.05 | 326.43 212.18
CLS4134 |  | Corning ® DeckWorks ™ pipet tips reload starter kits |  |  | CLS4134-768EA | 需要从国外调货，预计到货时间 2015.05.26 | 381.42 247.92
CLS4134 |  | Corning ® DeckWorks ™ pipet tips reload starter kits |  |  | CLS4134-4X768EA | Only 4 left in stock. Order soon - 详 库存详情： CLS4134-4X768EA Only 4 left in stock. Order soon 1 国内现货或即将上架，预计发货 从 Shanghai 2015.04.05 | 845.91 549.84
CLS4142 |  | Corning ® DeckWorks ™ pipet tip station |  | 1 - 200μL pipet tip station, graduated, non-sterile, polypropylene, 192 tips/layer, 5 layers/pack, 5 packs/case | CLS4142-5X960EA | 需要从国外调货，预计到货时间 2015.05.26 | 2,004.21 1,302.74
CLS4144 |  | Corning ® DeckWorks ™ pipet tip station |  | 1 - 200μL pipet tip station, graduated, sterile, polypropylene, 192 tips/layer, 5 layers/pack, 5 packs/case | CLS4144-5X960EA | Only 2 left in stock (more on the way) - 详 库存详情： CLS4144-5X960EA Only 2 left in stock (more on the way) 1 国内现货或即将上架，预计发货 从 Shanghai 2015.04.05 | 2,204.28 1,432.78
CLS4141 |  | Corning ® DeckWorks ™ pipet tip station |  | 0.1 - 10μL pipet tip station, extended length, graduated, non-sterile, polypropylene, 192 tips/layer, 5 layers/pack, 5 packs/case | CLS4141-5X960EA | 需要从国外调货，预计到货时间 2015.05.26 | 1,422.72 924.77
CLS4143 |  | Corning ® DeckWorks ™ pipet tip station |  | 0.1 - 10μL pipet tip station, extended length, graduated, sterile, polypropylene, 192 tips/layer, 5 layers/pack, 5 packs/case | CLS4143-5X960EA | Only 2 left in stock (more on the way) - 详 库存详情： CLS4143-5X960EA Only 2 left in stock (more on the way) 1 国内现货或即将上架，预计发货 从 Shanghai 2015.04.05 | 1,565.46 1,017.55
CLS4110 |  | Corning ® DeckWorks ™ standard pipet tips |  | 0.1 - 10μL extended length pipet tips, graduated, natural, non-sterile, polypropylene, 1000 tips/bag, 10,000 tips/case | CLS4110-1000EA | 需要从国外调货，预计到货时间 2015.07.22 | 559.26 363.52
CLS4110 |  | Corning ® DeckWorks ™ standard pipet tips |  | 0.1 - 10μL extended length pipet tips, graduated, natural, non-sterile, polypropylene, 1000 tips/bag, 10,000 tips/case | CLS4110-10X1000EA | 需要从国外调货，预计到货时间 2015.04.27 | 1,113.84 724.00
CLS4114 |  | Corning ® DeckWorks ™ standard pipet tips |  | 50 - 1250μL extended length pipet tips, graduated, natural, non-sterile, polypropylene, 768 tips/bag, 7680 tips/case | CLS4114-10X768EA | 需要从国外调货，预计到货时间 2015.04.27 | 1,394.64 906.52
CLS4118 |  | Corning ® DeckWorks ™ standard pipet tips |  | 1 - 300μL pipet tips, graduated, hinged racks, natural, non-sterile, polypropylene, 96 tips/rack, 10 racks/pack, 4 packs/case | CLS4118-4X960EA | 需要从国外调货，预计到货时间 2015.05.26 | 1,469.52 955.19
CLS4118 |  | Corning ® DeckWorks ™ standard pipet tips |  | 1 - 300μL pipet tips, graduated, hinged racks, natural, non-sterile, polypropylene, 96 tips/rack, 10 racks/pack, 4 packs/case | CLS4118-960EA | 需要从国外调货，预计到货时间 2015.07.22 | 902.07 586.35
CLS4123 |  | Corning ® DeckWorks ™ standard pipet tips |  | 1 - 300μL extended length pipet tips, graduated, hinged racks, natural, sterile, polypropylene, 96 tips/rack, 10 racks/pack, 4 packs/case | CLS4123-4X960EA | 需要从国外调货，预计到货时间 2015.05.26 | 1,808.82 1,175.73
CLS4115 |  | Corning ® DeckWorks ™ standard pipet tips |  | 0.1 - 10μL extended length pipet tips, graduated, hinged racks, natural, non-sterile, polypropylene, 96 tips/rack, 10 racks/pack, 4 packs/case | CLS4115-4X960EA | 需要从国外调货，预计到货时间 2015.07.22 | 1,331.46 865.45
CLS4120 |  | Corning ® DeckWorks ™ standard pipet tips |  | 0.1 - 10μL extended length pipet tips, graduated, hinged racks, natural, sterile, polypropylene, 96 tips/rack, 10 racks/pack, 4 packs/case | CLS4120-4X960EA | 需要从国外调货，预计到货时间 2015.04.27 | 1,781.91 1,158.24
CLS4119 |  | Corning ® DeckWorks ™ standard pipet tips |  | 50 - 1250μL extended length pipet tips, graduated, hinged Racks, natural, non-sterile, polypropylene, 96 tips/rack, 8 racks/pack, 4 racks/case | CLS4119-4X768EA | 需要从国外调货，预计到货时间 2015.05.26 | 1,746.81 1,135.43
CLS4124 |  | Corning ® DeckWorks ™ standard pipet tips |  | 50 - 1250μL extended length pipet tips, graduated, hinged racks, natural, sterile, polypropylene, 96 tips/rack, 8 racks/pack, 4 packs/case | CLS4124-4X768EA | 需要从国外调货，预计到货时间 2015.04.27 | 1,808.82 1,175.73
CLS4128 |  | Corning ® DeckWorks ™ standard pipet tips |  | 1 - 300μL extended length pipet tips, graduated, reload system, natural, non-sterile, polypropylene, 96 tips/deck, 10 decks/pack, 4 racks/case | CLS4128-4X960EA | 需要从国外调货，预计到货时间 2015.05.26 | 1,388.79 902.71
CLS4125 |  | Corning ® DeckWorks ™ standard pipet tips |  | 0.1 - 10μL pipet tips, graduated, reload system, natural, non-sterile, polypropylene, 96 tips/deck, 10 decks/pack, 4 packs/case | CLS4125-4X960EA | 国内现货或即将上架，预计发货时间 2015.04.05 - 详 库存详情： CLS4125-4X960EA 1 国内现货或即将上架，预计发货 从 Shanghai 2015.04.05 | 1,048.32 681.41
CLS4129 |  | Corning ® DeckWorks ™ standard pipet tips |  | 50 - 1250μL extended length pipet tips, graduated, reload system, natural, non-sterile, polypropylene, 96 tips/deck, 8 decks/pack, 4 packs/case | CLS4129-4X768EA | 国内现货或即将上架，预计发货时间 2015.04.05 - 详 库存详情： CLS4129-4X768EA 1 国内现货或即将上架，预计发货 从 Shanghai 2015.04.05 | 1,418.04 921.73
CLS4111 |  | Corning ® DeckWorks ™ standard pipet tips |  | 1 - 200μL pipet tips, graduated, natural, non-sterile, polypropylene, 1000 tips/pack, 10,000 tips/case | CLS4111-10X1000EA | 需要从国外调货，预计到货时间 2015.05.28 | 751.14 488.24
CLS4112 |  | Corning ® DeckWorks ™ standard pipet tips |  | 1 - 200μL pipet tips, graduated, yellow, non-sterile, polypropylene, 1000 tips/pack, 10,000 tips/case | CLS4112-1000EA | 需要从国外调货，预计到货时间 2015.07.22 | 549.90 357.44
CLS4112 |  | Corning ® DeckWorks ™ standard pipet tips |  | 1 - 200μL pipet tips, graduated, yellow, non-sterile, polypropylene, 1000 tips/pack, 10,000 tips/case | CLS4112-10X1000EA | 需要从国外调货，预计到货时间 2015.04.27 | 751.14 488.24
CLS4116 |  | Corning ® DeckWorks ™ standard pipet tips |  | 1 - 200μL pipet tips, graduated, hinged racks, natural, non-sterile, polypropylene, 96 tips/rack, 10 racks/pack, 4 packs/case | CLS4116-4X960EA | 需要从国外调货，预计到货时间 2015.05.26 | 1,344.33 873.81
CLS4117 |  | Corning ® DeckWorks ™ standard pipet tips |  | 1 - 200μL pipet tips, graduated, hinged racks, yellow, non-sterile, polypropylene, 96 tips/rack, 10 racks/pack, 4 packs/case | CLS4117-4X960EA | 需要从国外调货，预计到货时间 2015.05.26 | 1,331.46 865.45
CLS4117 |  | Corning ® DeckWorks ™ standard pipet tips |  | 1 - 200μL pipet tips, graduated, hinged racks, yellow, non-sterile, polypropylene, 96 tips/rack, 10 racks/pack, 4 packs/case | CLS4117-960EA | 需要从国外调货，预计到货时间 2015.07.22 | 855.27 555.93
CLS4121 |  | Corning ® DeckWorks ™ standard pipet tips |  | 1 - 200μL pipet tips, graduated, hinged racks, natural, sterile, polypropylene, 96 tips/rack, 10 racks/pack, 4 packs/case | CLS4121-4X960EA | 需要从国外调货，预计到货时间 2015.05.26 | 1,781.91 1,158.24
CLS4121 |  | Corning ® DeckWorks ™ standard pipet tips |  | 1 - 200μL pipet tips, graduated, hinged racks, natural, sterile, polypropylene, 96 tips/rack, 10 racks/pack, 4 packs/case | CLS4121-960EA | 需要从国外调货，预计到货时间 2015.07.22 | 1,056.51 686.73
CLS4122 |  | Corning ® DeckWorks ™ standard pipet tips |  | 1 - 200μL pipet tips, graduated, hinged racks, yellow, sterile, polypropylene, 96 tips/rack, 10 racks/pack, 4 packs/case | CLS4122-4X960EA | 需要从国外调货，预计到货时间 2015.04.27 | 1,574.82 1,023.63
CLS4122 |  | Corning ® DeckWorks ™ standard pipet tips |  | 1 - 200μL pipet tips, graduated, hinged racks, yellow, sterile, polypropylene, 96 tips/rack, 10 racks/pack, 4 packs/case | CLS4122-960EA | 需要从国外调货，预计到货时间 2015.07.22 | 1,056.51 686.73
CLS4126 |  | Corning ® DeckWorks ™ standard pipet tips |  | 1 - 200μL pipet tips, graduated, reload system, natural, non-sterile, polypropylene, 96 tips/deck, 10 decks/pack, 4 packs/case | CLS4126-4X960EA | 需要从国外调货，预计到货时间 2015.05.26 | 1,158.30 752.90
CLS4127 |  | Corning ® DeckWorks ™ standard pipet tips |  | 1 - 200μL pipet tips, graduated, reload system, yellow, non-sterile, polypropylene, 96 tips/deck, 10 decks/pack, 4 packs/case | CLS4127-4X960EA | 国内现货或即将上架，预计发货时间 2015.04.05 - 详 库存详情： CLS4127-4X960EA 1 国内现货或即将上架，预计发货 从 Shanghai 2015.04.05 | 1,136.07 738.45
CLS4127 |  | Corning ® DeckWorks ™ standard pipet tips |  | 1 - 200μL pipet tips, graduated, reload system, yellow, non-sterile, polypropylene, 96 tips/deck, 10 decks/pack, 4 packs/case | CLS4127-960EA | 需要从国外调货，预计到货时间 2015.07.22 | 697.32 453.26
CLS4884 |  | Corning ® gel-loading pipet tips |  | 1 - 200 μL, end of tip thickness 0.2 mm, tip flat | CLS4884-400EA | 需要从国外调货，预计到货时间 2015.04.27 | 1,031.94 670.76
CLS4854 |  | Corning ® gel-loading pipet tips |  | 1-200μL flat 0.4mm thick gel-loading pipet tips, natural, non-sterile, 200 tips/rack, 2 racks/case, 400 tips/case | CLS4854-400EA | 需要从国外调货，预计到货时间 2015.05.26 | 1,007.37 654.79
CLS4853 |  | Corning ® gel-loading pipet tips |  | 1-200μL round 0.5mm thick gel-loading pipet tips, natural, non-sterile, 200 tips/rack, 2 racks/case, 400 tips/case | CLS4853-400EA | 需要从国外调货，预计到货时间 2015.04.27 | 489.06 317.89
CLS4801 |  | Corning ® Isotip ® filtered pipet tips |  | 0.1-2.0 μL, universal fit racked pipet tips, natural, sterile, 96 tips/rack, 960 tips/case | CLS4801-960EA | 需要从国外调货，预计到货时间 2015.05.26 | 982.80 638.82
CLS4807 |  | Corning ® Isotip ® filtered pipet tips |  | 0.2-10 μL, universal fit racked pipet tips, natural, sterile, 96 tips/rack, 960 tips/case | CLS4807-960EA | 需要从国外调货，预计到货时间 2015.04.27 | 1,215.63 790.16
CLS4808 |  | Corning ® Isotip ® filtered pipet tips |  | 0.5-10 μL, universal fit racked pipet tips, natural, sterile, 96 tips/rack, 960 tips/case | CLS4808-960EA | 需要从国外调货，预计到货时间 2015.05.26 | 1,744.47 1,133.91
CLS4821 |  | Corning ® Isotip ® filtered pipet tips |  | 1-30 μL, universal fit racked pipet tips, natural, sterile, 96 tips/rack, 960 tips/case | CLS4821-960EA | 需要从国外调货，预计到货时间 2015.05.26 | 1,096.29 712.59
CLS4823 |  | Corning ® Isotip ® filtered pipet tips |  | 1-200 uL, 2 inches long, universal fit racked pipet tips, natural, sterile, 96 tips/rack, 960 tips/case | CLS4823-960EA | 需要从国外调货，预计到货时间 2015.04.27 | 1,048.32 681.41
CLS4810 |  | Corning ® Isotip ® filtered pipet tips |  | 1-200 μL, 3 inches long, universal fit racked pipet tips, natural, sterile, 96 tips/rack, 960 tips/case | CLS4810-960EA | 需要从国外调货，预计到货时间 2015.05.26 | 1,701.18 1,105.77
CLS4810 |  | Corning ® Isotip ® filtered pipet tips |  | 1-200 μL, 3 inches long, universal fit racked pipet tips, natural, sterile, 96 tips/rack, 960 tips/case | CLS4810-1000EA | 需要从国外调货，预计到货时间 2015.07.22 | 1,970.28 1,280.68
CLS4809 |  | Corning ® Isotip ® filtered pipet tips |  | 100-1000 μL, universal fit racked pipet tips, natural, sterile, 100 tips/rack, 1000 tips/case | CLS4809-1000EA | 需要从国外调货，预计到货时间 2015.04.27 | 1,343.16 873.05
CLS4815 |  | Corning ® gel-loading pipet tips |  | 0.2-10μL flat microvolume gel-loading pipet tips, natural, non-sterile, 200 tips/rack, 400 tips/case | CLS4815-400EA | 需要从国外调货，预计到货时间 2015.05.26 | 1,031.94 670.76
CLS4826 |  | Corning ® microvolume pipet tips |  | 0.1-10 μL, universal fit racked pipet tips, natural, non-sterile, 96 tips/rack, 960tips/case | CLS4826-960EA | 需要从国外调货，预计到货时间 2015.05.26 | 589.68 383.29
CLS4894 |  | Corning ® microvolume pipet tips |  | 0.1-10 μL, universal fit racked pipet tips, natural, sterile, 96 tips/rack, 960tips/case | CLS4894-960EA | Only 2 left in stock (more on the way) - 详 库存详情： CLS4894-960EA Only 2 left in stock (more on the way) 1 国内现货或即将上架，预计发货 从 Shanghai 2015.04.05 | 672.75 437.29
CLS4840 |  | Corning ® microvolume pipet tips |  | 0.2-10 μL, universal fit bulk packed pipet tips, natural, non-sterile, 10,000 tips/case | CLS4840-10000EA | 需要从国外调货，预计到货时间 2015.05.26 | 3,487.77 2,267.05
CLS4830 |  | Corning ® microvolume pipet tips |  | 0.5-10 μL, universal fit racked pipet tips, natural, sterile, 96 tips/rack, 960 tips/case | CLS4830-960EA | 需要从国外调货，预计到货时间 2015.05.26 | 652.86 424.36
CLS4834 |  | Corning ® microvolume pipet tips |  | 0.5-10 μL, universal fit racked pipet tips, natural, non-sterile, 96 tips/rack, 960 tips/case | CLS4834-960EA | 需要从国外调货，预计到货时间 2015.05.26 | 589.68 383.29
CLS4901 |  | Corning ® microvolume pipet tips |  | 0.5-10 μL, universal fit bulk packed pipet tips, natural, non-sterile, 10,000 tips/case | CLS4901-10000EA | 需要从国外调货，预计到货时间 2015.05.26 | 3,487.77 2,267.05
CLS4781 |  | Corning ® tip loading system |  | volume range 1-200 μL, yellow tip | CLS4781-1EA | 需要从国外调货，预计到货时间 2015.07.22 | 563.94 366.56
CLS4781 |  | Corning ® tip loading system |  | volume range 1-200 μL, yellow tip | 产品CLS4781已经停产；但是尚有库存。请从以下尚有库存的包装规格中选择。
CLS4783 |  | Corning ® tip loading system refills |  | natural colored tip, volume range 1-200 μL | CLS4783-4800EA | 需要从国外调货，预计到货时间 2015.05.26 | 1,451.97 943.78
CLS4785 |  | Corning ® tip loading system refills |  | yellow tip, volume range 1-200 μL | CLS4785-4800EA | 需要从国外调货，预计到货时间 2015.05.26 | 1,451.97 943.78
CLS4888 |  | Corning ® Multipette ® adjustable volume multichannel pipettor |  | 8-pette | CLS4888-1EA | 需要从国外调货，预计到货时间 2015.05.26 | 8,517.60 5,536.44
CLS4880 |  | Corning ® Multipette ® adjustable volume multichannel pipettor |  | 12-pette | CLS4880-1EA | 需要从国外调货，预计到货时间 2015.05.26 | 9,175.14 5,963.84
CLS4910 |  | Corning ® pipetting aids |  | Stripettor ™ with sterile filter, rechargeable battery and recharger/adapter, USA plug | CLS4910-1EA | 需要从国外调货，预计到货时间 2015.05.26 | 5,384.34 3,499.82
CLS4910 |  | Corning ® pipetting aids |  | Stripettor ™ with sterile filter, rechargeable battery and recharger/adapter, USA plug | CLS4910UK-1EA | 需要从国外调货，预计到货时间 2015.07.22 | 4,658.94 3,028.31
CLS4910 |  | Corning ® pipetting aids |  | Stripettor ™ with sterile filter, rechargeable battery and recharger/adapter, USA plug | 产品CLS4910已经停产；但是尚有库存。请从以下尚有库存的包装规格中选择。
CLS4911 |  | Corning ® pipetting aids |  | Grommet replacement (silicone pipette holder) | CLS4911-1EA | 需要从国外调货，预计到货时间 2015.05.26 | 405.99 263.89
CLS4922 |  | Corning ® pipetting aids |  | Air filter replacement | CLS4922-4EA | 需要从国外调货，预计到货时间 2015.05.26 | 651.69 423.60
CLS4923 |  | Corning ® pipetting aids |  | Air filter replacement | CLS4923-25EA | 需要从国外调货，预计到货时间 2015.05.26 | 1,667.25 1,083.71
CLS4914 |  | Corning ® pipetting aids |  | Recharger/adapter for Stripettor ™ , USA plug | 价格与库存信息目前不能提供有问题？联系人技术支持
CLS4090 |  | Corning ® Stripettor ™ Plus pipetting controller |  | AC input 120 V | 价格与库存信息目前不能提供有问题？联系人技术支持
CLS4091 |  | Corning ® Stripettor ™ Plus pipetting controller |  | AC input 230 V, Schuko plug | CLS4091-1EA | 需要从国外调货，预计到货时间 2015.04.27 | 3,729.96 2,424.47
CLS4092 |  | Corning ® Stripettor ™ Plus pipetting controller |  | AC input 230 V, UK plug | CLS4092-1EA | 需要从国外调货，预计到货时间 2015.05.26 | 4,479.93 2,911.95
CLS4094 |  | PTFE autoclavable filter for Corning ® Stripettor ™ Plus |  | pore size 0.2 μm | CLS4094-5EA | 需要从国外调货，预计到货时间 2015.05.26 | 311.22 202.29
CLS4095 |  | PTFE autoclavable filter for Corning ® Stripettor ™ Plus |  | pore size 0.45 μm | CLS4095-5EA | 需要从国外调货，预计到货时间 2015.05.26 | 311.22 202.29
CLS4096 |  | Replacement silicone pipette holder, for Corning ® Stripettor ™ Plus |  | pkg of 1 ea | CLS4096-1EA | 需要从国外调货，预计到货时间 2015.05.26 | 249.21 161.99
CLS773524 |  | Pyrex ® ramsbottom tube |  | bulb, carbon residue | CLS773524-24EA | 需要从国外调货，预计到货时间 2015.05.26 | 3,109.86
CLS8509 |  | Corning ® 384 2D bar coded storage tubes |  | wells round, without plug caps, racked | CLS8509-20X384EA | 需要从国外调货，预计到货时间 2015.07.22 | 24,055.20 15,635.88
CLS8510 |  | Corning ® 384 2D bar coded storage tubes |  | square, racked | CLS8510-20X384EA | 需要从国外调货，预计到货时间 2015.07.22 | 24,055.20 15,635.88
Z215163 |  | PTFE screw propeller stirrer shaft |  | shaft diam. 6 mm, L 500 mm | Z215163-1EA | 需要从国外调货，预计到货时间 2015.04.22 | 1,201.59
Z376914 |  | Cryo-Tag labels |  | W × L 0.75 in. × 1.5 in., pkg of 1000 ea | Z376914-1ROL | 需要从国外调货，预计到货时间 2015.04.22 | 417.69
Z740267 |  | Laser Cryo-Tags ® |  | size 2.625 in. (67 mm) × 1.0 in. (25 mm) | Z740267-600EA | 需要从国外调货，预计到货时间 2015.04.22 | 807.30
Z366218 |  | Cryo-Babies cryogenic vial labels |  | pkg of 1,000 labels | Z366218-1PAK | 需要从国外调货，预计到货时间 2015.04.17 | 417.69
Z688363 |  | Laser Tough-Tags ™ microcentrifuge tube labels |  | size L × W 0.94 in. × 0.5 in. | Z688363-1PAK | 需要从国外调货，预计到货时间 2015.04.24 | 891.54
L4289 |  | Laser Cryo-Tags ® |  | blue, L × W 15/16 in. × 1/2 in. | L4289-1PAK | 需要从国外调货，预计到货时间 2015.04.22 | 840.06
L4414 |  | Laser Cryo-Tags ® |  | green, L × W 15/16 in. × 1/2 in. | L4414-1PAK | 需要从国外调货，预计到货时间 2015.04.22 | 840.06
L4539 |  | Laser Cryo-Tags ® |  | orange, L × W 15/16 in. × 1/2 in. | L4539-1PAK | 需要从国外调货，预计到货时间 2015.04.22 | 840.06
L4664 |  | Laser Cryo-Tags ® |  | red, L × W 15/16 in. × 1/2 in. | L4664-1PAK | 需要从国外调货，预计到货时间 2015.04.22 | 840.06
L4789 |  | Laser Cryo-Tags ® |  | yellow, L × W 15/16 in. × 1/2 in. | L4789-1PAK | 需要从国外调货，预计到货时间 2015.04.22 | 840.06
L3664 |  | Laser Cryo-Tags ® |  | blue, L × W 1.28 in. × 1/2 in. | L3664-1PAK | 需要从国外调货，预计到货时间 2015.04.22 | 840.06
L3789 |  | Laser Cryo-Tags ® |  | green, L × W 1.28 in. × 1/2 in. | L3789-1PAK | 需要从国外调货，预计到货时间 2015.04.22 | 840.06
L3914 |  | Laser Cryo-Tags ® |  | orange, L × W 1.28 in. × 1/2 in. | L3914-1PAK | 需要从国外调货，预计到货时间 2015.04.22 | 840.06
L4164 |  | Laser Cryo-Tags ® |  | yellow, L × W 1.28 in. × 1/2 in. | L4164-1PAK | 需要从国外调货，预计到货时间 2015.04.22 | 840.06
Z378992 |  | Laser Cryo-Tags ® |  | white, L × W 1.28 in. × 1/2 in. | Z378992-1PAK | 需要从国外调货，预计到货时间 2015.04.22 | 840.06
L4914 |  | Laser Cryo-Tags ® |  | white, L × W 3.0 in. × 2.0 in. | L4914-1PAK | 需要从国外调货，预计到货时间 2015.04.22 | 840.06
Z688576 |  | Laser Cryo-Tags ® |  | white, size L × W 1.69 in. × 0.75 in., pkg of 1040 pkg | Z688576-1PAK | 需要从国外调货，预计到货时间 2015.04.23 | 827.19
Z688584 |  | Laser Cryo-Tags ® |  | white, size L × W 1.5 in. × 0.75 in., pkg of 1200 pkg | Z688584-1PAK | 需要从国外调货，预计到货时间 2015.04.23 | 827.19
T1316 |  | Laser Tough-Spots ® |  | diam. 3/8 in., white | T1316-1PAK | 需要从国外调货，预计到货时间 2015.04.22 | 840.06
L5414 |  | Laser Tough-Spots ® |  | diam. 3/8 in., blue | L5414-1PAK | 需要从国外调货，预计到货时间 2015.04.22 | 840.06
L5539 |  | Laser Tough-Spots ® |  | diam. 3/8 in., green | L5539-1PAK | 需要从国外调货，预计到货时间 2015.04.22 | 840.06
L5664 |  | Laser Tough-Spots ® |  | diam. 3/8 in., orange | L5664-1PAK | 需要从国外调货，预计到货时间 2015.04.22 | 840.06
L5789 |  | Laser Tough-Spots ® |  | diam. 3/8 in., red | L5789-1PAK | 需要从国外调货，预计到货时间 2015.04.22 | 840.06
L5914 |  | Laser Tough-Spots ® |  | diam. 3/8 in., yellow | L5914-1PAK | 需要从国外调货，预计到货时间 2015.04.22 | 840.06
L6039 |  | Laser Tough-Spots ® |  | diam. 1/2 in., blue | L6039-1PAK | 需要从国外调货，预计到货时间 2015.04.22 | 840.06
L6164 |  | Laser Tough-Spots ® |  | diam. 1/2 in., green | L6164-1PAK | 需要从国外调货，预计到货时间 2015.04.22 | 840.06
L6289 |  | Laser Tough-Spots ® |  | diam. 1/2 in., orange | L6289-1PAK | 需要从国外调货，预计到货时间 2015.04.22 | 840.06
L6414 |  | Laser Tough-Spots ® |  | diam. 1/2 in., red | L6414-1PAK | 需要从国外调货，预计到货时间 2015.04.22 | 840.06
L6539 |  | Laser Tough-Spots ® |  | diam. 1/2 in., yellow | L6539-1PAK | 需要从国外调货，预计到货时间 2015.04.22 | 840.06
L6664 |  | Laser Tough-Spots ® |  | diam. 3/4 in., white | L6664-1PAK | 需要从国外调货，预计到货时间 2015.04.22 | 840.06
L6789 |  | Laser Tough-Spots ® |  | diam. 1 in., white | L6789-1PAK | 需要从国外调货，预计到货时间 2015.04.22 | 840.06
Z688371 |  | Laser Tough-Spots ® |  | size diam. 1/2 in., white, pkg of 1000 roll | Z688371-1EA | 需要从国外调货，预计到货时间 2015.04.23 | 343.98
L4662 |  | Laser Tough-Tags ™ sidewall |  | L × W 1 1/2 in. × 1/4 in. | L4662-1PAK | 需要从国外调货，预计到货时间 2015.04.22 | 840.06
L5039 |  | Laser Tough-Tags ™ sidewall |  | L × W 1.0 in. × 1.0 in. | L5039-1PAK | 需要从国外调货，预计到货时间 2015.04.22 | 891.54
L5164 |  | Laser Tough-Tags ™ sidewall |  | L × W 1 5/8 in. × 5/8 in. | L5164-1PAK | 需要从国外调货，预计到货时间 2015.04.22 | 891.54
L5289 |  | Laser Tough-Tags ™ sidewall |  | L × W 23 mm × 8 mm | L5289-1PAK | 需要从国外调货，预计到货时间 2015.04.22 | 891.54
Z740269 |  | Thermal transfer labels, Xylene resistant |  | size 0.875 in. × 0.875 in. | Z740269-1000EA | 需要从国外调货，预计到货时间 2015.04.23 | 995.67
Z740255 |  | Tough-Spots ® |  | size 3/8 in., white | Z740255-1000EA | 需要从国外调货，预计到货时间 2015.04.23 | 336.96
Z740256 |  | Tough-Spots ® |  | size 3/8 in., blue | Z740256-1000EA | 需要从国外调货，预计到货时间 2015.04.23 | 336.96
Z740257 |  | Tough-Spots ® |  | size 3/8 in., green | Z740257-1000EA | 需要从国外调货，预计到货时间 2015.06.17 | 336.96
Z740258 |  | Tough-Spots ® |  | size 3/8 in., orange | Z740258-1000EA | 需要从国外调货，预计到货时间 2015.06.17 | 336.96
Z740259 |  | Tough-Spots ® |  | size 3/8 in., red | Z740259-1000EA | 需要从国外调货，预计到货时间 2015.04.23 | 336.96
Z740260 |  | Tough-Spots ® |  | size 3/8 in., yellow | Z740260-1000EA | 需要从国外调货，预计到货时间 2015.06.17 | 336.96
Z740261 |  | Tough-Spots ® |  | size 1/2 in., white | Z740261-1000EA | 需要从国外调货，预计到货时间 2015.04.23 | 336.96
Z740262 |  | Tough-Spots ® |  | size 1/2 in., blue | Z740262-1000EA | 需要从国外调货，预计到货时间 2015.04.23 | 336.96
Z740263 |  | Tough-Spots ® |  | size 1/2 in., green | Z740263-1000EA | 需要从国外调货，预计到货时间 2015.04.22 | 336.96
Z740264 |  | Tough-Spots ® |  | size 1/2 in., orange | Z740264-1000EA | 需要从国外调货，预计到货时间 2015.04.22 | 336.96
Z740265 |  | Tough-Spots ® |  | size 1/2 in., red | Z740265-1000EA | 需要从国外调货，预计到货时间 2015.04.22 | 336.96
Z740266 |  | Tough-Spots ® |  | size 1/2 in., yellow | Z740266-1000EA | 需要从国外调货，预计到货时间 2015.04.22 | 336.96
Z366226 |  | Laser Tough-Tags ™ sidewall |  | size 1.28 in. × 0.5 in., white | Z366226-1PAK | 需要从国外调货，预计到货时间 2015.04.22 | 1,136.07
Z359092 |  | Tough-Tags ™ microcentrifuge tube labels |  | size 0.94 in. × 0.5 in., clear | Z359092-1PAK | 需要从国外调货，预计到货时间 2015.04.22 | 411.84
Z359106 |  | Tough-Tags ™ microcentrifuge tube labels |  | size 0.94 in. × 0.5 in., white | Z359106-1PAK | 需要从国外调货，预计到货时间 2015.04.22 | 475.02
Z359114 |  | Tough-Tags ™ microcentrifuge tube labels |  | size 1.28 in. × 0.5 in., clear | Z359114-1PAK | 需要从国外调货，预计到货时间 2015.04.17 | 453.96
Z359122 |  | Tough-Tags ™ microcentrifuge tube labels |  | size 1.28 in. × 0.5 in., white | Z359122-1PAK | 需要从国外调货，预计到货时间 2015.04.17 | 473.85
Z606960 |  | Eppendorf ® 5702 Centrifuge accessories |  | Rotor, Fixed Angle F-35-30-17 (30 x 15 mL) 5702 Series | Z606960-1EA | 需要从国外调货，预计到货时间 2015.04.22 | 9,400.95
Z606944 |  | Eppendorf ® 5702 Centrifuge accessories |  | Rotor, Swing Bucket A-4-38, 5702 Series | Z606944-1EA | 需要从国外调货，预计到货时间 2015.04.22 | 10,500.75
Z606952 |  | Eppendorf ® 5702 Centrifuge accessories |  | Adapter for 85 mL Bucket (Rotor A-4-38), 5702 Series, size 15 mL , Falcon tube | Z606952-2EA | 需要从国外调货，预计到货时间 2015.04.22 | 4,281.03
Z618985 |  | Eppendorf ® 5702 Centrifuge accessories |  | Adapter for 85 mL Bucket (Rotor A-4-38), 5702 Series, size 50 mL , Falcon tube | Z618985-2EA | 需要从国外调货，预计到货时间 2015.04.22 | 2,359.89
Z618705 |  | Eppendorf ® 5702 Centrifuge accessories |  | 4 rectangular buckets (Rotor A-4-38), 5702 Series | Z618705-4EA | 需要从国外调货，预计到货时间 2015.04.22 | 7,382.70
R7018 |  | Eppendorf ® Microcentrifuge accessories |  | Fixed Angle Rotor with lid, (Rotor F-45-24-11), for use with 5415 Microcentrifuge | R7018-1EA | 需要从国外调货，预计到货时间 2015.04.22 | 8,710.65
R7018 |  | Eppendorf ® Microcentrifuge accessories |  | Fixed Angle Rotor with lid, (Rotor F-45-24-11), for use with 5415 Microcentrifuge | 产品R7018已经停产；但是尚有库存。请从以下尚有库存的包装规格中选择。
Z366048 |  | Eppendorf ® Microcentrifuge accessories |  | Fixed Angle Rotor with lid, (Rotor F-45-30-11), for use with 5417 Microcentrifuge | Z366048-1EA | 需要从国外调货，预计到货时间 2015.04.22 | 10,021.05
Z618993 |  | Eppendorf ® Microcentrifuge accessories |  | Fixed Angle Rotor with aerosol-tight lid, (Rotor FA-45-30-11), for use with 5417 Microcentrifuge | 产品已经停产。联系技术支持
Z315559 |  | Eppendorf ® Varispenser ® |  | 0.5-2.5 mL volume, accuracy: 0.6%, resolution: 0.05 mL | Z315559-1EA | 需要从国外调货，预计到货时间 2015.04.22 | 6,475.95
Z315575 |  | Eppendorf ® Varispenser ® |  | 2-10 mL volume, accuracy: 0.5%, resolution: 0.20 mL | Z315575-1EA | 需要从国外调货，预计到货时间 2015.04.22 | 6,475.95
Z315583 |  | Eppendorf ® Varispenser ® |  | 5-25 mL volume, accuracy: 0.5%, resolution: 0.50 mL | Z315583-1EA | 需要从国外调货，预计到货时间 2015.04.22 | 8,658.00
Z315605 |  | Eppendorf ® Varispenser ® |  | 20-100 mL volume, accuracy: 0.5%, resolution: 1.0 mL | Z315605-1EA | 需要从国外调货，预计到货时间 2015.04.22 | 13,583.70
Z315613 |  | Eppendorf ® Varispenser ® Plus |  |  | Z315613-1EA | 需要从国外调货，预计到货时间 2015.04.22 | 6,698.25
Z315621 |  | Eppendorf ® Varispenser ® Plus |  | 1-5 mL volume, accuracy: 0.5%, resolution: 0.10 mL | Z315621-1EA | 需要从国外调货，预计到货时间 2015.04.22 | 6,826.95
Z315648 |  | Eppendorf ® Varispenser ® Plus |  | 2-10 mL volume, accuracy: 0.5%, resolution: 0.20 mL | Z315648-1EA | 需要从国外调货，预计到货时间 2015.04.22 | 6,826.95
Z315664 |  | Eppendorf ® Varispenser ® Plus |  | 10-50 mL volume, accuracy: 0.5%, resolution: 1.0 mL | Z315664-1EA | 需要从国外调货，预计到货时间 2015.04.22 | 9,506.25
Z315672 |  | Eppendorf ® Varispenser ® Plus |  | 20-100 mL volume, resolution: 1.0 mL | Z315672-1EA | 需要从国外调货，预计到货时间 2015.04.22 | 14,355.90
Z315656 |  | Eppendorf ® Varispenser ® Plus |  | 5-25 mL volume, accuracy: 0.5%, resolution: 0.50 mL | Z315656-1EA | 需要从国外调货，预计到货时间 2015.04.22 | 9,365.85
Z605603 |  | Eppendorf ® PCR film, self adhesive |  |  | Z605603-100EA | 需要从国外调货，预计到货时间 2015.04.22 | 2,549.43
Z606634 |  | Eppendorf ® PCR Cooler, iceless cold storage system for 96 well plates and PCR tubes |  | PCR cooler for 0.2 mL and 0.5 mL reaction tubes/PCR tubes, tube strips and 96 well PCR plates, pink, 1/cs | Z606634-1EA | 需要从国外调货，预计到货时间 2015.04.17 | 968.76
Z351431 |  | Eppendorf ® Biomaster ® 4830 PCR pipette |  | Model 4830 | Z351431-1EA | 需要从国外调货，预计到货时间 2015.04.22 | 6,177.60
Z351458 |  | Eppendorf ® Biomaster ® 4830 PCR pipette |  | Tips | Z351458-1PAK | 需要从国外调货，预计到货时间 2015.04.22 | 3,546.27
Z666491 |  | Eppendorf ® Protein LoBind microcentrifuge tubes |  | Protein, volume 0.5 mL | Z666491-100EA | 需要从国外调货，预计到货时间 2015.04.22 | 311.22
Z666505 |  | Eppendorf ® Protein LoBind microcentrifuge tubes |  | Protein, volume 1.5 mL | Z666505-100EA | 需要从国外调货，预计到货时间 2015.04.17 | 317.07
Z666513 |  | Eppendorf ® Protein LoBind microcentrifuge tubes |  | Protein, volume 2.0 mL | Z666513-100EA | 需要从国外调货，预计到货时间 2015.04.22 | 317.07
Z666521 |  | Eppendorf ® Protein LoBind microcentrifuge tubes |  | DNA/RNA, volume 0.5 mL | Z666521-250EA | 需要从国外调货，预计到货时间 2015.04.17 | 472.68
Z666548 |  | Eppendorf ® Protein LoBind microcentrifuge tubes |  | DNA/RNA, volume 1.5 mL | Z666548-250EA | 需要从国外调货，预计到货时间 2015.04.14 | 463.32
Z666556 |  | Eppendorf ® Protein LoBind microcentrifuge tubes |  | DNA/RNA, volume 2.0 mL | Z666556-250EA | Only 3 left in stock (more on the way) - 详 库存详情： Z666556-250EA Only 3 left in stock (more on the way) 1 国内现货或即将上架，预计发货 从 Shanghai 2015.04.05 | 472.68
Z606340 |  | Eppendorf ® microtubes 3810X |  | volume 1.5 mL, colorless | Z606340-1000EA | 需要从国外调货，预计到货时间 2015.04.17 | 809.64
Z317314 |  | Eppendorf ® 1.2 - 2mL 试管用微型研杵 | Eppendorf ® micropestle for 1.2 - 2 mL tubes | pack of 10 | Z317314-1PAK | 需要从国外调货，预计到货时间 2015.04.22 | 1,174.68
T8911 |  | Eppendorf ® Safe-Lock 微量离心管 | Eppendorf ® Safe-Lock microcentrifuge tubes | volume 0.5 mL, natural | T8911-500EA | 需要从国外调货，预计到货时间 2015.04.17 | 706.68
T9036 |  | Eppendorf ® Safe-Lock 微量离心管 | Eppendorf ® Safe-Lock microcentrifuge tubes | volume 0.5 mL, amber | T9036-500EA | 需要从国外调货，预计到货时间 2015.04.22 | 864.63
T9161 |  | Eppendorf ® Safe-Lock 微量离心管 | Eppendorf ® Safe-Lock microcentrifuge tubes | volume 0.5 mL, blue | T9161-500EA | 需要从国外调货，预计到货时间 2015.04.22 | 864.63
T9286 |  | Eppendorf ® Safe-Lock 微量离心管 | Eppendorf ® Safe-Lock microcentrifuge tubes | volume 0.5 mL, green | T9286-500EA | 需要从国外调货，预计到货时间 2015.04.22 | 864.63
T9411 |  | Eppendorf ® Safe-Lock 微量离心管 | Eppendorf ® Safe-Lock microcentrifuge tubes | volume 0.5 mL, red | T9411-500EA | 需要从国外调货，预计到货时间 2015.04.22 | 864.63
T9536 |  | Eppendorf ® Safe-Lock 微量离心管 | Eppendorf ® Safe-Lock microcentrifuge tubes | volume 0.5 mL, yellow | T9536-500EA | 需要从国外调货，预计到货时间 2015.04.22 | 864.63
T3670 |  | Eppendorf ® Safe-Lock 微量离心管 | Eppendorf ® Safe-Lock microcentrifuge tubes | volume 0.5 mL, assorted colors | T3670-500EA | 需要从国外调货，预计到货时间 2015.04.22 | 864.63
T9661 |  | Eppendorf ® Safe-Lock 微量离心管 | Eppendorf ® Safe-Lock microcentrifuge tubes | volume 1.5 mL, natural | T9661-1000EA | Only 3 left in stock (more on the way) - 详 库存详情： T9661-1000EA Only 3 left in stock (more on the way) 1 国内现货或即将上架，预计发货 从 Shanghai 2015.04.05 | 1,254.24
T9786 |  | Eppendorf ® Safe-Lock 微量离心管 | Eppendorf ® Safe-Lock microcentrifuge tubes | volume 1.5 mL, amber | T9786-1000EA | 需要从国外调货，预计到货时间 2015.04.22 | 1,560.78
T9911 |  | Eppendorf ® Safe-Lock 微量离心管 | Eppendorf ® Safe-Lock microcentrifuge tubes | volume 1.5 mL, blue | T9911-500EA | 需要从国外调货，预计到货时间 2015.04.30 | 809.64
T9911 |  | Eppendorf ® Safe-Lock 微量离心管 | Eppendorf ® Safe-Lock microcentrifuge tubes | volume 1.5 mL, blue | T9911-1000EA | 需要从国外调货，预计到货时间 2015.04.22 | 1,560.78
T0162 |  | Eppendorf ® Safe-Lock 微量离心管 | Eppendorf ® Safe-Lock microcentrifuge tubes | volume 1.5 mL, green | T0162-1000EA | 需要从国外调货，预计到货时间 2015.04.22 | 787.41
T0287 |  | Eppendorf ® Safe-Lock 微量离心管 | Eppendorf ® Safe-Lock microcentrifuge tubes | volume 1.5 mL, red | T0287-1000EA | 需要从国外调货，预计到货时间 2015.04.22 | 787.41
T0412 |  | Eppendorf ® Safe-Lock 微量离心管 | Eppendorf ® Safe-Lock microcentrifuge tubes | volume 1.5 mL, yellow | T0412-500EA | 需要从国外调货，预计到货时间 2015.04.30 | 809.64
T0412 |  | Eppendorf ® Safe-Lock 微量离心管 | Eppendorf ® Safe-Lock microcentrifuge tubes | volume 1.5 mL, yellow | T0412-1000EA | 需要从国外调货，预计到货时间 2015.04.22 | 787.41
T2422 |  | Eppendorf ® Safe-Lock 微量离心管 | Eppendorf ® Safe-Lock microcentrifuge tubes | volume 1.5 mL, assorted colors | T2422-1000EA | 需要从国外调货，预计到货时间 2015.04.22 | 1,560.78
T2920 |  | Eppendorf ® Safe-Lock 微量离心管 | Eppendorf ® Safe-Lock microcentrifuge tubes | volume 2.0 mL, amber | T2920-500EA | 需要从国外调货，预计到货时间 2015.05.06 | 864.63
T2920 |  | Eppendorf ® Safe-Lock 微量离心管 | Eppendorf ® Safe-Lock microcentrifuge tubes | volume 2.0 mL, amber | T2920-1000EA | 需要从国外调货，预计到货时间 2015.04.22 | 1,641.51
T3045 |  | Eppendorf ® Safe-Lock 微量离心管 | Eppendorf ® Safe-Lock microcentrifuge tubes | volume 2.0 mL, blue | T3045-1000EA | 需要从国外调货，预计到货时间 2015.04.22 | 1,641.51
T3170 |  | Eppendorf ® Safe-Lock 微量离心管 | Eppendorf ® Safe-Lock microcentrifuge tubes | volume 2.0 mL, green | T3170-1000EA | 需要从国外调货，预计到货时间 2015.04.22 | 1,641.51
T3295 |  | Eppendorf ® Safe-Lock 微量离心管 | Eppendorf ® Safe-Lock microcentrifuge tubes | volume 2.0 mL, red | T3295-1000EA | 需要从国外调货，预计到货时间 2015.04.22 | 1,641.51
T3420 |  | Eppendorf ® Safe-Lock 微量离心管 | Eppendorf ® Safe-Lock microcentrifuge tubes | volume 2.0 mL, yellow | T3420-1000EA | 需要从国外调货，预计到货时间 2015.04.22 | 1,641.51
T3545 |  | Eppendorf ® Safe-Lock 微量离心管 | Eppendorf ® Safe-Lock microcentrifuge tubes | volume 2.0 mL, assorted colors | T3545-1000EA | 需要从国外调货，预计到货时间 2015.04.22 | 1,641.51
V9886 |  | Greiner Cryo.s ™ vials |  | volume 1 mL, natural cap, vial type, id field, support rim, conical bottom | 产品已经停产。联系技术支持
V3385 |  | Greiner Cryo.s ™ vials |  | volume 2 mL, natural cap, vial type, id field | 产品已经停产。联系技术支持
V5760 |  | Greiner Cryo.s ™ vials |  | volume 2 mL, green cap, vial type, id field | 产品已经停产。联系技术支持
V6135 |  | Greiner Cryo.s ™ vials |  | volume 2 mL, red cap, vial type, id field | 产品已经停产。联系技术支持
V8887 |  | Greiner Cryo.s ™ vials |  | volume 5 mL, natural cap, vial type, id field | 产品已经停产。联系技术支持
V9137 |  | Greiner Cryo.s ™ vials |  | volume 5 mL, blue cap, vial type, id field | 产品已经停产。联系技术支持
V6385 |  | Greiner Cryo.s ™ vials |  | volume 2 mL, natural cap, vial type, id field, support rim | 产品已经停产。联系技术支持
V9637 |  | Greiner Cryo.s ™ vials |  | volume 2 mL, white cap, vial type, id field, support rim, external threads | 产品已经停产。联系技术支持
V1138 |  | Greiner Cryo.s ™ vials |  | volume 3.5 mL, natural cap, vial type, id field, support rim, external threads | 产品已经停产。联系技术支持
V6260 |  | Greiner Cryo.s ™ vials |  | volume 2 mL, natural cap, vial type, support rim | 产品已经停产。联系技术支持
V3135 |  | Greiner Cryo.s ™ vials |  | volume 2 mL, natural cap, vial type, internal threads | 产品已经停产。联系技术支持
M9685 |  | Greiner 96 well plates, polypropylene |  | 392 μL/well, black polypropylene wells flat bottom | 价格与库存信息目前不能提供有问题？联系人技术支持
M9060 |  | Greiner 96 well plates, polypropylene |  | 392 μL/well, clear polypropylene wells flat bottom, non-sterile | 价格与库存信息目前不能提供有问题？联系人技术支持
M7935 |  | Greiner 96 well plates, polypropylene |  | 392 μL/well, black polypropylene wells round bottom, non-sterile | 价格与库存信息目前不能提供有问题？联系人技术支持
M7310 |  | Greiner 96 well plates, polypropylene |  | 392 μL/well, clear polypropylene wells round bottom, non-sterile | 价格与库存信息目前不能提供有问题？联系人技术支持
M8060 |  | Greiner 96 well plates, polypropylene |  | 392 μL/well, clear polypropylene wells round bottom, sterile | 价格与库存信息目前不能提供有问题？联系人技术支持
M8935 |  | Greiner 96 well plates, polypropylene |  | 392 μL/well, black polypropylene wells conical bottom, sterile | 价格与库存信息目前不能提供有问题？联系人技术支持
M8185 |  | Greiner 96 well plates, polypropylene |  | 392 μL/well, clear V-bottom | 价格与库存信息目前不能提供有问题？联系人技术支持
Z667234 |  | Greiner 96 well plates, polypropylene |  | 0.5 mL/well, clear | 价格与库存信息目前不能提供有问题？联系人技术支持
M9810 |  | Greiner 96 well plates, polypropylene |  | 1.2 mL, clear polypropylene wells round bottom | 价格与库存信息目前不能提供有问题？联系人技术支持
M0186 |  | Greiner 96 well plates, polypropylene |  | 1.2 mL, clear polypropylene wells round bottom | 价格与库存信息目前不能提供有问题？联系人技术支持
M1186 |  | Greiner 96 well plates, polypropylene |  | 2.4 mL, clear polypropylene wells conical bottom, non-sterile | 价格与库存信息目前不能提供有问题？联系人技术支持
M1561 |  | Greiner 96 well plates, polypropylene |  | 2.4 mL, clear polypropylene wells conical bottom, sterile | 价格与库存信息目前不能提供有问题？联系人技术支持
M2936 |  | Greiner 96 well plates, polystyrene |  | non-sterile | 价格与库存信息目前不能提供有问题？联系人技术支持
M3061 |  | Greiner 96 well plates, polystyrene |  | clear polystyrene wells flat bottom, sterile | 价格与库存信息目前不能提供有问题？联系人技术支持
M3186 |  | Greiner 96 well plates, polystyrene |  | clear polystyrene wells flat bottom, sterile | 价格与库存信息目前不能提供有问题？联系人技术支持
M2186 |  | Greiner 96 well plates, polystyrene |  | clear polystyrene wells round bottom, non-sterile | 价格与库存信息目前不能提供有问题？联系人技术支持
M2311 |  | Greiner 96 well plates, polystyrene |  | clear polystyrene wells round bottom, sterile | 价格与库存信息目前不能提供有问题？联系人技术支持
M2436 |  | Greiner 96 well plates, polystyrene |  | clear polystyrene wells round bottom, sterile | 价格与库存信息目前不能提供有问题？联系人技术支持
M2561 |  | Greiner 96 well plates, polystyrene |  | round bottom, sterile | 产品已经停产。联系技术支持
M2686 |  | Greiner 96 well plates, polystyrene |  | clear polystyrene wells conical bottom, non-sterile | 价格与库存信息目前不能提供有问题？联系人技术支持
M2811 |  | Greiner 96 well plates, polystyrene |  | clear polystyrene wells conical bottom, sterile | 价格与库存信息目前不能提供有问题？联系人技术支持
M5186 |  | Greiner high and medium binding 96 well plates |  | clear conical bottom | M5186-40EA | 需要从国外调货，预计到货时间 2015.04.22 | 1,291.68
M4561 |  | Greiner high and medium binding 96 well plates |  | clear flat bottom | 产品已经停产。联系技术支持
M4436 |  | Greiner high and medium binding 96 well plates |  | clear flat bottom | 产品已经停产。联系技术支持
M5061 |  | Greiner high and medium binding 96 well plates |  | black flat bottom, surface treatment high binding, sterile | 价格与库存信息目前不能提供有问题？联系人技术支持
M4936 |  | Greiner high and medium binding 96 well plates |  | black polystyrene wells flat bottom, non-sterile | 价格与库存信息目前不能提供有问题？联系人技术支持
M4686 |  | Greiner high and medium binding 96 well plates |  | white polystyrene wells flat bottom, surface treatment high binding, sterile | 价格与库存信息目前不能提供有问题？联系人技术支持
M4811 |  | Greiner high and medium binding 96 well plates |  | white flat bottom, surface treatment medium binding, non-sterile | 价格与库存信息目前不能提供有问题？联系人技术支持
M5811 |  | Greiner high and medium binding 96 well plates |  | clear polystyrene wells flat bottom (with micro-clear bottom), surface treatment high binding, sterile | 价格与库存信息目前不能提供有问题？联系人技术支持
M5686 |  | Greiner high and medium binding 96 well plates |  | clear polystyrene wells flat bottom (with micro-clear bottom), surface treatment medium binding, non-sterile | 价格与库存信息目前不能提供有问题？联系人技术支持
M3812 |  | Greiner UV-Star ® 96 well plates |  | clear cyclic olefin copolymer (COC) wells flat bottom (cycloolefine) | 价格与库存信息目前不能提供有问题？联系人技术支持
M4187 |  | Greiner Sensoplate ™ glass bottom multiwell plates |  | 96 well, sterile | 产品已经停产。联系技术支持
M4437 |  | Greiner Sensoplate ™ glass bottom multiwell plates |  | 384 well | M4437-16EA | 需要从国外调货，预计到货时间 2015.04.22 | 7,031.70
M4562 |  | Greiner Sensoplate ™ glass bottom multiwell plates |  | 1536-well (LO-Base) | M4562-1EA | 需要从国外调货，预计到货时间 2015.04.22 | 835.38
L3411 |  | Greiner multiwell plate lids |  | for standard multiwell plate, clear, non-sterile | 产品已经停产。联系技术支持
L3536 |  | Greiner multiwell plate lids |  | for standard multiwell plate, clear, sterile | 产品已经停产。联系技术支持
L3661 |  | Greiner multiwell plate lids |  | for 96 well plate with condensation rings, clear, non-sterile | 产品已经停产。联系技术支持
L3911 |  | Greiner multiwell plate lids |  | for 96 well plate with condensation rings, clear, sterile | 产品已经停产。联系技术支持
L4537 |  | Greiner multiwell plate lids |  | for 96 well plate with condensation rings, clear, sterile | L4537-150EA | 需要从国外调货，预计到货时间 2015.04.22 | 4,111.38
C3606 |  | Greiner CapMat for sealing multiwell plates |  | 96 well CapMat, for sealing 96 well plates, round nap, translucent, non-pierceable | 价格与库存信息目前不能提供有问题？联系人技术支持
C3731 |  | Greiner CapMat for sealing multiwell plates |  | 96 well CapMat, for sealing 96 well plates, square nap, translucent, non-pierceable | 价格与库存信息目前不能提供有问题？联系人技术支持
S7063 |  | Greiner Multiwell Strips |  | size 8 wells , strip, clear polystyrene wells flat bottom (8 well), surface treatment high binding, non-sterile | 价格与库存信息目前不能提供有问题？联系人技术支持
S6063 |  | Greiner Multiwell Strips |  | high binding, wells flat bottom (1 × 12 well) | 价格与库存信息目前不能提供有问题？联系人技术支持
M7687 |  | Greiner 96 well 1 x 8 strip plates |  | medium binding, clear polystyrene wells flat bottom (8 well strips) | 价格与库存信息目前不能提供有问题？联系人技术支持
M6562 |  | Greiner 96 well 1 x 8 strip plates |  | high binding | 价格与库存信息目前不能提供有问题？联系人技术支持
M7812 |  | Greiner 96 well 1 x 8 strip plates |  | high binding, clear polystyrene wells flat bottom (8 well strips) | 价格与库存信息目前不能提供有问题？联系人技术支持
M7937 |  | Greiner 96 well 1 x 8 strip plates |  | high binding, white polystyrene washer flat bottom (1x8 well strips) | 价格与库存信息目前不能提供有问题？联系人技术支持
Z667242 |  | Greiner LUMITRAC ™ Small Volume ™ LoBase 384 well plates |  | white polystyrene wells flat bottom, non-sterile | Z667242-80EA | 需要从国外调货，预计到货时间 2015.04.22 | 9,067.50
Z736732 |  | Greiner CELLSTAR ® 384 well plates |  | clear polystyrene wells flat bottom, sterile, lid, case of 32 plates | 价格与库存信息目前不能提供有问题？联系人技术支持
Z617644 |  | Greiner CrystalQuick ® 96 well plates for protein crystallization |  | Square wells | 价格与库存信息目前不能提供有问题？联系人技术支持
M1061 |  | Greiner MasterBlock ® 96 deepwell storage plates |  | clear polypropylene wells conical bottom, non-sterile, maximum volume 2.42 mL | 价格与库存信息目前不能提供有问题？联系人技术支持
M3311 |  | Greiner 384 well plates, polystyrene |  | working volume 110 μL, clear polystyrene wells flat bottom | 价格与库存信息目前不能提供有问题？联系人技术支持
M3811 |  | Greiner 384 well plates, polystyrene |  | clear polystyrene wells flat bottom, working volume 25 μL | 价格与库存信息目前不能提供有问题？联系人技术支持
M3561 |  | Greiner 384 well plates, polystyrene |  | working volume 25 μL, white polypropylene copolymer wells flat bottom | 价格与库存信息目前不能提供有问题？联系人技术支持
M3686 |  | Greiner 384 well plates, polystyrene |  | working volume 25 μL, black polystyrene wells flat bottom | 价格与库存信息目前不能提供有问题？联系人技术支持
M6561 |  | Greiner 384 well plates, polystyrene |  | clear polystyrene wells flat bottom, high-binding, sterile | 价格与库存信息目前不能提供有问题？联系人技术支持
M6686 |  | Greiner 384 well plates, polystyrene |  | clear polystyrene wells flat bottom, medium-binding | 价格与库存信息目前不能提供有问题？联系人技术支持
M6311 |  | Greiner FLUOTRAC ™ 200 384 well plates |  | black polystyrene wells flat bottom, non-sterile | 价格与库存信息目前不能提供有问题？联系人技术支持
M6436 |  | Greiner FLUOTRAC ™ 600 384 well plates |  | black polystyrene wells flat bottom, surface treatment high binding, sterile | 价格与库存信息目前不能提供有问题？联系人技术支持
M7186 |  | Greiner FLUOTRAC ™ 600 384 well plates |  | black polystyrene wells flat bottom, maximum volume 28 μL, non-sterile | 价格与库存信息目前不能提供有问题？联系人技术支持
M6936 |  | Greiner high and medium binding 384 well plates |  | clear polystyrene wells flat bottom (with micro-clear bottom), surface treatment high binding, non-sterile | 价格与库存信息目前不能提供有问题？联系人技术支持
M6186 |  | Greiner LUMITRAC ™ 200 384 well plates |  | white polystyrene wells flat bottom, non-sterile | 价格与库存信息目前不能提供有问题？联系人技术支持
M7686 |  | Greiner FLUOTRAC ™ 200 1536 well plates |  | black polystyrene wells flat bottom, non-sterile | 价格与库存信息目前不能提供有问题？联系人技术支持
M7561 |  | Greiner LUMITRAC ™ 200 1536 well plates |  | white polystyrene wells flat bottom, medium-binding, sterile | 价格与库存信息目前不能提供有问题？联系人技术支持
M1686 |  | Greiner 384 well plates, polypropylene |  | 120 μL/well, natural polypropylene wells flat bottom | 价格与库存信息目前不能提供有问题？联系人技术支持
M1811 |  | Greiner 384 well plates, polypropylene |  | 120 μL/well, black polypropylene wells flat bottom | 价格与库存信息目前不能提供有问题？联系人技术支持
M1936 |  | Greiner 384 well plates, polypropylene |  | clear polypropylene wells conical bottom | 价格与库存信息目前不能提供有问题？联系人技术支持
M3937 |  | Greiner CELLSTAR ® 384 well plates |  | clear polystyrene wells flat bottom, cycloolefine, case of 40, non-sterile | 价格与库存信息目前不能提供有问题？联系人技术支持
Z642959 |  | Greiner 384 PP well plates |  | translucent polypropylene wells conical bottom | 价格与库存信息目前不能提供有问题？联系人技术支持
Z617296 |  | Greiner pipette tips |  | volume range 10 μL, pack of bulk, non-sterile | Z617296-5000EA | 需要从国外调货，预计到货时间 2015.04.22 | 0.00
Z617296 |  | Greiner pipette tips |  | volume range 10 μL, pack of bulk, non-sterile | Z617296-1000EA | 需要从国外调货，预计到货时间 2015.04.22 | 1,065.87
Z617326 |  | Greiner pipette tips |  | volume range 10 μL, rack of 96, sterile | Z617326-960EA | 需要从国外调货，预计到货时间 2015.04.22 | 507.78
Z617326 |  | Greiner pipette tips |  | volume range 10 μL, rack of 96, sterile | Z617326-4800EA | 需要从国外调货，预计到货时间 2015.04.22 | 0.00
Z617385 |  | Greiner pipette tips |  | volume range 200 μL, rack of 96, non-sterile | Z617385-4800EA | 需要从国外调货，预计到货时间 2015.04.22 | 5,520.06
Z617393 |  | Greiner pipette tips |  | volume range 200 μL, pack of bulk, non-sterile | Z617393-500EA | 需要从国外调货，预计到货时间 2015.04.22 | 138.06
Z617393 |  | Greiner pipette tips |  | volume range 200 μL, pack of bulk, non-sterile | Z617393-15000EA | 需要从国外调货，预计到货时间 2015.04.22 | 0.00
Z617490 |  | Greiner pipette tips |  | volume range 1000 μL, pack of bulk, non-sterile | Z617490-250EA | 需要从国外调货，预计到货时间 2015.04.22 | 155.61
Z617490 |  | Greiner pipette tips |  | volume range 1000 μL, pack of bulk, non-sterile | Z617490-5000EA | 需要从国外调货，预计到货时间 2015.04.22 | 0.00
Z617342 |  | Greiner pipette tips |  | volume range 20 μL, rack of 96, non-sterile | Z617342-4800EA | 需要从国外调货，预计到货时间 2015.04.22 | 0.00
Z617342 |  | Greiner pipette tips |  | volume range 20 μL, rack of 96, non-sterile | 产品Z617342已经停产；但是尚有库存。请从以下尚有库存的包装规格中选择。
Z617350 |  | Greiner pipette tips |  | volume range 100 μL, rack of 96, non-sterile | Z617350-960EA | 需要从国外调货，预计到货时间 2015.04.22 | 462.15
Z617350 |  | Greiner pipette tips |  | volume range 100 μL, rack of 96, non-sterile | Z617350-4800EA | 需要从国外调货，预计到货时间 2015.04.22 | 0.00
Z617377 |  | Greiner pipette tips |  | volume range 100 μL, pack of bulk, non-sterile | Z617377-15000EA | 需要从国外调货，预计到货时间 2015.04.22 | 0.00
Z617466 |  | Greiner pipette tips |  | volume range 1000 μL, pack of bulk, non-sterile | Z617466-250EA | 需要从国外调货，预计到货时间 2015.04.22 | 1,015.56
Z617466 |  | Greiner pipette tips |  | volume range 1000 μL, pack of bulk, non-sterile | Z617466-5000EA | 需要从国外调货，预计到货时间 2015.04.22 | 1,182.87
Z617474 |  | Greiner pipette tips |  | volume range 1000 μL, pack of bulk, non-sterile | Z617474-250EA | 需要从国外调货，预计到货时间 2015.04.22 | 153.27
Z617474 |  | Greiner pipette tips |  | volume range 1000 μL, pack of bulk, non-sterile | Z617474-5000EA | 需要从国外调货，预计到货时间 2015.04.22 | 0.00
Z617423 |  | Greiner pipette tips |  | volume range 300 μL, pack of bulk, non-sterile | Z617423-500EA | 需要从国外调货，预计到货时间 2015.04.22 | 150.93
Z617423 |  | Greiner pipette tips |  | volume range 300 μL, pack of bulk, non-sterile | Z617423-15000EA | 需要从国外调货，预计到货时间 2015.04.22 | 0.00
Z617431 |  | Greiner pipette tips |  | volume range 300 μL, pack of bulk, non-sterile | Z617431-500EA | 需要从国外调货，预计到货时间 2015.04.22 | 150.93
Z617431 |  | Greiner pipette tips |  | volume range 300 μL, pack of bulk, non-sterile | Z617431-15000EA | 需要从国外调货，预计到货时间 2015.04.22 | 0.00
T1943 |  | Greiner centrifuge tubes |  | centrifuge tube, 15 mL, 17x120 mm, conical (V) bottom, w/ graduation, I.D. field | 价格与库存信息目前不能提供有问题？联系人技术支持
T1818 |  | Greiner centrifuge tubes |  | centrifuge tube, 15 mL, 17x120 mm, conical (V) bottom, w/ graduation, I.D. field, w/ rack | 价格与库存信息目前不能提供有问题？联系人技术支持
T2318 |  | Greiner centrifuge tubes |  | centrifuge tube, 50 mL, 30 x 115 mm, conical (V) bottom, w/ graduations, I.D. field | 价格与库存信息目前不能提供有问题？联系人技术支持
T2068 |  | Greiner centrifuge tubes |  | centrifuge tube, 50 mL, 30 x 115 mm, conical (V) bottom, support skirt, w/ graduations, I.D. field | 价格与库存信息目前不能提供有问题？联系人技术支持
T2193 |  | Greiner centrifuge tubes |  | centrifuge tube, 50 mL, 30 x 115 mm, conical (V) bottom, support skirt, w/ graduations, I.D. field, w/ rack | 价格与库存信息目前不能提供有问题？联系人技术支持
Z617792 |  | Greiner centrifuge tubes with screw cap |  | test tube, 12ml, 16.8 x 100 mm, conical (V) bottom, skirted bottom | 价格与库存信息目前不能提供有问题？联系人技术支持
Z617911 |  | Greiner centrifuge tubes with screw cap |  | test tube, 12ml, 16.8 x 100 mm, conical (V) skirted bottom | 价格与库存信息目前不能提供有问题？联系人技术支持
Z617970 |  | Greiner centrifuge tubes with screw cap |  | test tube, 12ml, 17 x 100 mm, conical (V) skirted bottom | 价格与库存信息目前不能提供有问题？联系人技术支持
Z642843 |  | Greiner LeucoSep-tube |  | centrifuge tube capacity 50 mL, sterile | Z642843-300EA | 需要从国外调货，预计到货时间 2015.04.22 | 20,299.50
Z617857 |  | Greiner round bottom tubes, polypropylene |  | volume 1.3 mL, diam. × L 8.5 mm × 44 mm | 价格与库存信息目前不能提供有问题？联系人技术支持
Z666106 |  | Greiner centrifuge tubes |  | capacity 6.5 mL, polystyrene tube, clear, sterile | 价格与库存信息目前不能提供有问题？联系人技术支持
Z617865 |  | Greiner round bottom tubes, polystyrene |  | test tube, 12 mL, 16 x 100 mm, polystrene, round (U) bottom | 价格与库存信息目前不能提供有问题？联系人技术支持
Z617806 |  | Greiner round bottom tubes, polystyrene |  | test tube, 14 mL, 17 x 100 mm, polystrene, round (U) bottom | 价格与库存信息目前不能提供有问题？联系人技术支持
Z617776 |  | Greiner round bottom tubes, polystyrene |  | test tube, 20 mL, 16 x 152 mm, polystrene, round (U) bottom | 价格与库存信息目前不能提供有问题？联系人技术支持
26702 |  | Hamilton ® 注射器，600 系列 | Hamilton ® syringe, 600 series | 62RNR, volume 2.5 μL, needle size 22s ga (blunt tip), needle L 51 mm (2 in.) | 000000000000026702 | 需要从国外调货，预计到货时间 2015.04.22 | 1,031.94
26703 |  | Hamilton ® 注射器，600 系列 | Hamilton ® syringe, 600 series | 62RNR, volume 5 μL, needle size 22s ga (blunt tip), needle L 51 mm (2 in.) | 000000000000026703 | 需要从国外调货，预计到货时间 2015.04.22 | 990.99
20908-U |  | Hamilton ® 注射器，900 系列 | Hamilton ® syringe, 900 series | 901N, volume 10 μL, needle size 26s ga (bevel tip), needle L 51 mm (2 in.) | 20908-U | 需要从国外调货，预计到货时间 2015.04.22 | 940.68
20909-U |  | Hamilton ® 注射器，900 系列 | Hamilton ® syringe, 900 series | 901RN, volume 10 μL, needle size 26s ga (bevel tip), needle L 51 mm (2 in.) | 20909-U | 需要从国外调货，预计到货时间 2015.04.22 | 1,139.58
58398 |  | Hamilton ® needles for RN syringes, blunt tip |  | volume 2.5-100 μL, needle size 25s ga (Waters), point style, #3 (blunt tip), needle L 50 mm (1.97 in.) | 价格与库存信息目前不能提供有问题？联系人技术支持
58399 |  | Hamilton ® needles for RN syringes, blunt tip |  | volume 250-10000 μL, needle size 25s ga (Waters), blunt tip, needle L 50 mm (1.97 in.) | 000000000000058399 | 需要从国外调货，预计到货时间 2015.04.22 | 475.02
20906-U |  | Hamilton ® 注射器，900 系列 | Hamilton ® syringe, 900 series | 95N, volume 5 μL, needle size 26s ga (bevel tip), needle L 51 mm (2 in.) | 20906-U | 需要从国外调货，预计到货时间 2015.04.22 | 841.23
20907-U |  | Hamilton ® 注射器，900 系列 | Hamilton ® syringe, 900 series | 95RN, volume 5 μL, needle size 26s ga (bevel tip), needle L 51 mm (2 in.) | 20907-U | 需要从国外调货，预计到货时间 2015.04.22 | 1,031.94
21390 |  | Hamilton ® 注射器，1800 系列 Gastight ® | Hamilton ® GASTIGHT ® syringe, 1800 series | 1801N, volume 10 μL, needle size 26s ga (bevel tip), needle L 51 mm (2 in.) | 价格与库存信息目前不能提供有问题？联系人技术支持
21395 |  | Hamilton ® 注射器，1800 系列 Gastight ® | Hamilton ® GASTIGHT ® syringe, 1800 series | 1801RN, volume 10 μL, needle size 26s ga (bevel tip), needle L 51 mm (2 in.) | 价格与库存信息目前不能提供有问题？联系人技术支持
21393 |  | Hamilton ® 注射器，1800 系列 Gastight ® | Hamilton ® GASTIGHT ® syringe, 1800 series | 1810N, volume 100 μL, needle size 22s ga (bevel tip), needle L 51 mm (2 in.) | 价格与库存信息目前不能提供有问题？联系人技术支持
21398 |  | Hamilton ® 注射器，1800 系列 Gastight ® | Hamilton ® GASTIGHT ® syringe, 1800 series | 1810RN, volume 100 μL, needle size 22s ga (bevel tip), needle L 51 mm (2 in.) | 价格与库存信息目前不能提供有问题？联系人技术支持
21391 |  | Hamilton ® 注射器，1800 系列 Gastight ® | Hamilton ® GASTIGHT ® syringe, 1800 series | 1802N, volume 25 μL, needle size 22s ga (bevel tip), needle L 51 mm (2 in.) | 价格与库存信息目前不能提供有问题？联系人技术支持
21396 |  | Hamilton ® 注射器，1800 系列 Gastight ® | Hamilton ® GASTIGHT ® syringe, 1800 series | 1802RN, volume 25 μL, needle size 22s ga (bevel tip), needle L 51 mm (2 in.) | 价格与库存信息目前不能提供有问题？联系人技术支持
21394 |  | Hamilton ® 注射器，1800 系列 Gastight ® | Hamilton ® GASTIGHT ® syringe, 1800 series | 1825N, volume 250 μL, needle size 22s ga (bevel tip), needle L 51 mm (2 in.) | 价格与库存信息目前不能提供有问题？联系人技术支持
21399 |  | Hamilton ® 注射器，1800 系列 Gastight ® | Hamilton ® GASTIGHT ® syringe, 1800 series | 1825RN, volume 250 μL, needle size 22s ga (bevel tip), needle L 51 mm (2 in.) | 价格与库存信息目前不能提供有问题？联系人技术支持
21392 |  | Hamilton ® 注射器，1800 系列 Gastight ® | Hamilton ® GASTIGHT ® syringe, 1800 series | 1805N, volume 50 μL, needle size 22s ga (bevel tip), needle L 51 mm (2 in.) | 价格与库存信息目前不能提供有问题？联系人技术支持
21397 |  | Hamilton ® 注射器，1800 系列 Gastight ® | Hamilton ® GASTIGHT ® syringe, 1800 series | 1805RN, volume 50 μL, needle size 22s ga (bevel tip), needle L 51 mm (2 in.) | 价格与库存信息目前不能提供有问题？联系人技术支持
22185-U |  | Hamilton ® syringe, 7000 series, knurled hub |  | 7000.5, volume 0.5 μL, needle size 25 ga (bevel tip), needle L 70 mm (2.75 in.) | 22185-U | 需要从国外调货，预计到货时间 2015.04.22 | 1,085.76
22184-U |  | Hamilton ® syringe, 7000 series, knurled hub |  | 7000.5, volume 0.5 μL, needle size 25 ga (blunt tip), needle L 70 mm (2.75 in.) | 22184-U | 需要从国外调货，预计到货时间 2015.04.22 | 1,085.76
20750 |  | Hamilton ® syringe, 7000 series, knurled hub |  | 7001KH, volume 1 μL, needle size 25s ga (bevel tip), needle L 70 mm (2.75 in.) | 价格与库存信息目前不能提供有问题？联系人技术支持
20979 |  | Hamilton ® syringe, 7000 series, knurled hub |  | 7101, volume 1 μL, needle size 22s ga (bevel tip), needle L 70 mm (2.75 in.) | 价格与库存信息目前不能提供有问题？联系人技术支持
20731 |  | Hamilton ® syringe, 7000 series, knurled hub |  | 7001, volume 1 μL, needle size 25s ga (blunt tip), needle L 70 mm (2.75 in.) | 价格与库存信息目前不能提供有问题？联系人技术支持
20733 |  | Hamilton ® syringe, 7000 series, knurled hub |  | 7101, volume 1 μL, needle size 22s ga (blunt tip), needle L 70 mm (2.75 in.) | 价格与库存信息目前不能提供有问题？联系人技术支持
20751 |  | Hamilton ® syringe, 7000 series, knurled hub |  | 7002, volume 2 μL, needle size 25 ga (bevel tip), needle L 70 mm (2.75 in.) | 价格与库存信息目前不能提供有问题？联系人技术支持
24592 |  | Hamilton ® syringe, 7000 series, knurled hub |  | 7102, volume 2 μL, needle size 23 ga (bevel tip), needle L 70 mm (2.75 in.) | 价格与库存信息目前不能提供有问题？联系人技术支持
20732 |  | Hamilton ® syringe, 7000 series, knurled hub |  | 7002, volume 2 μL, needle size 25 ga (blunt tip), needle L 70 mm (2.75 in.) | 价格与库存信息目前不能提供有问题？联系人技术支持
24593 |  | Hamilton ® syringe, 7000 series, knurled hub |  | 7102, volume 2 μL, needle size 23 ga (blunt tip), needle L 70 mm (2.75 in.) | 价格与库存信息目前不能提供有问题？联系人技术支持
24597 |  | Hamilton ® syringe, 7000 series, knurled hub with guide |  | 7102, volume 2.0 μL, needle size 23 ga (blunt tip), needle L 70 mm (2.75 in.) | 价格与库存信息目前不能提供有问题？联系人技术支持
20980-U |  | Hamilton ® syringe, 7000 series, knurled hub |  | 7105, volume 5 μL, needle size 24 ga (bevel tip), needle L 70 mm (2.75 in.) | 20980-U | 需要从国外调货，预计到货时间 2015.04.17 | 990.99
20728 |  | Hamilton ® syringe, 7000 series, knurled hub |  | 7105, volume 5 μL, needle size 24 ga (blunt tip), needle L 70 mm (2.75 in.) | 价格与库存信息目前不能提供有问题？联系人技术支持
24598 |  | Hamilton ® syringe, 7000 series, knurled hub with guide |  | 7105, volume 5 μL, needle size 24 ga (blunt tip), needle L 70 mm (2.75 in.) | 价格与库存信息目前不能提供有问题？联系人技术支持
Z264385 |  | Hamilton ® 薄层色谱注射器 | Hamilton ® TLC syringes | 1701, volume 10 μL, needle size 26s ga, needle type, fixed, needle L 51 mm (2 in.), coated tip | Z264385-1EA | 需要从国外调货，预计到货时间 2015.04.22 | 732.42
Z264415 |  | Hamilton ® 薄层色谱注射器 | Hamilton ® TLC syringes | 1710, volume 100 μL, needle size 22 ga, needle L 51 mm (2 in.), coated tip | Z264415-1EA | 需要从国外调货，预计到货时间 2015.04.22 | 854.10
Z264393 |  | Hamilton ® 薄层色谱注射器 | Hamilton ® TLC syringes | 1702, volume 25 μL, needle size 22s ga, needle L 51 mm (2 in.), coated tip | Z264393-1EA | 需要从国外调货，预计到货时间 2015.04.22 | 760.50
Z264407 |  | Hamilton ® 薄层色谱注射器 | Hamilton ® TLC syringes | 1705, volume 50 μL, needle size 22 ga, needle L 51 mm (2 in.), coated tip | Z264407-1EA | 需要从国外调货，预计到货时间 2015.04.22 | 814.32
Z261246 |  | Hamilton ® Gastight ® 数字注射器 | Hamilton ® GASTIGHT ® digital syringe | 1750RN, volume 0.5 mL, needle size 22 ga (bevel tip), needle L 2 in. | Z261246-1EA | 需要从国外调货，预计到货时间 2015.05.08 | 10,266.75
24452 |  | Hamilton ® Gastight ® 数字注射器 | Hamilton ® GASTIGHT ® digital syringe | 701N, volume 10 μL, needle size 26s ga (bevel tip), needle L 2 in. | 价格与库存信息目前不能提供有问题？联系人技术支持
Z261173 |  | Hamilton ® Gastight ® 数字注射器 | Hamilton ® GASTIGHT ® digital syringe | 1701RN, volume 10 μL, needle size 26s ga (bevel tip), needle L 2 in. | Z261173-1EA | 需要从国外调货，预计到货时间 2015.05.08 | 13,700.70
Z261181 |  | Hamilton ® Gastight ® 数字注射器 | Hamilton ® GASTIGHT ® digital syringe | 1702RN, volume 25 μL, needle size 22s ga (bevel tip), needle L 2 in. | Z261181-1EA | 需要从国外调货，预计到货时间 2015.05.08 | 10,255.05
26159 |  | Hamilton ® plunger assemblies with tips for series 1000, 1700, and 1800 |  | for use with Hamilton 1001 LT-N-LTN-RN, pkg of 1 ea | 价格与库存信息目前不能提供有问题？联系人技术支持
26161 |  | Hamilton ® plunger assemblies with tips for series 1000, 1700, and 1800 |  | for use with Hamilton 1002 LT-LTN-RN-TLL, pkg of 1 ea | 价格与库存信息目前不能提供有问题？联系人技术支持
26162 |  | Hamilton ® plunger assemblies with tips for series 1000, 1700, and 1800 |  | for use with Hamilton 1005 (LT, N, TLL, RN), pkg of 1 ea | 价格与库存信息目前不能提供有问题？联系人技术支持
26163 |  | Hamilton ® plunger assemblies with tips for series 1000, 1700, and 1800 |  | for use with Hamilton 1010-LT-LTN-RN-TLL, pkg of 1 ea | 价格与库存信息目前不能提供有问题？联系人技术支持
26164 |  | Hamilton ® plunger assemblies with tips for series 1000, 1700, and 1800 |  | for use with Hamilton 1025-LT-LTN-RN-TLL, pack of 1 | 价格与库存信息目前不能提供有问题？联系人技术支持
21343 |  | Hamilton ® plunger assemblies with tips for series 1000, 1700, and 1800 |  | for use with Hamilton 1701 (LT, N, TLL, RN), pkg of 1 ea | 价格与库存信息目前不能提供有问题？联系人技术支持
26150 |  | Hamilton ® plunger assemblies with tips for series 1000, 1700, and 1800 |  | for use with Hamilton 1702 (C, LT, N, or RN), pkg of 1 ea | 价格与库存信息目前不能提供有问题？联系人技术支持
26152-U |  | Hamilton ® plunger assemblies with tips for series 1000, 1700, and 1800 |  | for use with Hamilton 1705 (LT, RN, or TLL), pkg of 1 ea | 26152-U | 需要从国外调货，预计到货时间 2015.04.23 | 298.35
26154 |  | Hamilton ® plunger assemblies with tips for series 1000, 1700, and 1800 |  | for use with Hamilton 1710 (C, LT, N, RN, or TLL), pkg of 1 ea | 价格与库存信息目前不能提供有问题？联系人技术支持
26156 |  | Hamilton ® plunger assemblies with tips for series 1000, 1700, and 1800 |  | for use with Hamilton 1725 (LT, N, RN, or TLL), pkg of 1 ea | 价格与库存信息目前不能提供有问题？联系人技术支持
26158-U |  | Hamilton ® plunger assemblies with tips for series 1000, 1700, and 1800 |  | for use with Hamilton 1750 (LT, LTN, RN, or TLL), pkg of 1 ea | 26158-U | 需要从国外调货，预计到货时间 2015.04.23 | 298.35
27383 |  | Hamilton ® plunger assemblies with tips for series 1000, 1700, and 1800 |  | for use with Hamilton 1801, N, RN, pkg of 1 ea | 价格与库存信息目前不能提供有问题？联系人技术支持
26151 |  | Hamilton ® plunger assemblies with tips for series 1000, 1700, and 1800 |  | for use with Hamilton 1802-N-RN, pkg of 1 ea | 000000000000026151 | 需要从国外调货，预计到货时间 2015.04.23 | 362.70
26153 |  | Hamilton ® plunger assemblies with tips for series 1000, 1700, and 1800 |  | for use with Hamilton 1805-N-RN, syringe volume 50 μL, pkg of 1 ea | 000000000000026153 | 需要从国外调货，预计到货时间 2015.04.23 | 362.70
26155-U |  | Hamilton ® plunger assemblies with tips for series 1000, 1700, and 1800 |  | for use with Hamilton 1810-N-RN, pkg of 1 ea | 26155-U | 需要从国外调货，预计到货时间 2015.04.22 | 362.70
26155-U |  | Hamilton ® plunger assemblies with tips for series 1000, 1700, and 1800 |  | for use with Hamilton 1810-N-RN, pkg of 1 ea | 产品26155-U已经停产；但是尚有库存。请从以下尚有库存的包装规格中选择。
Z673978 |  | Hanna power adapter with UK plug |  | 12 V DC adapter for 230V units | Z673978-1EA | 需要从国外调货，预计到货时间 2015.04.22 | 248.04
Z655104 |  | Hanna pH standard buffer solutions |  | pH 1.000 | Z655104-500ML | 需要从国外调货，预计到货时间 2015.04.22 | 377.91
Z655112 |  | Hanna pH standard buffer solutions |  | pH 4.010 | Z655112-500ML | 需要从国外调货，预计到货时间 2015.04.22 | 377.91
Z655120 |  | Hanna pH standard buffer solutions |  | pH 6.000 | Z655120-500ML | 需要从国外调货，预计到货时间 2015.04.22 | 377.91
Z655139 |  | Hanna pH standard buffer solutions |  | pH 7.010 | Z655139-500ML | 需要从国外调货，预计到货时间 2015.04.22 | 377.91
Z655147 |  | Hanna pH standard buffer solutions |  | pH 9.000 | Z655147-500ML | Only 3 left in stock (more on the way) - 详 库存详情： Z655147-500ML Only 3 left in stock (more on the way) 1 国内现货或即将上架，预计发货 从 Shanghai 2015.04.05 | 377.91
Z655155 |  | Hanna pH standard buffer solutions |  | pH 10.010 | Z655155-500ML | 需要从国外调货，预计到货时间 2015.04.22 | 377.91
Z655287 |  | Hanna TDS standards |  | 6.44 ppm TDS | Z655287-25EA | 需要从国外调货，预计到货时间 2015.04.22 | 397.80
Z655260 |  | Hanna TDS standards |  | 800 ppm TDS | Z655260-25EA | 需要从国外调货，预计到货时间 2015.04.22 | 397.80
Z655279 |  | Hanna TDS standards |  | 1382 ppm TDS | Z655279-25EA | 需要从国外调货，预计到货时间 2015.04.22 | 390.78
Z512338 |  | Hirschmann ® Solarus ® solar-powered manual titrator |  | volume 20 mL | Z512338-1EA | 需要从国外调货，预计到货时间 2015.04.22 | 13,747.50
Z512346 |  | Hirschmann ® Solarus ® solar-powered manual titrator |  | volume 50 mL | Z512346-1EA | 需要从国外调货，预计到货时间 2015.04.22 | 13,478.40
Z315001 |  | Hirschmann ® pipetus ® Junior pipette controller |  | for volumes 0.5 to 25 mL | Z315001-1EA | 需要从国外调货，预计到货时间 2015.04.22 | 2,464.02
Z315060 |  | Hirschmann ® pipetus ® pipette controller accessories |  | Pipette holder kit for Standard and Junior models | Z315060-1EA | 需要从国外调货，预计到货时间 2015.04.22 | 1,036.62
Z315028 |  | Hirschmann ® pipetus ® pipette controller accessories |  | 0.2 μm PTFE membrane filters, 1 each = 5 filters | Z315028-1EA | 需要从国外调货，预计到货时间 2015.04.17 | 519.48
Z315036 |  | Hirschmann ® pipetus ® pipette controller accessories |  | rubber adapter | Z315036-1EA | 需要从国外调货，预计到货时间 2015.04.22 | 146.25
Z315052 |  | Hirschmann ® pipetus ® pipette controller accessories |  | safety valve for akku and standard models | Z315052-1EA | 需要从国外调货，预计到货时间 2015.04.22 | 470.34
Z316326 |  | Hirschmann ® pipetus ® pipette controller accessories |  | pipette holder case | Z316326-1EA | 需要从国外调货，预计到货时间 2015.04.22 | 388.44
Z316318 |  | Hirschmann ® pipetus ® pipette controller accessories |  | cap nut | Z316318-1EA | 需要从国外调货，预计到货时间 2015.04.22 | 186.03
Z315044 |  | Hirschmann ® pipetus ® pipette controller accessories |  | Replacement pipette holder case | Z315044-1EA | 需要从国外调货，预计到货时间 2015.04.22 | 606.06
Z315109 |  | Hirschmann ® pipetus ® rechargable pipette controller accessories |  | replacement charger unit 2-pin Euro plug, AC input 230 V | Z315109-1EA | 需要从国外调货，预计到货时间 2015.04.22 | 596.70
Z341452 |  | Hirschmann ® pipetus ® rechargable pipette controller accessories |  | replacement charger unit 2-pin USA, AC input 115 V | 价格与库存信息目前不能提供有问题？联系人技术支持
Z316210 |  | Hirschmann ® pipetus ® rechargable pipette controller accessories |  | pipet holder kit | Z316210-1EA | 需要从国外调货，预计到货时间 2015.04.22 | 926.64
Z314951 |  | Hirschmann ® pipetus ® rechargeable pipette controller |  | AC input 100 - 240 V, supplied with charger and a US, UK and flat 2-pin Europlug | Z314951-1EA | 需要从国外调货，预计到货时间 2015.04.17 | 5,506.02
P9984 |  | Hirschmann ® pipetus ® rechargeable pipette controller |  | with USA plug, AC input 115 V | 价格与库存信息目前不能提供有问题？联系人技术支持
Z315095 |  | Hirschmann ® pipetus ® -Standard pipette controller accessories |  | replacement sterile filters | Z315095-1EA | 需要从国外调货，预计到货时间 2015.04.22 | 2,675.79
Z675059 |  | IKA ® RET basic IKAMAG ® safety control |  | universal hot plate magnetic stirrer, 115V, 1/cs | 价格与库存信息目前不能提供有问题？联系人技术支持
Z403563 |  | IKA ® supports for stirring hot plates |  | H 16 V vertical support rod, stainless steel, threads into top of stirrer base, 1/cs | Z403563-1EA | 需要从国外调货，预计到货时间 2015.04.22 | 430.56
Z403571 |  | IKA ® supports for stirring hot plates |  | H 44 boss head clamp, cast aluminum, 1/cs | Z403571-1EA | 需要从国外调货，预计到货时间 2015.04.22 | 296.01
Z403598 |  | IKA ® supports for stirring hot plates |  | holding rod, stainless steel, 1/cs | 产品已经停产。联系技术支持
Z403601 |  | IKA ® supports for stirring hot plates |  | R 380 adjustable stand support, stainless steel, 1/cs | 产品已经停产。联系技术支持
Z645125 |  | IKA ® ETS-D5 temperature controller |  | electronic contact thermometer with 3 operating modes, stainless steel, 1/cs | Z645125-1EA | 需要从国外调货，预计到货时间 2015.04.22 | 8,154.90
Z404942 |  | IKA ® IKATRON ™ PT 1000 stainless steel thermometer probes |  | standard temperature probe, 250 x 3 mm, 1/cs | Z404942-1EA | 需要从国外调货，预计到货时间 2015.04.22 | 2,991.69
Z404810 |  | IKA ® IKATRON ™ PT 1000 stainless steel thermometer probes |  | short temperature probe, 50 x 3 mm, 1/cs | Z404810-1EA | 需要从国外调货，预计到货时间 2015.04.22 | 2,067.39
Z404810 |  | IKA ® IKATRON ™ PT 1000 stainless steel thermometer probes |  | short temperature probe, 50 x 3 mm, 1/cs | 产品Z404810已经停产；但是尚有库存。请从以下尚有库存的包装规格中选择。
Z403555 |  | IKA ® IKATRON ™ PT 1000 stainless steel thermometer probes |  | temperature probe extension cable, 2.5m, 1/cs | Z403555-1EA | 需要从国外调货，预计到货时间 2015.04.22 | 2,031.12
Z645052 |  | IKA ® RCT basic IKAMAG ™ safety control |  | universal hot plate magnetic stirrer, 20 L, 1500 rpm, 115 V, 1/cs | 价格与库存信息目前不能提供有问题？联系人技术支持
Z645060 |  | IKA ® RCT basic IKAMAG ™ safety control |  | universal hot plate magnetic stirrer, 20 L, 1500 rpm, 230 V, 1/cs | Z645060EU-1EA | 需要从国外调货，预计到货时间 2015.04.22 | 13,302.90
Z645060 |  | IKA ® RCT basic IKAMAG ™ safety control |  | universal hot plate magnetic stirrer, 20 L, 1500 rpm, 230 V, 1/cs | Z645060GB-1EA | 需要从国外调货，预计到货时间 2015.04.22 | 13,302.90
Z645184 |  | IKA ® A 11.1 spare beater |  | A 11.1 spare beater, 1/cs | Z645184-1EA | 需要从国外调货，预计到货时间 2015.04.22 | 726.57
Z630004 |  | IKA ® A 11.2 basic grinding mill cutting blade |  | A 11.2 cutting blade, 1/cs | Z630004-1EA | 需要从国外调货，预计到货时间 2015.04.22 | 1,762.02
Z645192 |  | IKA ® A 11.3 hard metal beater |  | A 11.3 beater, coated with chromium carbide, 1/cs | Z645192-1EA | 需要从国外调货，预计到货时间 2015.04.22 | 2,596.23
Z645206 |  | IKA ® A 11.6 double beater |  | A 11.6 double beater, 1/cs | Z645206-1EA | 需要从国外调货，预计到货时间 2015.04.22 | 5,125.77
Z645222 |  | IKA ® M 22 hard metal cutter |  | M 22 hard metal cutter, tungsten carbide, 1/cs | Z645222-1EA | 需要从国外调货，预计到货时间 2015.04.22 | 6,271.20
Z645249 |  | IKA ® MF 10.1 cutting-grinding head |  | stainless steel, 1/cs | Z645249-1EA | 需要从国外调货，预计到货时间 2015.04.22 | 28,009.80
Z645257 |  | IKA ® MF 10.2 impact grinding head |  | stainless steel, 1/cs | Z645257-1EA | 需要从国外调货，预计到货时间 2015.04.22 | 23,868.00
Z645214 |  | IKA ® M 21 spare cutter |  | M 21 spare cutter, stainless steel | Z645214-1EA | 需要从国外调货，预计到货时间 2015.04.22 | 1,277.64
Z645230 |  | IKA ® M 23 star-shaped cutting blade |  | M 23 star-shaped cutter, 1/cs | Z645230-1EA | 需要从国外调货，预计到货时间 2015.04.22 | 5,005.26
Z341789 |  | IKA ® A11 basic analytical mill |  |  | Z341789CH-1EA | 需要从国外调货，预计到货时间 2015.04.22 | 17,585.10
Z341789 |  | IKA ® A11 basic analytical mill |  |  | Z341789EU-1EA | 需要从国外调货，预计到货时间 2015.04.22 | 19,445.40
Z341789 |  | IKA ® A11 basic analytical mill |  |  | Z341789GB-1EA | 需要从国外调货，预计到货时间 2015.04.22 | 17,585.10
Z740150 |  | IKA ® Tube Mill control |  | AC input 110 V | 价格与库存信息目前不能提供有问题？联系人技术支持
Z740154 |  | IKA ® Tube Mill control, disposable grinding chamber |  | volume size 40 mL, pkg of 10 ea | Z740154-1EA | 需要从国外调货，预计到货时间 2015.04.22 | 1,244.88
Z341797 |  | IKA ® A11 basic grinding chambers |  | A 11.4 grinding chamber, 1/cs | Z341797-1EA | 需要从国外调货，预计到货时间 2015.04.22 | 2,515.50
Z645265 |  | IKA ® sieves for MF 10 basic microfine grinder drive |  | MF 0.25, 0.25mm, 1/cs | Z645265-1EA | 需要从国外调货，预计到货时间 2015.04.22 | 4,345.38
Z645311 |  | IKA ® sieves for MF 10 basic microfine grinder drive |  | MF 0.5, 0.5mm, 1/cs | Z645311-1EA | 需要从国外调货，预计到货时间 2015.04.22 | 4,601.61
Z645273 |  | IKA ® sieves for MF 10 basic microfine grinder drive |  | MF 1.0, 1.0mm, 1/cs | Z645273-1EA | 需要从国外调货，预计到货时间 2015.04.22 | 4,601.61
Z645281 |  | IKA ® sieves for MF 10 basic microfine grinder drive |  | MF 2.0, 2.0mm, 1/cs | Z645281-1EA | 需要从国外调货，预计到货时间 2015.04.22 | 4,601.61
Z645303 |  | IKA ® sieves for MF 10 basic microfine grinder drive |  | MF 3.0, 3.0mm, 1/cs | Z645303-1EA | 需要从国外调货，预计到货时间 2015.04.22 | 4,601.61
Z645133 |  | IKA ® M 20 universal mill |  | batch mill, stainless steel, 115V, 1/cs | 价格与库存信息目前不能提供有问题？联系人技术支持
Z645141 |  | IKA ® M 20 universal mill |  | batch mill, stainless steel, 230V, 1/cs | Z645141EU-1EA | 需要从国外调货，预计到货时间 2015.04.22 | 56,745.00
Z645141 |  | IKA ® M 20 universal mill |  | batch mill, stainless steel, 230V, 1/cs | Z645141GB-1EA | 需要从国外调货，预计到货时间 2015.04.22 | 49,409.10
Z645168 |  | IKA ® MF10 basic microfine grinder drive |  | universal grinder, stainless steel, 6500rpm, 115V, 1/cs | 价格与库存信息目前不能提供有问题？联系人技术支持
Z645176 |  | IKA ® MF10 basic microfine grinder drive |  | universal grinder, stainless steel, 6500rpm, 230V, 1/cs | Z645176EU-1EA | 需要从国外调货，预计到货时间 2015.04.22 | 35,404.20
Z645176 |  | IKA ® MF10 basic microfine grinder drive |  | universal grinder, stainless steel, 6500rpm, 230V, 1/cs | Z645176GB-1EA | 需要从国外调货，预计到货时间 2015.04.22 | 35,404.20
Z653438 |  | IKA ® Lab Dancer test tube shakers |  | test tube shaker, 230 V | 价格与库存信息目前不能提供有问题？联系人技术支持
Z645001 |  | IKA ® MS 3 basic shakers |  | universal small shaker, 115 V | 价格与库存信息目前不能提供有问题？联系人技术支持
Z645028 |  | IKA ® MS 3 basic shakers |  | universal small shaker, 230 V | Z645028EU-1EA | 需要从国外调货，预计到货时间 2015.04.22 | 6,043.05
Z645028 |  | IKA ® MS 3 basic shakers |  | universal small shaker, 230 V | Z645028GB-1EA | 需要从国外调货，预计到货时间 2015.04.22 | 5,309.46
Z645036 |  | IKA ® MS 3 digital shakers |  | universal small shaker, 115 V | 价格与库存信息目前不能提供有问题？联系人技术支持
Z645044 |  | IKA ® MS 3 digital shakers |  | universal small shaker, 230 V | Z645044EU-1EA | 需要从国外调货，预计到货时间 2015.04.22 | 6,903.00
Z645044 |  | IKA ® MS 3 digital shakers |  | universal small shaker, 230 V | Z645044GB-1EA | 需要从国外调货，预计到货时间 2015.04.22 | 6,066.45
Z404187 |  | IKA ® MS minishaker microtiter plate attachment |  |  | 产品已经停产。查看替代产品联系技术支持
Z676098 |  | IKA ® MS 3 minishaker microtiter plate attachment |  | MS 3.4 microtiter attachment, 1/cs | Z676098-1EA | 需要从国外调货，预计到货时间 2015.04.22 | 712.53
Z404209 |  | IKA ® MS minishaker one-hand insert |  | MS 1.21 one-hand insert, foam, 1/cs | 产品已经停产。联系技术支持
Z676101 |  | IKA ® MS 3 minishaker standard attachment |  | MS 3.1 standard attachment, 1/cs | Z676101-1EA | 需要从国外调货，预计到货时间 2015.04.22 | 565.11
Z404225 |  | IKA ® MS minishaker test tube inserts |  | MS 1.31 test tube insert, for 14 test tubes, diam. 10 mm, 1/cs | Z404225-1EA | 需要从国外调货，预计到货时间 2015.04.22 | 524.16
Z404217 |  | IKA ® MS minishaker test tube inserts |  | MS 1.32 test tube insert, for 6 test tubes, diam. 12 mm, 1/cs | Z404217-1EA | 需要从国外调货，预计到货时间 2015.04.22 | 376.74
Z404233 |  | IKA ® MS minishaker test tube inserts |  | MS 1.33 test tube insert, for 4 test tubes, diam. 16 mm, 1/cs | Z404233-1EA | 需要从国外调货，预计到货时间 2015.04.22 | 362.70
Z404241 |  | IKA ® MS minishaker test tube inserts |  | MS 1.34 Test tube insert, without bore holes, 1/cs | Z404241-1EA | 需要从国外调货，预计到货时间 2015.04.22 | 281.97
Z676128 |  | IKA ® MS 3 minishaker universal attachment |  | MS 3.3 universal attachment, 1/cs | Z676128-1EA | 需要从国外调货，预计到货时间 2015.04.22 | 565.11
Z404039 |  | IKA ® MS 1 shakers |  | small orbital shaker, 115 V | 产品已经停产。查看替代产品联系技术支持
Z404047 |  | IKA ® MS 1 shakers |  | small orbital shaker, 230 V | 产品已经停产。联系技术支持
Z404136 |  | IKA ® VRX basic Vibrax ® orbital shaker attachments |  | VX 2 test tube attachment, for up to 36 test tubes or centrifugal tubes with a diameter of 16 mm, 1/cs | Z404136-1EA | Only 1 left in stock (more on the way) - 详 库存详情： Z404136-1EA Only 1 left in stock (more on the way) 1 国内现货或即将上架，预计发货 从 Shanghai 2015.04.05 | 7,505.55
Z404160 |  | IKA ® VRX basic Vibrax ® orbital shaker attachments |  | VX 2E Eppendorf ® attachment, for intensive mixing of up to 64 Eppendorf tubes (1.5 ml), 1/cs | Z404160-1EA | 需要从国外调货，预计到货时间 2015.04.22 | 7,493.85
Z404055 |  | IKA ® VXR basic Vibrax ® orbital shakers |  | optoelectronically controlled small shaker, 2200 rpm, 115 V | 价格与库存信息目前不能提供有问题？联系人技术支持
Z404063 |  | IKA ® VXR basic Vibrax ® orbital shakers |  | optoelectronically controlled small shaker, 2200 rpm, 230 V | 产品已经停产。查看替代产品联系技术支持
Z654760 |  | IKA ® VORTEX 3 |  | vortex shaker, 115V, 1/cs | 价格与库存信息目前不能提供有问题？联系人技术支持
Z654779 |  | IKA ® VORTEX 3 |  | vortex shaker, 230V, 1/cs | Z654779EU-1EA | 需要从国外调货，预计到货时间 2015.04.22 | 5,867.55
Z654779 |  | IKA ® VORTEX 3 |  | vortex shaker, 230V, 1/cs | Z654779GB-1EA | Only 1 left in stock (more on the way) - 详 库存详情： Z654779GB-1EA Only 1 left in stock (more on the way) 1 国内现货或即将上架，预计发货 从 Shanghai 2015.04.05 | 5,867.55
Z654787 |  | IKA ® VORTEX 3 attachments |  | VG 3.2 one-hand attachment, 88 mm, round, with rubber insert (continuous / touch operation), 1/cs | Z654787-1EA | 需要从国外调货，预计到货时间 2015.04.22 | 362.70
Z654809 |  | IKA ® VORTEX 3 attachments |  | VG 3.31 test tube attachment (for VG 3.3), for 54 Eppendorf tubes, 1/cs | Z654809-1EA | 需要从国外调货，预计到货时间 2015.04.22 | 954.72
Z654795 |  | IKA ® VORTEX 3 attachments |  | VG 3.3 universal attachment, 150 mm, with rubber insert (continuous / touch operation), 1/cs | Z654795-1EA | 需要从国外调货，预计到货时间 2015.04.22 | 335.79
Z654817 |  | IKA ® VORTEX 3 attachments |  | VG 3.32 test tube attachment (for VG 3.3), for 18 reagent glasses, 10 mm (continuous operation), 1/cs | Z654817-1EA | 需要从国外调货，预计到货时间 2015.04.22 | 524.16
Z654825 |  | IKA ® VORTEX 3 attachments |  | VG 3.33 test tube attachment (for VG 3.3), or 12 reagent glasses, 12 mm (continuous operation), 1/cs | Z654825-1EA | 需要从国外调货，预计到货时间 2015.04.22 | 484.38
Z654833 |  | IKA ® VORTEX 3 attachments |  | VG 3.34 test tube attachment (for VG 3.3), for 8 reagent glasses, 16 mm (continuous operation), 1/cs | Z654833-1EA | 需要从国外调货，预计到货时间 2015.04.22 | 484.38
Z654841 |  | IKA ® VORTEX 3 attachments |  | VG 3.35 test tube attachment (for VG 3.3), for 8 reagent glasses, 20 mm (continuous operation), 1/cs | Z654841-1EA | 需要从国外调货，预计到货时间 2015.04.22 | 484.38
Z654868 |  | IKA ® VORTEX 3 attachments |  | VG 3.36 Erlenmeyer flask attachment (for VG 3.3), for 1 Erlenmeyer / round flask from 100 to 250 ml (continuous operation), 1/cs | Z654868-1EA | 需要从国外调货，预计到货时间 2015.04.22 | 888.03
Z654876 |  | IKA ® VORTEX 3 attachments |  | VG 3.37 microtiter plate attachment (for VG 3.3), for 1 standard microtiter plate (continuous operation), 1/cs | Z654876-1EA | 需要从国外调货，预计到货时间 2015.04.22 | 443.43
Z404012 |  | IKA ® EUROSTAR POWER control-visc stirrers |  | digital laboratory stirrer, for tasks up to the high viscosity range, 115V, 1/cs | 价格与库存信息目前不能提供有问题？联系人技术支持
Z404020 |  | IKA ® EUROSTAR POWER control-visc stirrers |  | digital laboratory stirrer, for tasks up to the high viscosity range, 230V, 1/cs | Z404020EU-1EA | 需要从国外调货，预计到货时间 2015.05.08 | 31,894.20
Z645079 |  | IKA ® KMO 2 basic IKAMAG ™ stirrers |  | compact magnetic stirrer without heating element, stainless steel, 115V, 1/cs | 价格与库存信息目前不能提供有问题？联系人技术支持
Z404829 |  | IKA ® KMO 2 basic IKAMAG ™ stirrers |  | compact magnetic stirrer without heating element, stainless steel, 230V, 1/cs | Z404829CH-1EA | 需要从国外调货，预计到货时间 2015.04.22 | 11,781.90
Z404829 |  | IKA ® KMO 2 basic IKAMAG ™ stirrers |  | compact magnetic stirrer without heating element, stainless steel, 230V, 1/cs | Z404829EU-1EA | 需要从国外调货，预计到货时间 2015.04.22 | 11,781.90
Z404829 |  | IKA ® KMO 2 basic IKAMAG ™ stirrers |  | compact magnetic stirrer without heating element, stainless steel, 230V, 1/cs | Z404829GB-1EA | 需要从国外调货，预计到货时间 2015.04.22 | 11,781.90
Z551260 |  | IKA ® Lab Disc magnetic stirrer |  | ultra-flat compact magnetic stirrer, white, 115V, 1/cs | 价格与库存信息目前不能提供有问题？联系人技术支持
Z677132 |  | IKA ® R 104 disperser stand |  | R 104 small disperser stand, for T 10 basic, 1/cs | Z677132-1EA | 需要从国外调货，预计到货时间 2015.04.22 | 1,412.19
Z404772 |  | IKA ® RW 11 "Lab egg" stirrer base plate |  | small base plate, 1/cs | Z404772-1EA | 需要从国外调货，预计到货时间 2015.04.22 | 2,223.00
Z404772 |  | IKA ® RW 11 "Lab egg" stirrer base plate |  | small base plate, 1/cs | 产品Z404772已经停产；但是尚有库存。请从以下尚有库存的包装规格中选择。
Z403970 |  | IKA ® dual-speed mixer |  | Model RW 20 DZM.n with digital speed display, AC input 115 V | 产品已经停产。查看替代产品联系技术支持
Z403881 |  | IKA ® RW 16 basic overhead stirrers |  | basic laboratory stirrer, 115V, 1/cs | 价格与库存信息目前不能提供有问题？联系人技术支持
Z403903 |  | IKA ® RW 16 basic overhead stirrers |  | basic laboratory stirrer, 230V, 1/cs | 价格与库存信息目前不能提供有问题？联系人技术支持
Z645087 |  | IKA ® RW 20 digital overhead stirrers |  | universal lab mixer, 2000rpm, 115V, 1/cs | 价格与库存信息目前不能提供有问题？联系人技术支持
Z645095 |  | IKA ® RW 20 digital overhead stirrers |  | universal lab mixer, 2000rpm, 230V, 1/cs | Z645095EU-1EA | 需要从国外调货，预计到货时间 2015.04.22 | 10,933.65
Z645095 |  | IKA ® RW 20 digital overhead stirrers |  | universal lab mixer, 2000rpm, 230V, 1/cs | Z645095GB-1EA | 需要从国外调货，预计到货时间 2015.04.22 | 10,933.65
Z403644 |  | IKA ® Color Squid IKAMAG ™ magnetic plate stirrers |  | small magnetic stirrer, Number One top plate design, 1/cs | 产品已经停产。联系技术支持
Z655929 |  | IKA ® R 1826 disperser plate stand |  | R 1826 disperser plate stand, with slip resistant foil, 1/cs | Z655929-1EA | 需要从国外调货，预计到货时间 2015.04.22 | 2,084.94
Z657220 |  | IKA ® overhead stirrer accessories |  | R271 boss head clamp | Z657220-1EA | 需要从国外调货，预计到货时间 2015.04.22 | 3,939.39
Z657212 |  | IKA ® overhead stirrer accessories |  | R 2723 telescopic stand | Z657212-1EA | 需要从国外调货，预计到货时间 2015.04.22 | 18,907.20
Z657190 |  | IKA ® overhead stirrer accessories |  | PCI 8.2 plug-on card, 1/cs | Z657190-1EA | 需要从国外调货，预计到货时间 2015.04.22 | 20,802.60
Z655902 |  | IKA ® RSE stirring bar remover |  | stirring bar remover, PFTE-coated, 1/cs | Z655902-1EA | 需要从国外调货，预计到货时间 2015.04.22 | 1,116.18
Z404306 |  | IKA ® stirring elements |  | R 1342 propeller stirrer, 4-bladed, stainless steel, 1/cs | Z404306-1EA | 需要从国外调货，预计到货时间 2015.05.08 | 2,327.13
Z403997 |  | IKA ® stirring elements |  | R 1345 propeller stirrer, 4-bladed,stainless steel, 1/cs | Z403997-1EA | 需要从国外调货，预计到货时间 2015.05.08 | 2,691.00
Z404314 |  | IKA ® stirring elements |  | R 1381 propeller stirrer, 3-bladed, stainless steel, 1/cs | Z404314-1EA | 需要从国外调货，预计到货时间 2015.05.08 | 5,839.47
Z404004 |  | IKA ® stirring elements |  | R 1382 propeller stirrer, 3-bladed, stainless steel, 1/cs | Z404004-1EA | 需要从国外调货，预计到货时间 2015.05.08 | 6,230.25
Z404497 |  | IKA ® stirring elements |  | R 1389 (PTFE-coated) propeller stirrer, 3-bladed, 1/cs | Z404497-1EA | 需要从国外调货，预计到货时间 2015.05.08 | 10,723.05
Z404322 |  | IKA ® stirring elements |  | R 1311 turbine stirrer, stainless steel, 1/cs | Z404322-1EA | 需要从国外调货，预计到货时间 2015.05.08 | 3,726.45
Z404373 |  | IKA ® stirring elements |  | R 1303 dissolver stirrer, stainless steel, 1/cs | Z404373-1EA | 需要从国外调货，预计到货时间 2015.05.08 | 7,803.90
Z404357 |  | IKA ® stirring elements |  | R 1300 dissolver stirrer, stainless steel, 1/cs | Z404357-1EA | 需要从国外调货，预计到货时间 2015.05.08 | 5,435.82
Z404381 |  | IKA ® stirring elements |  | Centrifugal (extendable blades), stainless steel | Z404381-1EA | 需要从国外调货，预计到货时间 2015.05.08 | 3,295.89
Z404403 |  | IKA ® stirring elements |  | R 1355 centrifugal stirrer, two-bladed (blades open with increasing speed), stainless steel, 1/cs | Z404403-1EA | 需要从国外调货，预计到货时间 2015.05.08 | 4,183.92
Z404411 |  | IKA ® stirring elements |  | paddle stirrer, stainless steel, 1/cs | 产品已经停产。联系技术支持
Z404446 |  | IKA ® stirring elements |  | R 1330 anchor stirrer, stainless steel, 1/cs | Z404446-1EA | 需要从国外调货，预计到货时间 2015.05.08 | 7,493.85
Z404500 |  | IKA ® stirring elements |  | anchor stirrer (PFTE-coated), 1/cs | 产品已经停产。联系技术支持
Z674664 |  | Slide spinner for slide drying |  | AC input 110 V | 价格与库存信息目前不能提供有问题？联系人技术支持
Z674672 |  | Slide spinner for slide drying |  | AC input 230 V, Schuko plug | Z674672-1EA | 需要从国外调货，预计到货时间 2015.04.22 | 6,891.30
Z674680 |  | Slide spinner for slide drying |  | AC input 230 V, UK plug | Z674680-1EA | 需要从国外调货，预计到货时间 2015.04.22 | 6,891.30
C1486 |  | Spectrafuge ™ 16M microcentrifuge |  | blue accents, AC input 120 V | 价格与库存信息目前不能提供有问题？联系人技术支持
C1611 |  | Spectrafuge ™ 16M microcentrifuge |  | blue accents, AC input 230 V | C1611EU-1EA | 需要从国外调货，预计到货时间 2015.04.22 | 17,000.10
C1611 |  | Spectrafuge ™ 16M microcentrifuge |  | blue accents, AC input 230 V | C1611GB-1EA | 需要从国外调货，预计到货时间 2015.04.22 | 17,000.10
C1236 |  | Spectrafuge ™ 16M microcentrifuge |  | gray accents, AC input 120 V | 价格与库存信息目前不能提供有问题？联系人技术支持
C1986 |  | Spectrafuge ™ 16M microcentrifuge |  | purple accents, AC input 120 V | 价格与库存信息目前不能提供有问题？联系人技术支持
C2111 |  | Spectrafuge ™ 16M microcentrifuge |  | purple accents, AC input 230 V | C2111EU-1EA | 需要从国外调货，预计到货时间 2015.04.22 | 17,000.10
C2111 |  | Spectrafuge ™ 16M microcentrifuge |  | purple accents, AC input 230 V | C2111GB-1EA | 需要从国外调货，预计到货时间 2015.04.22 | 17,000.10
C2236 |  | Spectrafuge ™ 16M microcentrifuge |  | red accents, AC input 120 V | 价格与库存信息目前不能提供有问题？联系人技术支持
C2361 |  | Spectrafuge ™ 16M microcentrifuge |  | red accents, AC input 230 V | C2361EU-1EA | 需要从国外调货，预计到货时间 2015.04.22 | 17,000.10
C2361 |  | Spectrafuge ™ 16M microcentrifuge |  | red accents, AC input 230 V | C2361GB-1EA | 需要从国外调货，预计到货时间 2015.04.22 | 17,000.10
C1736 |  | Spectrafuge ™ 16M microcentrifuge |  | teal accents, AC input 120 V | 价格与库存信息目前不能提供有问题？联系人技术支持
C1861 |  | Spectrafuge ™ 16M microcentrifuge |  | teal accents, AC input 230 V | C1861EU-1EA | 需要从国外调货，预计到货时间 2015.04.22 | 17,000.10
C1861 |  | Spectrafuge ™ 16M microcentrifuge |  | teal accents, AC input 230 V | C1861GB-1EA | 需要从国外调货，预计到货时间 2015.04.22 | 17,000.10
A8099 |  | Spectrafuge ™ 7M, 16M and Minifuge Adapters |  | 0.5 mL tubes | A8099-1EA | 需要从国外调货，预计到货时间 2015.04.22 | 555.75
S7191 |  | Spectrafuge ™ mini-centrifuge |  | blue, AC input 115 V | 价格与库存信息目前不能提供有问题？联系人技术支持
S7816 |  | Spectrafuge ™ mini-centrifuge |  | blue, AC input 230 V | S7816EU-1EA | 需要从国外调货，预计到货时间 2015.04.22 | 4,244.76
S7816 |  | Spectrafuge ™ mini-centrifuge |  | blue, AC input 230 V | S7816GB-1EA | 需要从国外调货，预计到货时间 2015.04.22 | 3,824.73
S7566 |  | Spectrafuge ™ mini-centrifuge |  | gray, AC input 115 V | 价格与库存信息目前不能提供有问题？联系人技术支持
S7441 |  | Spectrafuge ™ mini-centrifuge |  | gray, AC input 230 V | S7441EU-1EA | 需要从国外调货，预计到货时间 2015.04.22 | 4,244.76
S7441 |  | Spectrafuge ™ mini-centrifuge |  | gray, AC input 230 V | S7441GB-1EA | 需要从国外调货，预计到货时间 2015.04.30 | 3,824.73
S7069 |  | Spectrafuge ™ mini-centrifuge |  | purple, AC input 115 V | 价格与库存信息目前不能提供有问题？联系人技术支持
S7316 |  | Spectrafuge ™ mini-centrifuge |  | purple, AC input 230 V | S7316EU-1EA | 需要从国外调货，预计到货时间 2015.04.22 | 4,244.76
S7316 |  | Spectrafuge ™ mini-centrifuge |  | purple, AC input 230 V | S7316GB-1EA | 需要从国外调货，预计到货时间 2015.04.22 | 4,244.76
S7941 |  | Spectrafuge ™ mini-centrifuge |  | red, AC input 115 V | 价格与库存信息目前不能提供有问题？联系人技术支持
S6941 |  | Spectrafuge ™ mini-centrifuge |  | red, AC input 230 V | S6941EU-1EA | 需要从国外调货，预计到货时间 2015.04.22 | 4,244.76
S6941 |  | Spectrafuge ™ mini-centrifuge |  | red, AC input 230 V | S6941GB-1EA | 需要从国外调货，预计到货时间 2015.04.30 | 3,824.73
S7691 |  | Spectrafuge ™ mini-centrifuge |  | teal, AC input 115 V | 价格与库存信息目前不能提供有问题？联系人技术支持
S6816 |  | Spectrafuge ™ mini-centrifuge |  | teal, AC input 230 V | S6816EU-1EA | 需要从国外调货，预计到货时间 2015.04.22 | 4,244.76
S6816 |  | Spectrafuge ™ mini-centrifuge |  | teal, AC input 230 V | S6816GB-1EA | 需要从国外调货，预计到货时间 2015.04.22 | 3,824.73
Z706108 |  | Spectrafuge ™ Mini replacement rotor 6 x 1.5 mL |  | pkg of 1 ea | Z706108-1EA | 需要从国外调货，预计到货时间 2015.04.22 | 535.86
A8474 |  | StripSpin ® adapter |  | can be easily attached and removed from the rotor with one hand, pkg of 1 ea | A8474-1EA | 需要从国外调货，预计到货时间 2015.04.22 | 1,349.01
Z677094 |  | Amicon Ultra 0.5 mL centrifugal filters |  | MWCO 3 kDa | Z677094-24EA | 需要从国外调货，预计到货时间 2015.04.17 | 1,482.39
Z677108 |  | Amicon Ultra 0.5 mL centrifugal filters |  | MWCO 10 kDa | Z677108-96EA | Only 3 left in stock (more on the way) - 详 库存详情： Z677108-96EA Only 3 left in stock (more on the way) 1 国内现货或即将上架，预计发货 从 Shanghai 2015.04.05 | 4,871.88
Z706345 |  | Amicon Ultra centrifugal filter units |  | Ultra-15, MWCO 10 kDa | Z706345-8EA | Only 3 left in stock (more on the way) - 详 库存详情： Z706345-8EA Only 3 left in stock (more on the way) 1 国内现货或即将上架，预计发货 从 Shanghai 2015.04.05 | 1,235.52
Z717185 |  | Amicon Ultra centrifugal filter units |  | Ultra-15, MWCO 30 kDa | Z717185-8EA | 需要从国外调货，预计到货时间 2015.04.17 | 1,235.52
M9160 |  | Ultrafree-CL microcentrifuge filters |  | pore size 0.22 μm, Durapore PVDF membrane | M9160-25EA | 需要从国外调货，预计到货时间 2015.04.22 | 1,620.45
M9285 |  | Ultrafree-CL microcentrifuge filters |  | pore size 0.45 μm, Durapore PVDF membrane | M9285-25EA | 需要从国外调货，预计到货时间 2015.04.22 | 1,620.45
M9535 |  | Ultrafree-MC microcentrifuge filters |  | capacity 500 μL, Durapore PVDF membrane, pore size 0.22 μm | M9535-25EA | 需要从国外调货，预计到货时间 2015.04.17 | 1,097.46
M9660 |  | Ultrafree-MC microcentrifuge filters |  | capacity 500 μL, Durapore PVDF membrane, pore size 0.45 μm | M9660-25EA | 需要从国外调货，预计到货时间 2015.04.22 | 1,097.46
M9785 |  | Ultrafree-MC microcentrifuge filters |  | capacity 500 μL, Durapore PVDF membrane, pore size 0.65 μm | M9785-25EA | 需要从国外调货，预计到货时间 2015.04.22 | 1,076.40
F6911 |  | Millipore ® glass-fiber filters |  | Type 1, retention 1.6 μm, circles size 4.7 cm | F6911-100EA | 需要从国外调货，预计到货时间 2015.04.17 | 535.86
F7036 |  | Millipore ® glass-fiber filters |  | Type 2, retention 1.0 μm, circles size 2.5 cm | F7036-100EA | 需要从国外调货，预计到货时间 2015.04.22 | 672.75
F7161 |  | Millipore ® glass-fiber filters |  | Type 2, retention 1.0 μm, circles size 4.7 cm | F7161-100EA | 需要从国外调货，预计到货时间 2015.04.22 | 850.59
F7286 |  | Millipore ® glass-fiber filters |  | Type 3, retention 1.2 μm, circles size 2.5 cm | F7286-100EA | 需要从国外调货，预计到货时间 2015.04.22 | 672.75
F7411 |  | Millipore ® glass-fiber filters |  | Type 3, retention 1.2 μm, circles size 4.7 cm | F7411-100EA | 需要从国外调货，预计到货时间 2015.04.22 | 850.59
F7536 |  | Millipore ® glass-fiber filters |  | Type 4, retention 2.7 μm, circles size 2.5 cm | F7536-100EA | 需要从国外调货，预计到货时间 2015.04.22 | 369.72
F7661 |  | Millipore ® glass-fiber filters |  | Type 4, retention 2.7 μm, circles size 4.7 cm | F7661-100EA | 需要从国外调货，预计到货时间 2015.04.22 | 535.86
F7911 |  | Millipore ® glass-fiber filters |  | Type 5, retention 0.7 μm, circles size 4.7 cm | F7911-100EA | 需要从国外调货，预计到货时间 2015.04.17 | 1,303.38
F5911 |  | Millipore ® glass-fiber filters, AP series |  | Type AP 15, circles size 2.5 cm | F5911-100EA | 需要从国外调货，预计到货时间 2015.05.05 | 520.65
F6036 |  | Millipore ® glass-fiber filters, AP series |  | Type AP 15, circles size 4.7 cm | F6036-100EA | 需要从国外调货，预计到货时间 2015.04.22 | 850.59
Z358665 |  | Millipore ® glass-fiber filters, AP series |  | Type AP 15, circles size 29.3 cm | Z358665-25EA | 需要从国外调货，预计到货时间 2015.04.22 | 2,799.81
F6161 |  | Millipore ® glass-fiber filters, AP series |  | Type AP 20, circles size 2.5 cm | F6161-100EA | 需要从国外调货，预计到货时间 2015.04.22 | 535.86
F6411 |  | Millipore ® glass-fiber filters, AP series |  | Type AP 25, circles size 2.5 cm | F6411-100EA | 需要从国外调货，预计到货时间 2015.04.22 | 520.65
F6536 |  | Millipore ® glass-fiber filters, AP series |  | Type AP 25, circles size 4.7 cm | F6536-100EA | 需要从国外调货，预计到货时间 2015.04.22 | 850.59
F6661 |  | Millipore ® glass-fiber filters, AP series |  | Type 40, circles size 4.7 cm | F6661-500EA | 需要从国外调货，预计到货时间 2015.04.22 | 2,936.70
Z130990 |  | Nalgene ® beaker with handle |  | capacity 1,000 mL | Z130990-1EA | 需要从国外调货，预计到货时间 2015.04.22 | 966.42
Z131008 |  | Nalgene ® beaker with handle |  | capacity 3,000 mL | Z131008-1EA | 需要从国外调货，预计到货时间 2015.04.22 | 1,125.54
Z130931 |  | Nalgene ® Griffin beakers |  | capacity 50 mL, translucent polypropylene | Z130931-1PAK | 需要从国外调货，预计到货时间 2015.04.22 | 597.87
Z130958 |  | Nalgene ® Griffin beakers |  | capacity 100 mL, translucent polypropylene | Z130958-1PAK | 需要从国外调货，预计到货时间 2015.04.22 | 724.23
Z130966 |  | Nalgene ® Griffin beakers |  | capacity 150 mL, translucent polypropylene | Z130966-1PAK | 需要从国外调货，预计到货时间 2015.04.22 | 931.32
Z130974 |  | Nalgene ® Griffin beakers |  | capacity 250 mL, translucent polypropylene | Z130974-1PAK | 需要从国外调货，预计到货时间 2015.04.22 | 658.71
Z130982 |  | Nalgene ® Griffin beakers |  | capacity 1,000 mL, translucent polypropylene | Z130982-1PAK | 需要从国外调货，预计到货时间 2015.04.22 | 760.50
Z380377 |  | Nalgene ® Griffin beakers |  | capacity 2,000 mL, translucent polypropylene | Z380377-1PAK | 需要从国外调货，预计到货时间 2015.04.22 | 562.77
Z380377 |  | Nalgene ® Griffin beakers |  | capacity 2,000 mL, translucent polypropylene | Z380377-6PAK | 需要从国外调货，预计到货时间 2015.04.22 | 2,413.71
Z130885 |  | Nalgene ® Griffin beakers |  | capacity 50 mL, transparent polymethylpentene | Z130885-1PAK | 需要从国外调货，预计到货时间 2015.04.22 | 904.41
Z130893 |  | Nalgene ® Griffin beakers |  | capacity 100 mL, transparent polymethylpentene | Z130893-1PAK | 需要从国外调货，预计到货时间 2015.04.22 | 1,095.12
Z130907 |  | Nalgene ® Griffin beakers |  | capacity 150 mL, transparent polymethylpentene | Z130907-1PAK | 需要从国外调货，预计到货时间 2015.04.22 | 1,439.10
Z130915 |  | Nalgene ® Griffin beakers |  | capacity 250 mL, transparent polymethylpentene | Z130915-1PAK | 需要从国外调货，预计到货时间 2015.04.22 | 936.00
Z130923 |  | Nalgene ® Griffin beakers |  | capacity 1,000 mL, transparent polymethylpentene | Z130923-1PAK | 需要从国外调货，预计到货时间 2015.04.22 | 1,040.13
Z272736 |  | Nalgene ® PFA beaker |  | capacity 30 mL | Z272736-1EA | 需要从国外调货，预计到货时间 2015.04.22 | 658.71
Z272736 |  | Nalgene ® PFA beaker |  | capacity 30 mL | 产品Z272736已经停产；但是尚有库存。请从以下尚有库存的包装规格中选择。
Z272744 |  | Nalgene ® PFA beaker |  | capacity 50 mL | Z272744-1EA | 需要从国外调货，预计到货时间 2015.04.22 | 883.35
Z272752 |  | Nalgene ® PFA beaker |  | capacity 100 mL | Z272752-1EA | 需要从国外调货，预计到货时间 2015.04.22 | 1,029.60
Z272760 |  | Nalgene ® PFA beaker |  | capacity 150 mL | 产品已经停产。查看类似产品联系技术支持
Z272779 |  | Nalgene ® PFA beaker |  | capacity 250 mL | Z272779-1EA | 需要从国外调货，预计到货时间 2015.04.22 | 1,856.79
Z272787 |  | Nalgene ® PFA beaker |  | capacity 400 mL | 产品已经停产。查看类似产品联系技术支持
Z272795 |  | Nalgene ® PFA beaker |  | capacity 600 mL | Z272795-1EA | 需要从国外调货，预计到货时间 2015.04.22 | 3,391.83
Z272809 |  | Nalgene ® PFA beaker |  | capacity 1,000 mL | Z272809-1EA | 需要从国外调货，预计到货时间 2015.04.22 | 4,867.20
Z768677 |  | Nalgene ® media bottles, style 2019 |  | capacity 2000 mL | Z768677-12EA | 需要从国外调货，预计到货时间 2015.04.23 | 2,328.30
Z768685 |  | Nalgene ® media bottles, style 2019 |  | capacity 60 mL | Z768685-96EA | 需要从国外调货，预计到货时间 2015.04.23 | 3,256.11
Z768693 |  | Nalgene ® media bottles, style 2019 |  | capacity 30 mL | Z768693-96EA | 需要从国外调货，预计到货时间 2015.04.23 | 2,502.63
Z768596 |  | Nalgene ® square graduated media bottle |  | with cap: No, PET, capacity 650 mL | Z768596-48EA | 需要从国外调货，预计到货时间 2015.04.23 | 1,587.69
Z768618 |  | Nalgene ® square graduated media bottle |  | with cap: No, PET, sterile, capacity 1000 mL | Z768618-24EA | 需要从国外调货，预计到货时间 2015.04.23 | 1,467.18
Z768626 |  | Nalgene ® square graduated media bottle |  | with cap: No, PET, sterile, capacity 125 mL | Z768626-96EA | 需要从国外调货，预计到货时间 2015.04.23 | 1,440.27
Z768634 |  | Nalgene ® square graduated media bottle |  | with cap, PET, sterile, capacity 125 mL | Z768634-96EA | 需要从国外调货，预计到货时间 2015.04.23 | 1,856.79
Z768642 |  | Nalgene ® square graduated media bottle |  | with cap, PET, sterile, capacity 250 mL | Z768642-60EA | 需要从国外调货，预计到货时间 2015.04.23 | 1,897.74
Z768650 |  | Nalgene ® square graduated media bottle |  | with cap, PET, sterile, capacity 650 mL | Z768650-48EA | 需要从国外调货，预计到货时间 2015.04.23 | 1,790.10
Z768669 |  | Nalgene ® square graduated media bottle |  | with cap, PET, sterile, capacity 1000 mL | Z768669-24EA | 需要从国外调货，预计到货时间 2015.04.23 | 1,587.69
Z360287 |  | Carboy spigots |  | polypropylene | Z360287-1EA | 需要从国外调货，预计到货时间 2015.04.22 | 600.21
Z360295 |  | Carboy spigots |  | Tefzel ® | Z360295-1EA | 需要从国外调货，预计到货时间 2015.04.22 | 1,489.41
Z260770 |  | Nalgene ® fluorinated carboys with spigot |  | capacity 9 L (2.3 gal) | Z260770-1EA | 需要从国外调货，预计到货时间 2015.04.22 | 2,193.75
Z260789 |  | Nalgene ® fluorinated carboys with spigot |  | capacity 20 L (5 gal) | Z260789-1EA | 需要从国外调货，预计到货时间 2015.04.22 | 2,275.65
Z260754 |  | Nalgene ® fluorinated jerrican carboy |  | capacity 10 L (2.5 gal) | Z260754-1EA | 需要从国外调货，预计到货时间 2015.04.22 | 1,285.83
Z260762 |  | Nalgene ® fluorinated jerrican carboy |  | capacity 20 L (5 gal) | Z260762-1EA | 需要从国外调货，预计到货时间 2015.04.22 | 1,839.24
Z500127 |  | Hose Barb Adapters |  | polypropylene insert, fits tubing, 1/4 in. | Z500127-1PAK | 需要从国外调货，预计到货时间 2015.04.22 | 380.25
Z500232 |  | Hose Barb Adapters |  | polypropylene insert, fits tubing, 3/8 in. | Z500232-1PAK | 需要从国外调货，预计到货时间 2015.04.22 | 380.25
Z500348 |  | Hose Barb Adapters |  | polypropylene elbow insert, fits tubing, 1/4 in. | Z500348-1PAK | 需要从国外调货，预计到货时间 2015.04.22 | 1,103.31
Z500445 |  | Hose Barb Adapters |  | polypropylene elbow insert, fits tubing, 3/8 in. | Z500445-1PAK | 需要从国外调货，预计到货时间 2015.04.22 | 1,103.31
C7317 |  | Nalgene ® jerrican carboy |  | nominal capacity 10 L (2.5 gal) | C7317-1EA | 需要从国外调货，预计到货时间 2015.04.22 | 987.48
C7317 |  | Nalgene ® jerrican carboy |  | nominal capacity 10 L (2.5 gal) | 产品C7317已经停产；但是尚有库存。请从以下尚有库存的包装规格中选择。
C6067 |  | Nalgene ® Lowboy carboy with spigot |  | nominal capacity 8 L (2 gal), high-density polyethylene | C6067-1EA | 需要从国外调货，预计到货时间 2015.04.22 | 2,357.55
C6192 |  | Nalgene ® Lowboy carboy with spigot |  | nominal capacity 15 L (4 gal), high-density polyethylene | C6192-1EA | 需要从国外调货，预计到货时间 2015.04.22 | 2,692.17
Z382077 |  | Nalgene ® Lowboy carboy with spigot |  | nominal capacity 8 L (2 gal), polypropylene | Z382077-1EA | 需要从国外调货，预计到货时间 2015.04.22 | 2,819.70
Z382035 |  | Nalgene ® Lowboy carboy with spigot |  | nominal capacity 15 L (4 gal), polypropylene | Z382035-1EA | 需要从国外调货，预计到货时间 2015.04.22 | 3,256.11
Z505722 |  | Nalgene ® quick filling/venting closure |  | fits tubing, 1/4 in., ports, 2 | Z505722-1EA | 需要从国外调货，预计到货时间 2015.04.22 | 1,668.42
Z505846 |  | Nalgene ® quick filling/venting closure |  | ports, 2, fits tubing, 3/8 in. | Z505846-1EA | 需要从国外调货，预计到货时间 2015.04.22 | 1,668.42
Z505943 |  | Nalgene ® quick filling/venting closure |  | fits tubing, 1/4 in., ports, 3 | Z505943-1EA | 需要从国外调货，预计到货时间 2015.04.22 | 2,301.39
Z500011 |  | Nalgene ® quick filling/venting closure |  | fits tubing, 3/8 in., ports, 3 | Z500011-1EA | 需要从国外调货，预计到货时间 2015.04.22 | 2,301.39
C6317 |  | Nalgene ® rectangular carboy |  | nominal capacity 9 L (2 gal), Style 2211, autoclavable: No | C6317-1EA | 需要从国外调货，预计到货时间 2015.04.22 | 1,298.70
C6442 |  | Nalgene ® rectangular carboy |  | nominal capacity 20 L (5 gal), Style 2211, autoclavable: No | C6442-1EA | 需要从国外调货，预计到货时间 2015.04.22 | 1,902.42
Z382000 |  | Nalgene ® rectangular carboy |  | nominal capacity 9 L (2 gal), Style 2321, autoclavable | Z382000-1EA | 需要从国外调货，预计到货时间 2015.04.22 | 2,791.62
C6692 |  | Nalgene ® round carboy with spigot |  | nominal capacity 10 L (2.5 gal), low-density polyethylene | C6692-1EA | 需要从国外调货，预计到货时间 2015.04.22 | 2,301.39
C6817 |  | Nalgene ® round carboy with spigot |  | nominal capacity 20 L (5.5 gal), low-density polyethylene | C6817-1EA | 需要从国外调货，预计到货时间 2015.04.22 | 2,715.57
C6942 |  | Nalgene ® round carboy with spigot |  | nominal capacity 25 L (6.5 gal), low-density polyethylene | C6942-1EA | 需要从国外调货，预计到货时间 2015.04.22 | 2,301.39
C7067 |  | Nalgene ® round carboy with spigot |  | nominal capacity 50 L (13 gal), low-density polyethylene | C7067-1EA | 需要从国外调货，预计到货时间 2015.04.22 | 3,485.43
C6567 |  | Nalgene ® round carboy with spigot |  | nominal capacity 4 L (1 gal), low-density polyethylene | C6567-1EA | 需要从国外调货，预计到货时间 2015.04.22 | 1,601.73
Z360252 |  | Nalgene ® round carboy with spigot |  | nominal capacity 10 L (2.5 gal), polypropylene | Z360252-1EA | 需要从国外调货，预计到货时间 2015.04.22 | 2,556.45
Z360260 |  | Nalgene ® round carboy with spigot |  | polypropylene, nominal capacity 20 L (5.5 gal) | Z360260-1EA | 需要从国外调货，预计到货时间 2015.05.05 | 3,160.17
Z360279 |  | Nalgene ® round carboy with spigot |  | nominal capacity 50 L (13 gal), polypropylene | Z360279-1EA | 需要从国外调货，预计到货时间 2015.04.22 | 4,144.14
C2692 |  | Nalgene ® round carboy, with handles |  | nominal capacity 10 L (2.5 gal), low-density polyethylene | C2692-1EA | 需要从国外调货，预计到货时间 2015.04.22 | 1,244.88
C2817 |  | Nalgene ® round carboy, with handles |  | nominal capacity 15 L (4 gal), low-density polyethylene | C2817-1EA | 需要从国外调货，预计到货时间 2015.04.22 | 1,503.45
C3817 |  | Nalgene ® round carboy, with handles |  | nominal capacity 20 L (5.5 gal), low-density polyethylene | C3817-1EA | 需要从国外调货，预计到货时间 2015.04.22 | 1,721.07
C4192 |  | Nalgene ® round carboy, with handles |  | nominal capacity 25 L (6.5 gal), low-density polyethylene | C4192-1EA | 需要从国外调货，预计到货时间 2015.04.22 | 2,065.05
C4317 |  | Nalgene ® round carboy, with handles |  | nominal capacity 50 L (13 gal), low-density polyethylene | C4317-1EA | 需要从国外调货，预计到货时间 2015.04.22 | 2,731.95
C4442 |  | Nalgene ® round carboy, with handles |  | nominal capacity 10 L (2.5 gal), polypropylene | C4442-1EA | 需要从国外调货，预计到货时间 2015.04.22 | 1,510.47
C5192 |  | Nalgene ® round carboy, with handles |  | nominal capacity 20 L (5.5 gal), polypropylene | C5192-1EA | 需要从国外调货，预计到货时间 2015.04.22 | 2,146.95
C5567 |  | Nalgene ® round carboy, with handles |  | nominal capacity 50 L (13 gal), polypropylene | C5567-1EA | 需要从国外调货，预计到货时间 2015.04.22 | 3,404.70
F2536 |  | Nalgene ® analytical filter funnel |  | pore size 0.2 μm, funnel capacity 100 mL | F2536-50EA | 需要从国外调货，预计到货时间 2015.04.22 | 3,088.80
F2286 |  | Nalgene ® analytical filter funnel |  | pore size 0.2 μm, funnel capacity 250 mL | F2286-50EA | 需要从国外调货，预计到货时间 2015.04.22 | 3,444.48
F2161 |  | Nalgene ® analytical filter funnel |  | pore size 0.45 μm, funnel capacity 100 mL | F2161-50EA | 需要从国外调货，预计到货时间 2015.04.22 | 3,121.56
F2411 |  | Nalgene ® analytical filter funnel |  | pore size 0.45 μm, funnel capacity 250 mL | F2411-50EA | 需要从国外调货，预计到货时间 2015.04.22 | 3,444.48
Z370541 |  | Nalgene ® bottle-top sterile filter units |  | capacity 150 mL, pore size 0.2 μm, fits 33 mm bottle neck | Z370541-12EA | 需要从国外调货，预计到货时间 2015.04.22 | 1,077.57
Z370568 |  | Nalgene ® bottle-top sterile filter units |  | capacity 150 mL, pore size 0.45 μm, fits 33 mm bottle neck | Z370568-12EA | 需要从国外调货，预计到货时间 2015.04.22 | 1,082.25
Z358215 |  | Nalgene ® bottle-top sterile filter units |  | capacity 500 mL, pore size 0.2 μm, fits 33 mm bottle neck | Z358215-12EA | 需要从国外调货，预计到货时间 2015.04.22 | 1,506.96
Z370525 |  | Nalgene ® bottle-top sterile filter units |  | capacity 500 mL, pore size 0.45 μm, fits 33 mm bottle neck | Z370525-12EA | 需要从国外调货，预计到货时间 2015.04.22 | 1,506.96
Z370576 |  | Nalgene ® bottle-top sterile filter units |  | capacity 150 mL, pore size 0.2 μm, fits 45 mm bottle neck | Z370576-12EA | 需要从国外调货，预计到货时间 2015.04.22 | 1,077.57
Z370584 |  | Nalgene ® bottle-top sterile filter units |  | capacity 150 mL, pore size 0.45 μm, fits 45 mm bottle neck | Z370584-12EA | 需要从国外调货，预计到货时间 2015.04.22 | 1,082.25
Z358223 |  | Nalgene ® bottle-top sterile filter units |  | capacity 500 mL, pore size 0.2 μm, fits 45 mm bottle neck | Z358223-12EA | 需要从国外调货，预计到货时间 2015.04.22 | 1,506.96
Z370533 |  | Nalgene ® bottle-top sterile filter units |  | capacity 500 mL, pore size 0.45 μm, fits 45 mm bottle neck | Z370533-12EA | 需要从国外调货，预计到货时间 2015.04.22 | 1,506.96
Z377422 |  | Nalgene ® FastCap ™ bottle-top filter unit |  | pore size 0.2 μm | Z377422-10EA | 需要从国外调货，预计到货时间 2015.04.22 | 2,489.76
Z358231 |  | Nalgene ® filter unit receivers |  | size 150 mL | Z358231-24EA | 需要从国外调货，预计到货时间 2015.04.22 | 1,144.26
Z358258 |  | Nalgene ® filter unit receivers |  | size 250 mL | Z358258-24EA | 需要从国外调货，预计到货时间 2015.04.22 | 1,284.66
Z358266 |  | Nalgene ® filter unit receivers |  | size 500 mL | Z358266-12EA | 需要从国外调货，预计到货时间 2015.04.22 | 827.19
Z358274 |  | Nalgene ® filter unit receivers |  | size 1000 mL | Z358274-12EA | 需要从国外调货，预计到货时间 2015.04.22 | 1,258.92
F2036 |  | Nalgene ® filtration assembly for 47 mm filter |  | autoclavable | F2036-1EA | 需要从国外调货，预计到货时间 2015.04.22 | 2,678.13
F1911 |  | Nalgene ® membrane forceps |  | stainless steel | F1911-1EA | 需要从国外调货，预计到货时间 2015.04.17 | 457.47
Z358282 |  | Nalgene ® syringe filter units, disposable, polyethersulfone (PES) membrane |  | pore size 0.2 μm, diam. 13 mm | Z358282-50EA | 需要从国外调货，预计到货时间 2015.04.22 | 2,193.75
Z377481 |  | Nalgene ® vacuum filtration system |  | capacity 115 mL, pore size 0.2 μm | Z377481-1CS | 需要从国外调货，预计到货时间 2015.04.22 | 1,437.93
Z377503 |  | Nalgene ® vacuum filtration system |  | capacity 115 mL, pore size 0.45 μm | Z377503-1CS | 需要从国外调货，预计到货时间 2015.04.22 | 1,437.93
Z370592 |  | Nalgene ® vacuum filtration system |  | capacity 150 mL, pore size 0.45 μm | Z370592-1CS | 需要从国外调货，预计到货时间 2015.04.22 | 1,137.24
Z370606 |  | Nalgene ® vacuum filtration system |  | capacity 250 mL, pore size 0.2 μm | Z370606-1CS | 需要从国外调货，预计到货时间 2015.04.22 | 1,467.18
Z370614 |  | Nalgene ® vacuum filtration system |  | capacity 250 mL, pore size 0.45 μm | Z370614-1CS | 需要从国外调货，预计到货时间 2015.04.22 | 1,480.05
Z358193 |  | Nalgene ® vacuum filtration system |  | capacity 500 mL, pore size 0.2 μm | Z358193-1CS | 需要从国外调货，预计到货时间 2015.04.22 | 2,462.85
Z370622 |  | Nalgene ® vacuum filtration system |  | capacity 500 mL, pore size 0.45 μm | Z370622-1CS | 需要从国外调货，预计到货时间 2015.04.22 | 2,462.85
Z370649 |  | Nalgene ® vacuum filtration system |  | capacity 500 mL, pore size 0.45 μm | Z370649-1CS | 需要从国外调货，预计到货时间 2015.04.22 | 2,462.85
Z358207 |  | Nalgene ® vacuum filtration system |  | capacity 1,000 mL, pore size 0.2 μm | Z358207-1CS | 需要从国外调货，预计到货时间 2015.04.22 | 3,323.97
Z370657 |  | Nalgene ® vacuum filtration system |  | capacity 1,000 mL, pore size 0.45 μm | Z370657-1CS | 需要从国外调货，预计到货时间 2015.04.22 | 3,350.88
M4664 |  | Nalgene ® vacuum manifold |  | autoclavable | M4664-1EA | 需要从国外调货，预计到货时间 2015.04.22 | 19,913.40
Z131377 |  | Nalgene ® filtering flask |  | capacity 500 mL, stopper size size 7 | Z131377-1EA | 需要从国外调货，预计到货时间 2015.04.22 | 281.97
Z131385 |  | Nalgene ® filtering flask |  | stopper size size 8, capacity 1,000 mL | Z131385-1EA | 需要从国外调货，预计到货时间 2015.04.22 | 448.11
Z269859 |  | Nalgene ® filtering flask |  | capacity 2,000 mL, stopper size size 10 | Z269859-1EA | 需要从国外调货，预计到货时间 2015.04.22 | 537.03
Z720461 |  | Nunc ® EZ Flip ™ conical centrifuge tubes |  | 15 mL conical tube, bulk packed | Z720461-50EA | 需要从国外调货，预计到货时间 2015.04.22 | 483.21
Z720461 |  | Nunc ® EZ Flip ™ conical centrifuge tubes |  | 15 mL conical tube, bulk packed | Z720461-500EA | 需要从国外调货，预计到货时间 2015.04.22 | 2,960.10
Z720488 |  | Nunc ® EZ Flip ™ conical centrifuge tubes |  | 15 mL conical tube, racked | Z720488-50EA | 需要从国外调货，预计到货时间 2015.04.22 | 518.31
Z720488 |  | Nunc ® EZ Flip ™ conical centrifuge tubes |  | 15 mL conical tube, racked | Z720488-500EA | Only 1 left in stock (more on the way) - 详 库存详情： Z720488-500EA Only 1 left in stock (more on the way) 1 国内现货或即将上架，预计发货 从 Shanghai 2015.04.05 | 3,175.38
Z720496 |  | Nunc ® EZ Flip ™ conical centrifuge tubes |  | 50 mL conical tube, bulk packed | Z720496-25EA | 需要从国外调货，预计到货时间 2015.04.22 | 223.47
Z720496 |  | Nunc ® EZ Flip ™ conical centrifuge tubes |  | 50 mL conical tube, bulk packed | Z720496-500EA | 需要从国外调货，预计到货时间 2015.04.22 | 3,309.93
Z720518 |  | Nunc ® EZ Flip ™ conical centrifuge tubes |  | 50 mL conical tube, racked | Z720518-25EA | 需要从国外调货，预计到货时间 2015.04.22 | 256.23
Z720518 |  | Nunc ® EZ Flip ™ conical centrifuge tubes |  | 50 mL conical tube, racked | Z720518-500EA | Only 1 left in stock (more on the way) - 详 库存详情： Z720518-500EA Only 1 left in stock (more on the way) 1 国内现货或即将上架，预计发货 从 Shanghai 2015.04.05 | 3,724.11
T2168 |  | Nalgene ® centrifuge tubes, Oak Ridge Style 3114 |  | nominal capacity 10 mL | T2168-2EA | 需要从国外调货，预计到货时间 2015.04.22 | 1,137.24
T2293 |  | Nalgene ® centrifuge tubes, Oak Ridge Style 3114 |  | nominal capacity 30 mL | T2293-2EA | 需要从国外调货，预计到货时间 2015.04.22 | 1,685.97
T2418 |  | Nalgene ® centrifuge tubes, Oak Ridge Style 3114 |  | nominal capacity 50 mL | T2418-2EA | 需要从国外调货，预计到货时间 2015.04.22 | 1,831.05
Z720380 |  | Nalgene ® centrifuge tubes, Oak Ridge style 3115 |  | nominal capacity 30 mL | Z720380-10EA | 需要从国外调货，预计到货时间 2015.04.22 | 1,688.31
Z720380 |  | Nalgene ® centrifuge tubes, Oak Ridge style 3115 |  | nominal capacity 30 mL | Z720380-100EA | 需要从国外调货，预计到货时间 2015.04.22 | 12,916.80
Z720399 |  | Nalgene ® centrifuge tubes, Oak Ridge style 3115 |  | nominal capacity 50 mL | Z720399-10EA | 需要从国外调货，预计到货时间 2015.04.22 | 2,142.27
Z720399 |  | Nalgene ® centrifuge tubes, Oak Ridge style 3115 |  | nominal capacity 50 mL | Z720399-100EA | 需要从国外调货，预计到货时间 2015.04.22 | 15,268.50
T1543 |  | Nalgene ® centrifuge tubes, Oak Ridge Style 3118 |  | nominal capacity 10 mL | T1543-10EA | 需要从国外调货，预计到货时间 2015.04.22 | 1,322.10
T1668 |  | Nalgene ® centrifuge tubes, Oak Ridge Style 3118 |  | nominal capacity 28 mL | T1668-10EA | 需要从国外调货，预计到货时间 2015.04.22 | 1,386.45
T1793 |  | Nalgene ® centrifuge tubes, Oak Ridge Style 3118 |  | nominal capacity 30 mL | T1793-10EA | 需要从国外调货，预计到货时间 2015.04.22 | 1,432.08
T1918 |  | Nalgene ® centrifuge tubes, Oak Ridge Style 3118 |  | nominal capacity 50 mL | T1918-10EA | 需要从国外调货，预计到货时间 2015.04.22 | 1,640.34
T2043 |  | Nalgene ® centrifuge tubes, Oak Ridge Style 3118 |  | nominal capacity 85 mL | T2043-10EA | 需要从国外调货，预计到货时间 2015.04.22 | 1,985.49
T1043 |  | Nalgene ® centrifuge tubes, Oak Ridge Style 3119 |  | nominal capacity 10 mL | T1043-10EA | 需要从国外调货，预计到货时间 2015.04.17 | 1,075.23
T1168 |  | Nalgene ® centrifuge tubes, Oak Ridge Style 3119 |  | nominal capacity 28 mL | T1168-10EA | 需要从国外调货，预计到货时间 2015.04.22 | 1,209.78
T1293 |  | Nalgene ® centrifuge tubes, Oak Ridge Style 3119 |  | nominal capacity 30 mL | T1293-10EA | 需要从国外调货，预计到货时间 2015.04.22 | 1,209.78
T1418 |  | Nalgene ® centrifuge tubes, Oak Ridge Style 3119 |  | nominal capacity 50 mL | T1418-10EA | 需要从国外调货，预计到货时间 2015.04.22 | 1,436.76
Z720402 |  | Nalgene ® centrifuge tubes, Oak Ridge style 3137 with sealing cap |  | nominal capacity 30 mL | Z720402-10EA | 需要从国外调货，预计到货时间 2015.04.22 | 2,763.54
Z720402 |  | Nalgene ® centrifuge tubes, Oak Ridge style 3137 with sealing cap |  | nominal capacity 30 mL | 产品Z720402已经停产；但是尚有库存。请从以下尚有库存的包装规格中选择。
Z720410 |  | Nalgene ® centrifuge tubes, Oak Ridge style 3137 with sealing cap |  | nominal capacity 50 mL | Z720410-10EA | 需要从国外调货，预计到货时间 2015.04.22 | 3,037.32
Z720410 |  | Nalgene ® centrifuge tubes, Oak Ridge style 3137 with sealing cap |  | nominal capacity 50 mL | Z720410-50EA | 需要从国外调货，预计到货时间 2015.04.22 | 11,249.55
T3043 |  | Nalgene ® centrifuge tubes, Oak Ridge Style 3138 |  | nominal capacity 10 mL | T3043-10EA | 需要从国外调货，预计到货时间 2015.04.22 | 1,468.35
T3168 |  | Nalgene ® centrifuge tubes, Oak Ridge Style 3138 |  | nominal capacity 16 mL | T3168-10EA | 需要从国外调货，预计到货时间 2015.04.22 | 1,820.52
T3293 |  | Nalgene ® centrifuge tubes, Oak Ridge Style 3138 |  | nominal capacity 30 mL | T3293-10EA | 需要从国外调货，预计到货时间 2015.04.22 | 2,404.35
T3418 |  | Nalgene ® centrifuge tubes, Oak Ridge Style 3138 |  | nominal capacity 50 mL | T3418-10EA | 需要从国外调货，预计到货时间 2015.04.22 | 2,583.36
T2543 |  | Nalgene ® centrifuge tubes, Oak Ridge Style 3139 |  | nominal capacity 10 mL | T2543-10EA | 需要从国外调货，预计到货时间 2015.04.22 | 1,856.79
T2668 |  | Nalgene ® centrifuge tubes, Oak Ridge Style 3139 |  | nominal capacity 16 mL | T2668-10EA | 需要从国外调货，预计到货时间 2015.04.22 | 2,198.43
T2793 |  | Nalgene ® centrifuge tubes, Oak Ridge Style 3139 |  | nominal capacity 30 mL | T2793-10EA | 需要从国外调货，预计到货时间 2015.04.22 | 2,074.41
T2918 |  | Nalgene ® centrifuge tubes, Oak Ridge Style 3139 |  | nominal capacity 50 mL | T2918-10EA | 需要从国外调货，预计到货时间 2015.04.22 | 3,244.41
Z720437 |  | Nalgene ® centrifuge tubes, Oak Ridge style 3148 |  | nominal capacity 35 mL | Z720437-100EA | 需要从国外调货，预计到货时间 2015.04.22 | 10,682.10
Z720437 |  | Nalgene ® centrifuge tubes, Oak Ridge style 3148 |  | nominal capacity 35 mL | Z720437-10EA | 需要从国外调货，预计到货时间 2015.04.22 | 1,442.61
T3918 |  | Nalgene ® centrifuge tubes, Round Style 3117 |  | nominal capacity 12 mL | T3918-10EA | 需要从国外调货，预计到货时间 2015.04.22 | 513.63
T4043 |  | Nalgene ® centrifuge tubes, Round Style 3117 |  | nominal capacity 15 mL | T4043-10EA | 需要从国外调货，预计到货时间 2015.04.22 | 539.37
T4168 |  | Nalgene ® centrifuge tubes, Round Style 3117 |  | nominal capacity 16 mL | T4168-10EA | 需要从国外调货，预计到货时间 2015.04.22 | 527.67
T4418 |  | Nalgene ® centrifuge tubes, Round Style 3117 |  | nominal capacity 38 mL | T4418-10EA | 需要从国外调货，预计到货时间 2015.04.22 | 582.66
T4543 |  | Nalgene ® centrifuge tubes, Round Style 3117 |  | nominal capacity 50 mL | T4543-10EA | 需要从国外调货，预计到货时间 2015.04.22 | 604.89
T4668 |  | Nalgene ® centrifuge tubes, Round Style 3117 |  | nominal capacity 50 mL | T4668-10EA | 需要从国外调货，预计到货时间 2015.04.22 | 678.60
T4793 |  | Nalgene ® centrifuge tubes, Round Style 3117 |  | nominal capacity 100 mL | T4793-10EA | 需要从国外调货，预计到货时间 2015.04.22 | 1,384.11
C5937 |  | Nalgene ® sealing cap assembly |  | For T 2168 | C5937-2EA | 需要从国外调货，预计到货时间 2015.04.22 | 242.19
C5937 |  | Nalgene ® sealing cap assembly |  | For T 2168 | 产品C5937已经停产；但是尚有库存。请从以下尚有库存的包装规格中选择。
C6062 |  | Nalgene ® sealing cap assembly |  | For T 2293 | C6062-2EA | 需要从国外调货，预计到货时间 2015.04.22 | 343.98
C6187 |  | Nalgene ® sealing cap assembly |  | For T 2418 | C6187-2EA | 需要从国外调货，预计到货时间 2015.04.22 | 403.65
C6312 |  | Nalgene ® sealing cap assembly |  | For B 1033, B 0408, B 0533 | C6312-2EA | 需要从国外调货，预计到货时间 2015.04.22 | 510.12
C7312 |  | Nalgene ® sealing caps |  | For T1668, T1793, T1168, T1293, T3293, T2793 | C7312-10EA | 需要从国外调货，预计到货时间 2015.04.22 | 1,359.54
C7437 |  | Nalgene ® sealing caps |  | For T1918, T1418, T3418, T2918 | C7437-10EA | 需要从国外调货，预计到货时间 2015.04.22 | 1,628.64
C7687 |  | Nalgene ® sealing caps |  | For B1408, B1533, B0783, B0908, B2033, B1783 | C7687-2EA | 需要从国外调货，预计到货时间 2015.04.22 | 450.45
B1033 |  | Nalgene ® centrifuge bottles, style 3120 |  | nominal capacity 250 mL | B1033-4EA | 需要从国外调货，预计到货时间 2015.04.22 | 753.48
B1283 |  | Nalgene ® centrifuge bottles, style 3120 |  | nominal capacity 500 mL | B1283-4EA | 需要从国外调货，预计到货时间 2015.04.22 | 869.31
B1408 |  | Nalgene ® centrifuge bottles, style 3120 |  | nominal capacity 1000 mL | B1408-4EA | 需要从国外调货，预计到货时间 2015.04.22 | 1,739.79
B1533 |  | Nalgene ® centrifuge bottles, style 3120 |  | nominal capacity 1000 mL, for IEC rotors | B1533-4EA | 需要从国外调货，预计到货时间 2015.04.22 | 1,839.24
B0408 |  | Nalgene ® centrifuge bottles, Style 3122 |  | nominal capacity 250 mL | B0408-4EA | 需要从国外调货，预计到货时间 2015.04.17 | 1,092.78
B0658 |  | Nalgene ® centrifuge bottles, Style 3122 |  | nominal capacity 500 mL | B0658-4EA | 需要从国外调货，预计到货时间 2015.04.22 | 1,729.26
B0908 |  | Nalgene ® centrifuge bottles, Style 3122 |  | nominal capacity 1000 mL | B0908-4EA | 需要从国外调货，预计到货时间 2015.04.22 | 2,328.30
B0783 |  | Nalgene ® centrifuge bottles, Style 3122 |  | nominal capacity 1000 mL, for IEC rotors | B0783-4EA | 需要从国外调货，预计到货时间 2015.04.22 | 2,447.64
A2566 |  | Nalgene ® centrifuge bottles, Style 3122 |  | LDPE adapter | A2566-6EA | 需要从国外调货，预计到货时间 2015.04.22 | 1,400.49
B1908 |  | Nalgene ® centrifuge bottles, wide-mouth with sealing caps Style 3140 |  | nominal capacity 250 mL | B1908-4EA | 需要从国外调货，预计到货时间 2015.04.22 | 1,848.60
B2033 |  | Nalgene ® centrifuge bottles, wide-mouth with sealing caps Style 3140 |  | nominal capacity 500 mL | B2033-4EA | 需要从国外调货，预计到货时间 2015.04.22 | 2,267.46
Z353736 |  | Nalgene ® centrifuge bottles, wide-mouth with sealing caps Style 3141 |  | nominal capacity 250 mL | Z353736-4EA | 需要从国外调货，预计到货时间 2015.04.22 | 1,608.75
Z353744 |  | Nalgene ® centrifuge bottles, wide-mouth with sealing caps Style 3141 |  | nominal capacity 500 mL | Z353744-4EA | 需要从国外调货，预计到货时间 2015.04.22 | 2,118.87
Z720755 |  | Nunc ® Bank-It vial accessory |  | storage box | Z720755-48EA | 需要从国外调货，预计到货时间 2015.04.22 | 7,213.05
Z720623 |  | Nunc ® Bank-It vials |  | volume 1.0 mL, uncoded | Z720623-192EA | 需要从国外调货，预计到货时间 2015.04.22 | 1,625.13
Z720623 |  | Nunc ® Bank-It vials |  | volume 1.0 mL, uncoded | 产品Z720623已经停产；但是尚有库存。请从以下尚有库存的包装规格中选择。
Z720666 |  | Nunc ® Bank-It vials |  | volume 0.5 mL, 2d coded | Z720666-960EA | 需要从国外调货，预计到货时间 2015.04.22 | 8,909.55
Z720607 |  | Nunc ® Cryobank vials |  | volume 1.0 mL, uncoded, racked | Z720607-192EA | 需要从国外调货，预计到货时间 2015.04.22 | 1,688.31
Z720607 |  | Nunc ® Cryobank vials |  | volume 1.0 mL, uncoded, racked | 产品Z720607已经停产；但是尚有库存。请从以下尚有库存的包装规格中选择。
Z720631 |  | Nunc ® Cryobank vials |  | volume 0.5 mL, 2d coded, racked | Z720631-960EA | 需要从国外调货，预计到货时间 2015.04.22 | 8,909.55
Z720631 |  | Nunc ® Cryobank vials |  | volume 0.5 mL, 2d coded, racked | 产品Z720631已经停产；但是尚有库存。请从以下尚有库存的包装规格中选择。
Z720682 |  | Nunc ® Cryobank vials |  | volume 1.0 mL, 2d coded, racked | Z720682-960EA | 需要从国外调货，预计到货时间 2015.04.22 | 10,372.05
Z720682 |  | Nunc ® Cryobank vials |  | volume 1.0 mL, 2d coded, racked | 产品Z720682已经停产；但是尚有库存。请从以下尚有库存的包装规格中选择。
I6156 |  | Nunc ® CryoLine ™ Cryocolor Coders for vials |  | assorted colors | I6156-1CS | 需要从国外调货，预计到货时间 2015.04.22 | 2,045.16
I6156 |  | Nunc ® CryoLine ™ Cryocolor Coders for vials |  | assorted colors | I6156-500EA | 需要从国外调货，预计到货时间 2015.04.22 | 690.30
R1277 |  | Nunc ® CryoTube ® racks |  | CryoTube rack holds 40 cryogenic tubes, 1 rack/pk | R1277-1EA | 需要从国外调货，预计到货时间 2015.04.22 | 672.75
B0293 |  | Nunc ® MAX-100 Cryostore storage boxes |  | MAX-100 w/ 10 x 10 divider, for cryovial size 1.0-1.8mL, 24/cs | B0293-1CS | 需要从国外调货，预计到货时间 2015.04.22 | 4,440.15
B4183 |  | Nunc ® Storage Boxes for CryoLine ™ | Nunc ® Storage Boxes for Nunc CryoTubes ® | storage box holding 25 tubes, for cryovials sized 1.0-1.8 mL | B4183-1CS | 需要从国外调货，预计到货时间 2015.04.22 | 1,856.79
B0543 |  | Nunc ® Storage Boxes for CryoLine ™ | Nunc ® Storage Boxes for Nunc CryoTubes ® | storage box holding 81 tubes, for cryovials sized 1.0-1.8 mL | B0543-1CS | 需要从国外调货，预计到货时间 2015.04.22 | 539.37
C3236 |  | Nunc ® CryoTubes ® storage cane |  | storage cane for cryotubes, aluminum, 50/cs | C3236-50EA | 需要从国外调货，预计到货时间 2015.04.22 | 1,003.86
V7384 |  | Nunc ® CryoTubes ® |  | cryogenic vial, 1.0 mL, internal thread, conical bottom, free standing, 2000/cs | V7384-1CS | 需要从国外调货，预计到货时间 2015.04.22 | 17,105.40
V7509 |  | Nunc ® CryoTubes ® |  | cryogenic vial, 1.0 mL, internal thread, conical bottom, starfoot, free standing, 2000/cs | V7509-1CS | 需要从国外调货，预计到货时间 2015.04.22 | 16,614.00
V7509 |  | Nunc ® CryoTubes ® |  | cryogenic vial, 1.0 mL, internal thread, conical bottom, starfoot, free standing, 2000/cs | V7509-500EA | 需要从国外调货，预计到货时间 2015.04.22 | 5,772.78
V7634 |  | Nunc ® CryoTubes ® |  | cryogenic vial, 1.8 mL, internal thread, round bottom | V7634-500EA | 需要从国外调货，预计到货时间 2015.04.22 | 5,772.78
V7759 |  | Nunc ® CryoTubes ® |  | cryogenic vial, 1.8 mL, internal thread, round bottom, free standing, 1800/cs | V7759-1CS | 需要从国外调货，预计到货时间 2015.04.22 | 15,362.10
V7884 |  | Nunc ® CryoTubes ® |  | cryogenic vial, 1.8 mL, internal thread, round bottom, starfoot, free standing | V7884-450EA | 需要从国外调货，预计到货时间 2015.04.17 | 5,185.44
V8009 |  | Nunc ® CryoTubes ® |  | cryogenic vial, 3.6 mL, internal thread, round bottom, 400/pk | V8009-1PAK | 需要从国外调货，预计到货时间 2015.04.22 | 6,119.10
V8134 |  | Nunc ® CryoTubes ® |  | cryogenic vial, 3.6 mL, internal thread, round bottom, starfoot, freestanding, 1600/cs | V8134-1PAK | 需要从国外调货，预计到货时间 2015.06.04 | 18,135.00
V8134 |  | Nunc ® CryoTubes ® |  | cryogenic vial, 3.6 mL, internal thread, round bottom, starfoot, freestanding, 1600/cs | V8134-1600EA | 需要从国外调货，预计到货时间 2015.04.22 | 12,027.60
V8259 |  | Nunc ® CryoTubes ® |  | cryogenic vial, 4.5 mL, internal thread, round bottom, 1200/cs | V8259-1CS | 需要从国外调货，预计到货时间 2015.04.22 | 15,982.20
V8384 |  | Nunc ® CryoTubes ® |  | cryogenic vial, 4.5 mL, internal thread, round bottom, starfoot, freestanding, 1200/cs | V8384-1200EA | 需要从国外调货，预计到货时间 2015.04.22 | 9,283.95
Z763640 |  | Nunc ® CryoTubes ® |  | working volume 4.5 mL, round bottom | Z763640-1200EA | 需要从国外调货，预计到货时间 2015.04.22 | 15,982.20
Z763640 |  | Nunc ® CryoTubes ® |  | working volume 4.5 mL, round bottom | Z763640-300EA | 需要从国外调货，预计到货时间 2015.04.22 | 5,396.04
Z763659 |  | Nunc ® CryoTubes ® |  | working volume 1.0 mL, conical bottom (free standing) | Z763659-500EA | 需要从国外调货，预计到货时间 2015.04.22 | 5,772.78
Z763659 |  | Nunc ® CryoTubes ® |  | working volume 1.0 mL, conical bottom (free standing) | Z763659-2000EA | 需要从国外调货，预计到货时间 2015.04.22 | 17,105.40
Z763667 |  | Nunc ® CryoTubes ® |  | working volume 1.0 mL, conical bottom (starfoot, free standing) | Z763667-500EA | 需要从国外调货，预计到货时间 2015.04.22 | 5,772.78
Z763667 |  | Nunc ® CryoTubes ® |  | working volume 1.0 mL, conical bottom (starfoot, free standing) | Z763667-2000EA | 需要从国外调货，预计到货时间 2015.04.22 | 17,105.40
Z763675 |  | Nunc ® CryoTubes ® |  | working volume 4.5 mL, round bottom (starfoot, free standing) | Z763675-1200EA | 需要从国外调货，预计到货时间 2015.04.22 | 15,982.20
Z763675 |  | Nunc ® CryoTubes ® |  | working volume 4.5 mL, round bottom (starfoot, free standing) | Z763675-300EA | 需要从国外调货，预计到货时间 2015.04.22 | 5,396.04
Z763683 |  | Nunc ® CryoTubes ® |  | working volume 3.6 mL, round bottom (starfoot, free standing) | Z763683-400EA | 需要从国外调货，预计到货时间 2015.04.22 | 6,119.10
Z763683 |  | Nunc ® CryoTubes ® |  | working volume 3.6 mL, round bottom (starfoot, free standing) | Z763683-1600EA | 需要从国外调货，预计到货时间 2015.04.22 | 17,561.70
Z688657 |  | Nunclon ® Δ tube with flat side |  | surface area 5.5 cm 2 , sterile | Z688657-450EA | 需要从国外调货，预计到货时间 2015.04.23 | 6,189.30
Z688673 |  | Nunc ® 96 DeepWell ™ filter plate |  | glass fiber 96 well filter (binding) plate, 1.3 mL, 50/cs | Z688673-50EA | 需要从国外调货，预计到货时间 2015.04.23 | 19,398.60
Z688681 |  | Nunc ® 96 DeepWell ™ filter plate |  | fritted 96 DeepWell ™ filter plate, 1.3 mL, 50/cs | Z688681-50EA | 需要从国外调货，预计到货时间 2015.04.23 | 10,752.30
Z688703 |  | Nunc ® 96 DeepWell ™ filter plate |  | unfritted 96 DeepWell ™ filter plate, 1.3 mL, 50/cs | Z688703-50EA | 需要从国外调货，预计到货时间 2015.04.23 | 8,113.95
Z688711 |  | Nunc ® 96 DeepWell ™ plate, non-treated |  | 1.0 mL/well, non-sterile, clear, 32/cs | Z688711-32CS | 需要从国外调货，预计到货时间 2015.04.23 | 2,583.36
Z688711 |  | Nunc ® 96 DeepWell ™ plate, non-treated |  | 1.0 mL/well, non-sterile, clear, 32/cs | 产品Z688711已经停产；但是尚有库存。请从以下尚有库存的包装规格中选择。
Z688738 |  | Nunc ® 96 DeepWell ™ plate, non-treated |  | 1.0 mL/well, sterile, clear, 32/cs | Z688738-32EA | 需要从国外调货，预计到货时间 2015.04.23 | 2,717.91
Z707171 |  | Ohaus ® Adventurer ® Pro balance |  | Ohaus AV412, AC input 120 V | 价格与库存信息目前不能提供有问题？联系人技术支持
Z707198 |  | Ohaus ® Adventurer ® Pro balance |  | Ohaus AV812, AC input 120 V | 价格与库存信息目前不能提供有问题？联系人技术支持
Z707201 |  | Ohaus ® Adventurer ® Pro balance |  | Ohaus AV2101, AC input 120 V | 价格与库存信息目前不能提供有问题？联系人技术支持
Z707228 |  | Ohaus ® Adventurer ® Pro balance |  | Ohaus AV4101, AC input 120 V | 价格与库存信息目前不能提供有问题？联系人技术支持
Z707236 |  | Ohaus ® Adventurer ® Pro balance |  | Ohaus AV8101, AC input 120 V | 价格与库存信息目前不能提供有问题？联系人技术支持
Z673293 |  | Ohaus ® Adventurer ® Pro balance |  | Ohaus AV213, AC input 120 V | 价格与库存信息目前不能提供有问题？联系人技术支持
Z673285 |  | Ohaus ® Adventurer ® Pro balance |  | Ohaus AV213, AC input 230 V | Z673285EU-1EA | 需要从国外调货，预计到货时间 2015.04.22 | 39,195.00
Z673285 |  | Ohaus ® Adventurer ® Pro balance |  | Ohaus AV213, AC input 230 V | Z673285GB-1EA | 需要从国外调货，预计到货时间 2015.04.22 | 0.00
Z673307 |  | Ohaus ® Discoverysemi-micro analytical balances | Ohaus ® Discovery semi-micro analytical balance | Ohaus DV114C, AC input 110 V | 价格与库存信息目前不能提供有问题？联系人技术支持
Z673315 |  | Ohaus ® Discoverysemi-micro analytical balances | Ohaus ® Discovery semi-micro analytical balance | Ohaus DV214C, AC input 110 V | 价格与库存信息目前不能提供有问题？联系人技术支持
Z707082 |  | Ohaus ® Scout ® Pro balance |  | SP202, AC input 120 V | 价格与库存信息目前不能提供有问题？联系人技术支持
Z707090 |  | Ohaus ® Scout ® Pro balance |  | SP402, AC input 120 V | 价格与库存信息目前不能提供有问题？联系人技术支持
Z707104 |  | Ohaus ® Scout ® Pro balance |  | SP401, AC input 120 V | 价格与库存信息目前不能提供有问题？联系人技术支持
Z707112 |  | Ohaus ® Scout ® Pro balance |  | SP601, AC input 120 V | 价格与库存信息目前不能提供有问题？联系人技术支持
Z707120 |  | Ohaus ® Scout ® Pro balance |  | SP2001, AC input 120 V | 价格与库存信息目前不能提供有问题？联系人技术支持
Z707139 |  | Ohaus ® Scout ® Pro balance |  | SP4001, AC input 120 V | 价格与库存信息目前不能提供有问题？联系人技术支持
Z359718 |  | Polaroid ® GelCam ® camera accessory |  | Electrophoresis hood with filter holder, diag. 7 in. | Z359718-1EA | 需要从国外调货，预计到货时间 2015.04.22 | 1,549.08
Z359718 |  | Polaroid ® GelCam ® camera accessory |  | Electrophoresis hood with filter holder, diag. 7 in. | 产品Z359718已经停产；但是尚有库存。请从以下尚有库存的包装规格中选择。
Z709859 |  | Sartorius pipette tips |  | volume range 0.2-10 μL, standard, racked, non-sterile | Z709859-960EA | 需要从国外调货，预计到货时间 2015.04.22 | 986.31
Z709867 |  | Sartorius pipette tips |  | volume range 0.2-10 μL, standard, racked, sterile | Z709867-960EA | 需要从国外调货，预计到货时间 2015.04.22 | 1,380.60
Z709913 |  | Sartorius pipette tips |  | volume range 5-350 μL, standard, racked, non-sterile | Z709913-960EA | 需要从国外调货，预计到货时间 2015.04.22 | 905.58
Z709921 |  | Sartorius pipette tips |  | volume range 5-350 μL, standard, racked, sterile | Z709921-960EA | 需要从国外调货，预计到货时间 2015.04.22 | 1,168.83
Z709956 |  | Sartorius pipette tips |  | volume range 10-1000 μL, standard, racked, non-sterile | Z709956-960EA | 需要从国外调货，预计到货时间 2015.04.22 | 844.74
Z709964 |  | Sartorius pipette tips |  | volume range 10-1000 μL, standard, racked, sterile | Z709964-960EA | 需要从国外调货，预计到货时间 2015.04.22 | 1,083.42
Z710008 |  | Sartorius pipette tips |  | volume range 50-1200 μL, standard, racked, non-sterile | Z710008-960EA | 需要从国外调货，预计到货时间 2015.04.22 | 966.42
Z710016 |  | Sartorius pipette tips |  | volume range 50-1200 μL, standard, racked, sterile | Z710016-960EA | 需要从国外调货，预计到货时间 2015.04.22 | 1,380.60
T8323 |  | Sartorius pipette tips |  | volume range 0.5-200 μL, standard, bulk packed, non-sterile | T8323-1PAK | 需要从国外调货，预计到货时间 2015.04.22 | 450.45
T8323 |  | Sartorius pipette tips |  | volume range 0.5-200 μL, standard, bulk packed, non-sterile | 产品T8323已经停产；但是尚有库存。请从以下尚有库存的包装规格中选择。
T7323 |  | Sartorius pipette tips |  | volume range 50-1200 μL, standard, bulk packed, non-sterile | T7323-1PAK | 需要从国外调货，预计到货时间 2015.04.22 | 676.26
T6948 |  | Sartorius pipette tips |  | volume range 100-5000 μL, standard, bulk packed, non-sterile | T6948-1PAK | 需要从国外调货，预计到货时间 2015.04.22 | 352.17
Z709980 |  | Sartorius pipette tips |  | volume range 10-1000 μL, wide-bore, racked, non-sterile | Z709980-960EA | 需要从国外调货，预计到货时间 2015.04.22 | 905.58
Z709999 |  | Sartorius pipette tips |  | volume range 10-1000 μL, wide-bore, racked, sterile | Z709999-960EA | 需要从国外调货，预计到货时间 2015.04.22 | 1,168.83
Z709875 |  | Sartorius pipette tips |  | volume range 0.2-10 μL, standard, refill, non-sterile | Z709875-960EA | 需要从国外调货，预计到货时间 2015.04.22 | 661.05
Z709948 |  | Sartorius pipette tips |  | volume range 5-350 μL, standard, refill, non-sterile | Z709948-960EA | 需要从国外调货，预计到货时间 2015.04.17 | 587.34
Z709972 |  | Sartorius pipette tips |  | volume range 10-1000 μL, standard, refill, non-sterile | Z709972-960EA | 需要从国外调货，预计到货时间 2015.04.22 | 506.61
Z710024 |  | Sartorius pipette tips |  | volume range 50-1200 μL, standard, refill, non-sterile | Z710024-960EA | 需要从国外调货，预计到货时间 2015.04.22 | 661.05
Z710032 |  | Sartorius pipette tips |  | boxed for refill system for 10, 300 and 350 uL | Z710032-10EA | 需要从国外调货，预计到货时间 2015.04.22 | 152.10
Z710040 |  | Sartorius pipette tips |  | boxed for refill system for 1000 and 1200 uL | Z710040-10EA | 需要从国外调货，预计到货时间 2015.04.22 | 152.10
P7864 |  | Sartorius Proline ® mechanical adjustable volume pipettor |  | 20-200 μL volume | P7864-1EA | 需要从国外调货，预计到货时间 2015.04.22 | 3,666.78
Z757330 |  | Sartorius Proline ® Plus mechanical pippettor |  | single channel, volume 0.1-3 μL | Z757330-1EA | 需要从国外调货，预计到货时间 2015.04.22 | 3,211.65
Z757349 |  | Sartorius Proline ® Plus mechanical pippettor |  | single channel, volume 0.5-10 μL | Z757349-1EA | 需要从国外调货，预计到货时间 2015.04.22 | 3,211.65
Z757357 |  | Sartorius Proline ® Plus mechanical pippettor |  | single channel, volume 12-20 μL | Z757357-1EA | 需要从国外调货，预计到货时间 2015.04.22 | 3,211.65
Z757365 |  | Sartorius Proline ® Plus mechanical pippettor |  | single channel, volume 5-50 μL | Z757365-1EA | 需要从国外调货，预计到货时间 2015.04.22 | 3,211.65
Z757373 |  | Sartorius Proline ® Plus mechanical pippettor |  | single channel, volume 10-100 μL | Z757373-1EA | 需要从国外调货，预计到货时间 2015.04.22 | 3,211.65
Z757381 |  | Sartorius Proline ® Plus mechanical pippettor |  | single channel, volume 20-200 μL | Z757381-1EA | 需要从国外调货，预计到货时间 2015.04.22 | 3,211.65
Z757403 |  | Sartorius Proline ® Plus mechanical pippettor |  | single channel, volume 100-1000 μL | Z757403-1EA | 需要从国外调货，预计到货时间 2015.04.22 | 3,211.65
Z757411 |  | Sartorius Proline ® Plus mechanical pippettor |  | single channel, volume 500-5000 μL | Z757411-1EA | 需要从国外调货，预计到货时间 2015.04.22 | 3,211.65
Z757438 |  | Sartorius Proline ® Plus mechanical pippettor |  | single channel, volume 1-10 mL | Z757438-1EA | 需要从国外调货，预计到货时间 2015.04.22 | 3,211.65
Z757446 |  | Sartorius Proline ® Plus multichannel mechanical pippettor |  | 8-channel, volume 0.5-10 μL | Z757446-1EA | 需要从国外调货，预计到货时间 2015.04.22 | 8,897.85
Z757454 |  | Sartorius Proline ® Plus multichannel mechanical pippettor |  | 8-channel, volume 10-100 μL | Z757454-1EA | 需要从国外调货，预计到货时间 2015.04.22 | 8,897.85
Z757462 |  | Sartorius Proline ® Plus multichannel mechanical pippettor |  | 8-channel, volume 30-300 μL | Z757462-1EA | 需要从国外调货，预计到货时间 2015.04.22 | 8,897.85
Z757470 |  | Sartorius Proline ® Plus multichannel mechanical pippettor |  | 12-channel, volume 0.5-10 μL | Z757470-1EA | 需要从国外调货，预计到货时间 2015.04.22 | 10,898.55
Z757489 |  | Sartorius Proline ® Plus multichannel mechanical pippettor |  | 12-channel, volume 10-100 μL | Z757489-1EA | 需要从国外调货，预计到货时间 2015.04.22 | 10,898.55
Z757497 |  | Sartorius Proline ® Plus multichannel mechanical pippettor |  | 12-channel, volume 30-300 μL | Z757497-1EA | 需要从国外调货，预计到货时间 2015.04.22 | 10,898.55
C9112 |  | Sartorius eLINE ® charging stands |  | four place charging stand, AC input 110 V | 价格与库存信息目前不能提供有问题？联系人技术支持
E5778 |  | Sartorius eLINE ® charging stands |  | single place charging stand, AC input 110 V | 价格与库存信息目前不能提供有问题？联系人技术支持
Z709719 |  | Sartorius eLINE ® multichannel electronic pipettor |  | volume 0.2-10 μL, 8 channel with USA plug | 价格与库存信息目前不能提供有问题？联系人技术支持
Z709727 |  | Sartorius eLINE ® multichannel electronic pipettor |  | volume 5-120 μL, 8 channel with USA plug | 价格与库存信息目前不能提供有问题？联系人技术支持
Z709735 |  | Sartorius eLINE ® multichannel electronic pipettor |  | volume 10-300 μL, 8 channel with USA plug | 价格与库存信息目前不能提供有问题？联系人技术支持
Z709743 |  | Sartorius eLINE ® multichannel electronic pipettor |  | volume 50-1200 μL, 8 channel with USA plug | 价格与库存信息目前不能提供有问题？联系人技术支持
Z654604 |  | Sartorius eLINE ® multichannel electronic pipettor |  | volume 0.2-10 μL, 8 channel with Euro/UK plug | Z654604-1EA | 需要从国外调货，预计到货时间 2015.06.04 | 15,795.00
Z654612 |  | Sartorius eLINE ® multichannel electronic pipettor |  | volume 5-120 μL, 8 channel with Euro/UK plug | Z654612-1EA | 需要从国外调货，预计到货时间 2015.06.04 | 15,795.00
Z654620 |  | Sartorius eLINE ® multichannel electronic pipettor |  | volume 10-300 μL, 8 channel with Euro/UK plug | Z654620-1EA | 需要从国外调货，预计到货时间 2015.06.04 | 15,795.00
Z654639 |  | Sartorius eLINE ® multichannel electronic pipettor |  | volume 50-1200 μL, 8 channel with Euro/UK plug | 价格与库存信息目前不能提供有问题？联系人技术支持
Z709808 |  | Sartorius eLINE ® multichannel electronic pipettor |  | volume 0.2-10 μL, 12 channel with USA plug | 价格与库存信息目前不能提供有问题？联系人技术支持
Z709816 |  | Sartorius eLINE ® multichannel electronic pipettor |  | volume 5-120 μL, 12 channel with USA plug | 价格与库存信息目前不能提供有问题？联系人技术支持
Z709824 |  | Sartorius eLINE ® multichannel electronic pipettor |  | volume 10-300 μL, 12 channel with USA plug | 价格与库存信息目前不能提供有问题？联系人技术支持
Z709832 |  | Sartorius eLINE ® multichannel electronic pipettor |  | volume 50-1200 μL, 12 channel with USA plug | 价格与库存信息目前不能提供有问题？联系人技术支持
Z654647 |  | Sartorius eLINE ® multichannel electronic pipettor |  | volume 0.2-10 μL, 12 channel with Euro/UK plug | Z654647-1EA | 需要从国外调货，预计到货时间 2015.06.04 | 18,790.20
Z654655 |  | Sartorius eLINE ® multichannel electronic pipettor |  | volume 5-120 μL, 12 channel with Euro/UK plug | 价格与库存信息目前不能提供有问题？联系人技术支持
Z654663 |  | Sartorius eLINE ® multichannel electronic pipettor |  | volume 10-300 μL, 12 channel with Euro/UK plug | Z654663-1EA | 需要从国外调货，预计到货时间 2015.06.04 | 18,790.20
Z654671 |  | Sartorius eLINE ® multichannel electronic pipettor |  | volume 50-1200 μL, 12 channel with Euro/UK plug | Z654671-1EA | 需要从国外调货，预计到货时间 2015.06.04 | 18,790.20
Z757594 |  | Sartorius eLINE ® multichannel electronic pipettor |  | 8-channel, without adapter, volume 0.2-10 μL | Z757594-1EA | 需要从国外调货，预计到货时间 2015.04.22 | 15,795.00
Z757594 |  | Sartorius eLINE ® multichannel electronic pipettor |  | 8-channel, without adapter, volume 0.2-10 μL | 产品Z757594已经停产；但是尚有库存。请从以下尚有库存的包装规格中选择。
Z757608 |  | Sartorius eLINE ® multichannel electronic pipettor |  | 8-channel, without adapter, volume 5-120 μL | Z757608-1EA | 需要从国外调货，预计到货时间 2015.04.22 | 15,795.00
Z757616 |  | Sartorius eLINE ® multichannel electronic pipettor |  | 8-channel, without adapter, volume 10-300 μL | Z757616-1EA | 需要从国外调货，预计到货时间 2015.04.22 | 15,795.00
Z757624 |  | Sartorius eLINE ® multichannel electronic pipettor |  | 8-channel, without adapter, volume 50-1200 μL | Z757624-1EA | 需要从国外调货，预计到货时间 2015.04.22 | 15,795.00
Z757632 |  | Sartorius eLINE ® multichannel electronic pipettor |  | 12-channel, without adapter, volume 0.2-10 μL | Z757632-1EA | 需要从国外调货，预计到货时间 2015.04.22 | 17,631.90
Z757640 |  | Sartorius eLINE ® multichannel electronic pipettor |  | 12-channel, without adapter, volume 5-120 μL | Z757640-1EA | 需要从国外调货，预计到货时间 2015.04.22 | 17,631.90
Z757659 |  | Sartorius eLINE ® multichannel electronic pipettor |  | 12-channel, without adapter, volume 10-300 μL | Z757659-1EA | 需要从国外调货，预计到货时间 2015.04.22 | 17,631.90
Z757667 |  | Sartorius eLINE ® multichannel electronic pipettor |  | 12-channel, without adapter, volume 50-1200 μL | Z757667-1EA | 需要从国外调货，预计到货时间 2015.04.22 | 17,280.90
P7868 |  | Sartorius eLINE ® single channel electronic pipettor |  | volume 0.2-10 μL, AC input 110 V, US 2-pin plug | 价格与库存信息目前不能提供有问题？联系人技术支持
E4403 |  | Sartorius eLINE ® single channel electronic pipettor |  | volume 5-120 μL, AC input 110 V, US 2-pin plug | 价格与库存信息目前不能提供有问题？联系人技术支持
E4903 |  | Sartorius eLINE ® single channel electronic pipettor |  | volume 10-300 μL, AC input 110 V, US 2-pin plug | 价格与库存信息目前不能提供有问题？联系人技术支持
E5403 |  | Sartorius eLINE ® single channel electronic pipettor |  | volume 50-1000 μL, AC input 110 V, US 2-pin plug | 价格与库存信息目前不能提供有问题？联系人技术支持
E4278 |  | Sartorius eLINE ® single channel electronic pipettor |  | volume 5-120 μL, AC input 230 V | E4278-1EA | 需要从国外调货，预计到货时间 2015.04.22 | 9,804.60
E4778 |  | Sartorius eLINE ® single channel electronic pipettor |  | volume 10-300 μL, AC input 230 V | E4778-1EA | 需要从国外调货，预计到货时间 2015.04.22 | 9,997.65
E5278 |  | Sartorius eLINE ® single channel electronic pipettor |  | volume 50-1000 μL, AC input 230 V | E5278-1EA | 需要从国外调货，预计到货时间 2015.04.22 | 9,997.65
Z757500 |  | Sartorius eLINE ® single channel electronic pipettor |  | volume 0.1-5 μL, without adapter | Z757500-1EA | 需要从国外调货，预计到货时间 2015.04.22 | 9,178.65
Z757500 |  | Sartorius eLINE ® single channel electronic pipettor |  | volume 0.1-5 μL, without adapter | 产品Z757500已经停产；但是尚有库存。请从以下尚有库存的包装规格中选择。
Z757519 |  | Sartorius eLINE ® single channel electronic pipettor |  | volume 0.1-5 μL, with universal adapter | Z757519-1EA | 需要从国外调货，预计到货时间 2015.04.22 | 9,997.65
Z757527 |  | Sartorius eLINE ® single channel electronic pipettor |  | volume 0.2-10 μL, without adapter | Z757527-1EA | 需要从国外调货，预计到货时间 2015.04.22 | 9,178.65
Z757535 |  | Sartorius eLINE ® single channel electronic pipettor |  | volume 5-120 μL, without adapter | Z757535-1EA | 需要从国外调货，预计到货时间 2015.04.22 | 9,178.65
Z757551 |  | Sartorius eLINE ® single channel electronic pipettor |  | volume 50-1000 μL, without adapter | Z757551-1EA | 需要从国外调货，预计到货时间 2015.04.22 | 9,178.65
Z757586 |  | Sartorius eLINE ® single channel electronic pipettor |  | volume 100-5000 μL, with universal adaptor | Z757586-1EA | 需要从国外调货，预计到货时间 2015.04.22 | 9,997.65
P9243 |  | Sartorius ePET ® multichannel electronic pipettor |  | volume 5-100 μL, 12 channel with USA plug | 价格与库存信息目前不能提供有问题？联系人技术支持
Z645427 |  | Sartorius mLINE ® mechanical pipettor |  | Single channel, 0.1-3.0 μL volume | Z645427-1EA | 需要从国外调货，预计到货时间 2015.04.22 | 4,956.12
Z709530 |  | Sartorius mLINE ® mechanical pipettor |  | Single channel, 0.5-10 μL volume | Z709530-1EA | 需要从国外调货，预计到货时间 2015.04.22 | 4,956.12
Z635146 |  | Sartorius mLINE ® mechanical pipettor |  | Single channel, 2-20 μL volume | Z635146-1EA | 需要从国外调货，预计到货时间 2015.04.22 | 4,956.12
Z709549 |  | Sartorius mLINE ® mechanical pipettor |  | Single channel, 10-100 μL volume | Z709549-1EA | 需要从国外调货，预计到货时间 2015.04.22 | 4,956.12
Z709557 |  | Sartorius mLINE ® mechanical pipettor |  | Single channel, 20-200 μL volume | Z709557-1EA | 需要从国外调货，预计到货时间 2015.04.22 | 4,860.18
Z709565 |  | Sartorius mLINE ® mechanical pipettor |  | Single channel, 100-1000 μL volume | 产品已经停产。查看替代产品联系技术支持
Z709573 |  | Sartorius mLINE ® mechanical pipettor |  | Single channel, 500-5000 μL volume | Z709573-1EA | 需要从国外调货，预计到货时间 2015.04.22 | 4,956.12
Z709581 |  | Sartorius mLINE ® mechanical pipettor |  | 8 channel, 0.5-10 μL volume | Z709581-1EA | 需要从国外调货，预计到货时间 2015.04.22 | 11,167.65
Z709603 |  | Sartorius mLINE ® mechanical pipettor |  | 8 channel, 5-100 μL volume | Z709603-1EA | 需要从国外调货，预计到货时间 2015.04.22 | 11,389.95
Z709611 |  | Sartorius mLINE ® mechanical pipettor |  | 8 channel, 30-300 μL volume | Z709611-1EA | 需要从国外调货，预计到货时间 2015.04.22 | 11,389.95
Z709638 |  | Sartorius mLINE ® mechanical pipettor |  | 12 channel, 0.5-10 μL volume | Z709638-1EA | 需要从国外调货，预计到货时间 2015.04.22 | 13,923.00
Z709646 |  | Sartorius mLINE ® mechanical pipettor |  | 12 channel, 5-100 μL volume | Z709646-1EA | 需要从国外调货，预计到货时间 2015.04.22 | 13,923.00
Z709654 |  | Sartorius mLINE ® mechanical pipettor |  | 12 channel, 30-300 μL volume | Z709654-1EA | 需要从国外调货，预计到货时间 2015.04.22 | 13,923.00
Z709662 |  | Sartorius mLINE ® mechanical pipettor |  | Carousel stand for up to 6 single or multichannel | Z709662-1EA | 需要从国外调货，预计到货时间 2015.04.22 | 1,647.36
Z757314 |  | Sartorius mLINE ® mechanical pipettor |  | single channel, volume 100-1000 μL | Z757314-1EA | 需要从国外调货，预计到货时间 2015.04.22 | 4,956.12
Z757322 |  | Sartorius mLINE ® mechanical pipettor |  | single channel, volume 1-10 mL | Z757322-1EA | 需要从国外调货，预计到货时间 2015.04.22 | 4,956.12
13239E |  | Centrisart ® I centrifugal ultrafiltration unit |  | NMWCO 10 kDa | 13239E | 需要从国外调货，预计到货时间 2015.04.22 | 1,685.97
13249E |  | Centrisart ® I centrifugal ultrafiltration unit |  | NMWCO 20 kDa | 13249E | 需要从国外调货，预计到货时间 2015.04.22 | 1,685.97
13269E |  | Centrisart ® I centrifugal ultrafiltration unit |  | NMWCO 100 kDa | 13269E | 需要从国外调货，预计到货时间 2015.04.22 | 1,685.97
Z172731 |  | Snap-on ® adjustable wrench |  | overall L 6 in., jaw capacity 3/4 in. | Z172731-1EA | 需要从国外调货，预计到货时间 2015.04.22 | 837.72
Z172758 |  | Snap-on ® adjustable wrench |  | jaw capacity 15/16 in., overall L 8 in. | Z172758-1EA | 需要从国外调货，预计到货时间 2015.04.22 | 980.46
Z172766 |  | Snap-on ® adjustable wrench |  | jaw capacity 1 1/8 in., overall L 10 in. | Z172766-1EA | 需要从国外调货，预计到货时间 2015.04.22 | 1,122.03
Z172774 |  | Snap-on ® adjustable wrench |  | jaw capacity 1 5/16 in., overall L 12 in. | Z172774-1EA | 需要从国外调货，预计到货时间 2015.04.22 | 1,632.15
Z172707 |  | Adjustable-joint pliers |  | jaw positions 5, size S, jaw capacity 1 3/8 in. | Z172707-1EA | 需要从国外调货，预计到货时间 2015.04.22 | 410.67
Z172693 |  | Adjustable-joint pliers |  | jaw positions 5, size M, jaw capacity 1 3/8 in. | Z172693-1EA | 需要从国外调货，预计到货时间 2015.04.22 | 972.27
Z172588 |  | Folding hex-wrench English set |  | 9 pieces, key sizes range from 0.050 to 3/16 in. | Z172588-1SET | 需要从国外调货，预计到货时间 2015.04.22 | 182.52
Z172596 |  | Folding hex-wrench metric set |  | 7 pieces, key sizes range from 1.5 to 6mm | Z172596-1SET | 需要从国外调货，预计到货时间 2015.04.22 | 180.18
Z179329 |  | Snap-on ® hacksaw |  | built-in hand guard, pkg of 1 ea | Z179329-1EA | 需要从国外调货，预计到货时间 2015.04.22 | 881.01
Z148628 |  | Snap-on ® laboratory-tool set |  | Compact | Z148628-1KT | 需要从国外调货，预计到货时间 2015.04.22 | 14,835.60
Z172553 |  | Snap-on ® open-end wrench set |  | standard handle lengths and chrome/industrial finish, set of 1 | Z172553-1SET | 需要从国外调货，预计到货时间 2015.04.22 | 3,749.85
Z179248 |  | Ratcheting magnetic-tip screwdriver and 5 bit set |  | 3-way ratchet | Z179248-1EA | 需要从国外调货，预计到货时间 2015.04.22 | 1,298.70
Z526371 |  | Snap-on ® electronic miniature screwdriver set |  | includes 7 pieces in a plastic pouch, set of 1 | Z526371-1SET | 需要从国外调货，预计到货时间 2015.04.22 | 1,239.03
Z172669 |  | Snap-on ® miniature screwdriver set |  | comes in plastic pouch, set of 1 | Z172669-1SET | 需要从国外调货，预计到货时间 2015.04.22 | 298.35
Z172634 |  | Snap-on ® screwdriver set |  | comes in plastic tray, set of 1 | Z172634-1SET | 需要从国外调货，预计到货时间 2015.04.22 | 3,051.36
Z172677 |  | Snap-on ® three-piece combination pliers set |  | natural steel finish with clear protective coating | Z172677-1EA | 需要从国外调货，预计到货时间 2015.04.22 | 2,270.97
Z179272 |  | Vise-Grip ® standard curved-jaw pliers |  | L 10 in., jaw capacity 1 5/8 in. | Z179272-1EA | 需要从国外调货，预计到货时间 2015.04.22 | 522.99
Z264598 |  | Chloride combination ISE Cl - electrode |  |  | 产品已经停产。联系技术支持
Z745774 |  | Whatman ® Cyclopore ® polycarbonate and polyester membranes |  | cyclopore PC circles, 0.4 μm, 47 mm, 100/pk | Z745774-100EA | 需要从国外调货，预计到货时间 2015.04.22 | 2,134.08
Z745774 |  | Whatman ® Cyclopore ® polycarbonate and polyester membranes |  | cyclopore PC circles, 0.4 μm, 47 mm, 100/pk | 产品Z745774已经停产；但是尚有库存。请从以下尚有库存的包装规格中选择。
WHA70604704 |  | Whatman ® Cyclopore ® polycarbonate and polyester membranes |  | cyclopore PC circles, 0.4 μm, 47 mm, 100/pk | 价格与库存信息目前不能提供有问题？联系人技术支持
Z745782 |  | Whatman ® Cyclopore ® polycarbonate and polyester membranes |  | cyclopore PC circles, 1.0 μm, 47 mm, 100/pk | Z745782-100EA | 需要从国外调货，预计到货时间 2015.04.22 | 1,921.14
Z745782 |  | Whatman ® Cyclopore ® polycarbonate and polyester membranes |  | cyclopore PC circles, 1.0 μm, 47 mm, 100/pk | 产品Z745782已经停产；但是尚有库存。请从以下尚有库存的包装规格中选择。
WHA70604710 |  | Whatman ® Cyclopore ® polycarbonate and polyester membranes |  | cyclopore PC circles, 1.0 μm, 47 mm, 100/pk | 价格与库存信息目前不能提供有问题？联系人技术支持
Z745731 |  | Whatman ® Cyclopore ® polycarbonate and polyester membranes |  | cyclopore PC circles, 5.0 μm, 25 mm, 100/pk | Z745731-100EA | 需要从国外调货，预计到货时间 2015.04.22 | 1,237.86
Z745731 |  | Whatman ® Cyclopore ® polycarbonate and polyester membranes |  | cyclopore PC circles, 5.0 μm, 25 mm, 100/pk | 产品Z745731已经停产；但是尚有库存。请从以下尚有库存的包装规格中选择。
WHA70602513 |  | Whatman ® Cyclopore ® polycarbonate and polyester membranes |  | cyclopore PC circles, 5.0 μm, 25 mm, 100/pk | 价格与库存信息目前不能提供有问题？联系人技术支持
WHA70602502 |  | Whatman ® Cyclopore ® polycarbonate and polyester membranes |  | cyclopore PC circles, 0.2 μm, 25 mm, 100/pk | 价格与库存信息目前不能提供有问题？联系人技术支持
Z745790 |  | Whatman ® Cyclopore ® polycarbonate and polyester membranes |  | cyclopore PC circles, 3.0 μm, 47 mm, 100/pk. | Z745790-100EA | 需要从国外调货，预计到货时间 2015.04.22 | 1,921.14
Z745790 |  | Whatman ® Cyclopore ® polycarbonate and polyester membranes |  | cyclopore PC circles, 3.0 μm, 47 mm, 100/pk. | 产品Z745790已经停产；但是尚有库存。请从以下尚有库存的包装规格中选择。
WHA70604712 |  | Whatman ® Cyclopore ® polycarbonate and polyester membranes |  | cyclopore PC circles, 3.0 μm, 47 mm, 100/pk. | 价格与库存信息目前不能提供有问题？联系人技术支持
WHA70604701 |  | Whatman ® Cyclopore ® polycarbonate and polyester membranes |  | cyclopore PC circles, 0.1 μm, 47 mm, 100/pk | 价格与库存信息目前不能提供有问题？联系人技术支持
WHA70602501 |  | Whatman ® Cyclopore ® polycarbonate and polyester membranes |  | cyclopore PC circles, 0.1 μm, 25 mm, 100/pk | 价格与库存信息目前不能提供有问题？联系人技术支持
WHA70604702 |  | Whatman ® Cyclopore ® polycarbonate and polyester membranes |  | cyclopore PC circles, 0.2 μm, 47 mm, 100/pk | 价格与库存信息目前不能提供有问题？联系人技术支持
WHA70602504 |  | Whatman ® Cyclopore ® polycarbonate and polyester membranes |  | cyclopore PC circles, 0.4 μm, 25 mm, 100/pk | 价格与库存信息目前不能提供有问题？联系人技术支持
WHA70604713 |  | Whatman ® Cyclopore ® polycarbonate and polyester membranes |  | cyclopore PC circles, 5.0 μm, 47 mm, 100/pk | 价格与库存信息目前不能提供有问题？联系人技术支持
WHA70601304 |  | Whatman ® Cyclopore ® polycarbonate and polyester membranes |  | PC, pore size 0.4 μm, diam. 13 mm | 价格与库存信息目前不能提供有问题？联系人技术支持
WHA70622513 |  | Whatman ® Cyclopore ® polycarbonate and polyester membranes |  | PC, pore size 5 μm, diam. 25 mm | 价格与库存信息目前不能提供有问题？联系人技术支持
WHA70604716 |  | Whatman ® Cyclopore ® polycarbonate and polyester membranes |  | PC, pore size 12 μm, diam. 47 mm | 价格与库存信息目前不能提供有问题？联系人技术支持
WHA70604714 |  | Whatman ® Cyclopore ® polycarbonate and polyester membranes |  | PC, pore size 8 μm, diam. 47 mm | 价格与库存信息目前不能提供有问题？联系人技术支持
Z754749 |  | Whatman ® Cyclopore ® polycarbonate and polyester membranes |  | PC, pore size 10 μm, diam. 47 mm | Z754749-100EA | 需要从国外调货，预计到货时间 2015.04.22 | 1,921.14
Z754749 |  | Whatman ® Cyclopore ® polycarbonate and polyester membranes |  | PC, pore size 10 μm, diam. 47 mm | 产品Z754749已经停产；但是尚有库存。请从以下尚有库存的包装规格中选择。
WHA70604715 |  | Whatman ® Cyclopore ® polycarbonate and polyester membranes |  | PC, pore size 10 μm, diam. 47 mm | 价格与库存信息目前不能提供有问题？联系人技术支持
WHA70632502 |  | Whatman ® Cyclopore ® polycarbonate and polyester membranes |  | cyclopore PC circles, pore size 0.2 μm, diam. 25 mm, black | 价格与库存信息目前不能提供有问题？联系人技术支持
WHA70602511 |  | Whatman ® Cyclopore ® polycarbonate and polyester membranes |  | cyclopore PC circles, pore size 2.0 μm, diam. 25 mm, pack of 100 ea | 价格与库存信息目前不能提供有问题？联系人技术支持
WHA70602514 |  | Whatman ® Cyclopore ® polycarbonate and polyester membranes |  | cyclopore PC circles, pore size 8.0 μm, diam. 25 mm, pack of 100 ea | 价格与库存信息目前不能提供有问题？联系人技术支持
WHA70602516 |  | Whatman ® Cyclopore ® polycarbonate and polyester membranes |  | cyclopore PC circles, pore size 12.0 μm, diam. 25 mm, pack of 100 ea | 价格与库存信息目前不能提供有问题？联系人技术支持
WHA70632504 |  | Whatman ® Cyclopore ® polycarbonate and polyester membranes |  | cyclopore PC circles, pore size 0.4 μm, diam. 25 mm, black, pack of 100 ea | 价格与库存信息目前不能提供有问题？联系人技术支持
WHA70634702 |  | Whatman ® Cyclopore ® polycarbonate and polyester membranes |  | cyclopore PC circles, pore size 0.2 μm, diam. 47 mm, black, pack of 100 ea | 价格与库存信息目前不能提供有问题？联系人技术支持
WHA70914710 |  | Whatman ® Cyclopore ® polycarbonate and polyester membranes |  | cyclopore PC circles, pore size 10.0 μm, diam. 47 mm, pack of 100 ea | 价格与库存信息目前不能提供有问题？联系人技术支持
WHA111213 |  | Whatman ® Nuclepore ™ Track-Etched Membranes |  | diam. 50 mm, pore size 5.0 μm, polycarbonate, pack of 100 ea | 价格与库存信息目前不能提供有问题？联系人技术支持
WHA111503 |  | Whatman ® Nuclepore ™ Track-Etched Membranes |  | diam. 76 mm, pore size 0.05 μm, polycarbonate, pack of 100 ea | 价格与库存信息目前不能提供有问题？联系人技术支持
WHA113516 |  | Whatman ® Nuclepore ™ Track-Etched Membranes |  | W × L 8 in. × 10 in., pore size 12.0 μm, polycarbonate, pack of 25 ea | 价格与库存信息目前不能提供有问题？联系人技术支持
WHA110416 |  | Whatman ® Nuclepore ™ Track-Etched Membranes |  | diam. 13 mm, pore size 12.0 μm, polycarbonate, pack of 100 ea | 价格与库存信息目前不能提供有问题？联系人技术支持
Z690945 |  | Whatman ® glass microfiber filters, Grade 934-AH ® |  | circles, diam. 320 mm | Z690945-100EA | 需要从国外调货，预计到货时间 2015.04.23 | 10,828.35
Z690945 |  | Whatman ® glass microfiber filters, Grade 934-AH ® |  | circles, diam. 320 mm | 产品Z690945已经停产；但是尚有库存。请从以下尚有库存的包装规格中选择。
Z690996 |  | Whatman ® glass microfiber filters, Grade 934-AH ® |  | sheets, W × L 19 in. × 28 in. | Z690996-100EA | 需要从国外调货，预计到货时间 2015.04.22 | 24,476.40
Z690996 |  | Whatman ® glass microfiber filters, Grade 934-AH ® |  | sheets, W × L 19 in. × 28 in. | 产品Z690996已经停产；但是尚有库存。请从以下尚有库存的包装规格中选择。
Z242055 |  | Whatman ® glass microfiber filters, Grade GF/A |  | circles, diam. 21 mm, pack of 100 | 产品已经停产。查看替代产品联系技术支持
WHA1820021 |  | Whatman ® glass microfiber filters, Grade GF/A |  | circles, diam. 21 mm, pack of 100 | 价格与库存信息目前不能提供有问题？联系人技术支持
Z242063 |  | Whatman ® glass microfiber filters, Grade GF/A |  | circles, diam. 24 mm, pack of 100 | 产品已经停产。查看替代产品联系技术支持
WHA1820024 |  | Whatman ® glass microfiber filters, Grade GF/A |  | circles, diam. 24 mm, pack of 100 | 价格与库存信息目前不能提供有问题？联系人技术支持
Z242071 |  | Whatman ® glass microfiber filters, Grade GF/A |  | circles, diam. 25 mm, pack of 100 | 产品已经停产。查看替代产品联系技术支持
WHA1820025 |  | Whatman ® glass microfiber filters, Grade GF/A |  | circles, diam. 25 mm, pack of 100 | 价格与库存信息目前不能提供有问题？联系人技术支持
Z242098 |  | Whatman ® glass microfiber filters, Grade GF/A |  | circles, diam. 37 mm, pack of 100 | 产品已经停产。查看替代产品联系技术支持
WHA1820037 |  | Whatman ® glass microfiber filters, Grade GF/A |  | circles, diam. 37 mm, pack of 100 | 价格与库存信息目前不能提供有问题？联系人技术支持
Z242101 |  | Whatman ® glass microfiber filters, Grade GF/A |  | circles, diam. 42.5 mm, pack of 100 | 产品已经停产。查看替代产品联系技术支持
WHA1820042 |  | Whatman ® glass microfiber filters, Grade GF/A |  | circles, diam. 42.5 mm, pack of 100 | 价格与库存信息目前不能提供有问题？联系人技术支持
Z242128 |  | Whatman ® glass microfiber filters, Grade GF/A |  | circles, diam. 47 mm, pack of 100 | 产品已经停产。查看替代产品联系技术支持
WHA1820047 |  | Whatman ® glass microfiber filters, Grade GF/A |  | circles, diam. 47 mm, pack of 100 | 价格与库存信息目前不能提供有问题？联系人技术支持
Z242136 |  | Whatman ® glass microfiber filters, Grade GF/A |  | circles, diam. 55 mm, pack of 100 | 产品已经停产。查看替代产品联系技术支持
WHA1820055 |  | Whatman ® glass microfiber filters, Grade GF/A |  | circles, diam. 55 mm, pack of 100 | 价格与库存信息目前不能提供有问题？联系人技术支持
Z242144 |  | Whatman ® glass microfiber filters, Grade GF/A |  | circles, diam. 70 mm, pack of 100 | 产品已经停产。查看替代产品联系技术支持
WHA1820070 |  | Whatman ® glass microfiber filters, Grade GF/A |  | circles, diam. 70 mm, pack of 100 | 价格与库存信息目前不能提供有问题？联系人技术支持
Z242152 |  | Whatman ® glass microfiber filters, Grade GF/A |  | circles, diam. 90 mm, pack of 100 | 产品已经停产。查看替代产品联系技术支持
WHA1820090 |  | Whatman ® glass microfiber filters, Grade GF/A |  | circles, diam. 90 mm, pack of 100 | 价格与库存信息目前不能提供有问题？联系人技术支持
Z242160 |  | Whatman ® glass microfiber filters, Grade GF/A |  | circles, diam. 110 mm, pack of 100 | 产品已经停产。查看替代产品联系技术支持
WHA1820110 |  | Whatman ® glass microfiber filters, Grade GF/A |  | circles, diam. 110 mm, pack of 100 | 价格与库存信息目前不能提供有问题？联系人技术支持
Z242179 |  | Whatman ® glass microfiber filters, Grade GF/A |  | circles, diam. 125 mm, pack of 100 | 产品已经停产。查看替代产品联系技术支持
WHA1820125 |  | Whatman ® glass microfiber filters, Grade GF/A |  | circles, diam. 125 mm, pack of 100 | 价格与库存信息目前不能提供有问题？联系人技术支持
Z242187 |  | Whatman ® glass microfiber filters, Grade GF/A |  | circles, diam. 150 mm, pack of 100 | 产品已经停产。查看替代产品联系技术支持
WHA1820150 |  | Whatman ® glass microfiber filters, Grade GF/A |  | circles, diam. 150 mm, pack of 100 | 价格与库存信息目前不能提供有问题？联系人技术支持
WHA1820866 |  | Whatman ® glass microfiber filters, Grade GF/A |  | sheets, W × L 203 mm × 254 mm, pack of 100 | 价格与库存信息目前不能提供有问题？联系人技术支持
Z740845 |  | Whatman ® glass microfiber filters, Grade GF/A |  | circles, diam. 81 mm, pack of 100 | Z740845-100EA | 需要从国外调货，预计到货时间 2015.04.22 | 1,453.14
Z740845 |  | Whatman ® glass microfiber filters, Grade GF/A |  | circles, diam. 81 mm, pack of 100 | 产品Z740845已经停产；但是尚有库存。请从以下尚有库存的包装规格中选择。
WHA18206537 |  | Whatman ® glass microfiber filters, Grade GF/A |  | circles, diam. 81 mm, pack of 100 | 价格与库存信息目前不能提供有问题？联系人技术支持
WHA1820060 |  | Whatman ® glass microfiber filters, Grade GF/A |  | circles, diam. 60 mm, pack of 100 | 价格与库存信息目前不能提供有问题？联系人技术支持
WHA1820050 |  | Whatman ® glass microfiber filters, Grade GF/A |  | circles, diam. 50 mm, pack of 100 | 价格与库存信息目前不能提供有问题？联系人技术支持
WHA18208013 |  | Whatman ® glass microfiber filters, Grade GF/A |  | circles, diam. 13 mm, pack of 100 | 价格与库存信息目前不能提供有问题？联系人技术支持
WHA1820915 |  | Whatman ® glass microfiber filters, Grade GF/A |  | sheets, W × L 460 mm × 570 mm, pack of 25 | 价格与库存信息目前不能提供有问题？联系人技术支持
WHA1820240 |  | Whatman ® glass microfiber filters, Grade GF/A |  | circles, diam. 240 mm, pack of 100 | 价格与库存信息目前不能提供有问题？联系人技术支持
WHA1820061 |  | Whatman ® glass microfiber filters, Grade GF/A |  | circles, diam. 60 mm, pack of 50 | 价格与库存信息目前不能提供有问题？联系人技术支持
WHA1820900086 |  | Whatman ® glass microfiber filters, Grade GF/A |  | circles, diam. 34 mm , in holder, pack of 80 | 产品已经停产。联系技术支持
WHA18208296 |  | Whatman ® glass microfiber filters, Grade GF/A |  | circles, diam. 32 mm , in holder, pack of 100 | 产品已经停产。联系技术支持
WHA67029500 |  | Whatman ® in-line HEPA filtration units |  | Hepa-Cap 150, inlet for 1/4 to 3/8 inch stepped barb, outlet for 1/4 to 3/8 inch stepped barb | 价格与库存信息目前不能提供有问题？联系人技术支持
Z743607 |  | Whatman ® in-line HEPA filtration units |  | Hepa-Cap 36, inlet for 1/4 to 3/8 inch stepped barb, outlet for 1/4 to 3/8 inch stepped barb | Z743607-1EA | 需要从国外调货，预计到货时间 2015.04.22 | 844.74
Z743607 |  | Whatman ® in-line HEPA filtration units |  | Hepa-Cap 36, inlet for 1/4 to 3/8 inch stepped barb, outlet for 1/4 to 3/8 inch stepped barb | 产品Z743607已经停产；但是尚有库存。请从以下尚有库存的包装规格中选择。
WHA67023600 |  | Whatman ® in-line HEPA filtration units |  | Hepa-Cap 36, inlet for 1/4 to 3/8 inch stepped barb, outlet for 1/4 to 3/8 inch stepped barb | 价格与库存信息目前不能提供有问题？联系人技术支持
Z743615 |  | Whatman ® in-line HEPA filtration units |  | Hepa-Cap 75, inlet for 1/4 to 3/8 inch stepped barb, outlet for 1/4 to 3/8 inch stepped barb | Z743615-1EA | 需要从国外调货，预计到货时间 2015.04.22 | 1,112.67
Z743615 |  | Whatman ® in-line HEPA filtration units |  | Hepa-Cap 75, inlet for 1/4 to 3/8 inch stepped barb, outlet for 1/4 to 3/8 inch stepped barb | 产品Z743615已经停产；但是尚有库存。请从以下尚有库存的包装规格中选择。
WHA67027500 |  | Whatman ® in-line HEPA filtration units |  | Hepa-Cap 75, inlet for 1/4 to 3/8 inch stepped barb, outlet for 1/4 to 3/8 inch stepped barb | 价格与库存信息目前不能提供有问题？联系人技术支持
WHA2709T |  | Whatman ® in-line HEPA filtration units |  | Hepa-Cap 75, inlet for 3/8 inch FNPT, outlet for 3/8 inch FNP | 价格与库存信息目前不能提供有问题？联系人技术支持
WHA2609T |  | Whatman ® in-line HEPA filtration units |  | Hepa-Cap 36, inlet for 3/8 inch FNPT, outlet for 3/8 inch FNP | 价格与库存信息目前不能提供有问题？联系人技术支持
WHA2814199 |  | Whatman ® high-purity glass microfiber extraction thimbles |  | glass thimbles, HP, 19 x 90 mm, 25/pk | 价格与库存信息目前不能提供有问题？联系人技术支持
WHA2814300 |  | Whatman ® high-purity glass microfiber extraction thimbles |  | glass thimbles, HP, 30 x 100 mm, 25/pk | 价格与库存信息目前不能提供有问题？联系人技术支持
WHA2814432 |  | Whatman ® high-purity glass microfiber extraction thimbles |  | glass thimbles, HP, 43 x 123 mm, 25/pk | 价格与库存信息目前不能提供有问题？联系人技术支持
WHA2814259 |  | Whatman ® high-purity glass microfiber extraction thimbles |  | glass thimbles, HP, tapered, 25 x 90 mm, 25/pk | 价格与库存信息目前不能提供有问题？联系人技术支持
WHA2812259 |  | Whatman ® high-purity glass microfiber extraction thimbles |  | silica thimbles, tapered, 25 x 90 mm, 10/pk | 价格与库存信息目前不能提供有问题？联系人技术支持
WHA2811308 |  | Whatman ® standard glass microfiber extraction thimbles |  | L × W 80 mm × 30 mm , without Binder | 价格与库存信息目前不能提供有问题？联系人技术支持
WHA1872055 |  | Whatman ® application specific filter, activated carbon loaded paper, Grade 72 |  | circles, diam. 55 mm, pack of 100 | 价格与库存信息目前不能提供有问题？联系人技术支持
WHA1872047 |  | Whatman ® application specific filter, activated carbon loaded paper, Grade 72 |  | circles, diam. 47 mm, pack of 100 | 价格与库存信息目前不能提供有问题？联系人技术支持
WHA7592104 |  | Whatman ® PM 2.5 air monitoring membrane |  |  | 价格与库存信息目前不能提供有问题？联系人技术支持
WHA1851037 |  | Whatman ® QM-A quartz filters |  | Circles, 37 mm 100/pk | 价格与库存信息目前不能提供有问题？联系人技术支持
WHA1851047 |  | Whatman ® QM-A quartz filters |  | Circles, 47 mm 100/pk | 价格与库存信息目前不能提供有问题？联系人技术支持
WHA1851090 |  | Whatman ® QM-A quartz filters |  | Circles, 90 mm 100/pk | 价格与库存信息目前不能提供有问题？联系人技术支持
WHA1851150 |  | Whatman ® QM-A quartz filters |  | Circles, 150 mm 100/pk | 价格与库存信息目前不能提供有问题？联系人技术支持
WHA1851101 |  | Whatman ® QM-A quartz filters |  | Circles, diam. 101.6 mm | 价格与库存信息目前不能提供有问题？联系人技术支持
WHA1851032 |  | Whatman ® QM-A quartz filters |  | circles, diam. 32 mm | 价格与库存信息目前不能提供有问题？联系人技术支持
WHA1851055 |  | Whatman ® QM-A quartz filters |  | circles, diam. 550 mm | 价格与库存信息目前不能提供有问题？联系人技术支持
WHA1851865 |  | Whatman ® QM-A quartz filters |  | Sheets, 8 x 10 inches 25/pk | 价格与库存信息目前不能提供有问题？联系人技术支持
WHA1851025 |  | Whatman ® QM-A quartz filters |  | Circles, 25 mm 100/pk | 价格与库存信息目前不能提供有问题？联系人技术支持
Z741043 |  | Whatman ® QM-A quartz filters |  | Circles, 50 mm 100/pk | Z741043-100EA | 需要从国外调货，预计到货时间 2015.04.22 | 4,346.55
Z741043 |  | Whatman ® QM-A quartz filters |  | Circles, 50 mm 100/pk | 产品Z741043已经停产；但是尚有库存。请从以下尚有库存的包装规格中选择。
WHA1851050 |  | Whatman ® QM-A quartz filters |  | Circles, 50 mm 100/pk | 价格与库存信息目前不能提供有问题？联系人技术支持
WHA18518866 |  | Whatman ® QM-A quartz filters |  | Circles, 8 x 10 inches Numbered 100/pk | 价格与库存信息目前不能提供有问题？联系人技术支持
WHA1851110 |  | Whatman ® QM-A quartz filters |  | Circles, 110 mm 100/pk | 价格与库存信息目前不能提供有问题？联系人技术支持
WHA1851118 |  | Whatman ® QM-A quartz filters |  | circles, diam. 118 mm | 价格与库存信息目前不能提供有问题？联系人技术支持
WHA1851085 |  | Whatman ® QM-A quartz filters |  | circles, diam. 85 mm | 价格与库存信息目前不能提供有问题？联系人技术支持
WHA1851082 |  | Whatman ® QM-A quartz filters |  | circles, diam. 82 mm | 价格与库存信息目前不能提供有问题？联系人技术支持
Z759813 |  | Whatman ® quartz filter, Grade QM-H |  | diam. 50 mm | Z759813-25EA | 需要从国外调货，预计到货时间 2015.04.22 | 1,707.03
Z759813 |  | Whatman ® quartz filter, Grade QM-H |  | diam. 50 mm | 产品Z759813已经停产；但是尚有库存。请从以下尚有库存的包装规格中选择。
WHA1853050 |  | Whatman ® quartz filter, Grade QM-H |  | diam. 50 mm | 价格与库存信息目前不能提供有问题？联系人技术支持
WHA1852042 |  | Whatman ® quartz filter, Grade QM-B, 42 mm |  |  | 价格与库存信息目前不能提供有问题？联系人技术支持
Z249564 |  | Whatman ® VACU-GUARD ® inline filter devices |  | VACU-GUARD 150, activated carbon, 1/pk | 产品已经停产。查看替代产品联系技术支持
WHA67221001 |  | Whatman ® VACU-GUARD ® inline filter devices |  | VACU-GUARD 150, activated carbon, 1/pk | 价格与库存信息目前不能提供有问题？联系人技术支持
Z249572 |  | Whatman ® VACU-GUARD ® inline filter devices |  | VACU-GUARD 150, dessicant, 1/pk | 产品已经停产。查看替代产品联系技术支持
WHA67221002 |  | Whatman ® VACU-GUARD ® inline filter devices |  | VACU-GUARD 150, dessicant, 1/pk | 价格与库存信息目前不能提供有问题？联系人技术支持
Z249580 |  | Whatman ® VACU-GUARD ® inline filter devices |  | VACU-GUARD 150, molecular sieve, 1/pk | 产品已经停产。查看替代产品联系技术支持
WHA67221003 |  | Whatman ® VACU-GUARD ® inline filter devices |  | VACU-GUARD 150, molecular sieve, 1/pk | 价格与库存信息目前不能提供有问题？联系人技术支持
WHA67225001 |  | Whatman ® VACU-GUARD ® inline filter devices |  | VACU-GUARD 60 mm disc, 0.45 PFTE housing, 10/pk | 价格与库存信息目前不能提供有问题？联系人技术支持
WHA67225000 |  | Whatman ® VACU-GUARD ® inline filter devices |  | VACU-GUARD 50 mm disc, 0.45 PFTE housing, 10/pk | 价格与库存信息目前不能提供有问题？联系人技术支持
Z361569 |  | Extractor for Ethidium Bromide Decontamination |  | includes storage cap and adhesive label | Z361569-2EA | 需要从国外调货，预计到货时间 2015.04.22 | 943.02
Z361569 |  | Extractor for Ethidium Bromide Decontamination |  | includes storage cap and adhesive label | Z361569-6EA | 需要从国外调货，预计到货时间 2015.04.22 | 2,547.09
WHA2300916 |  | Whatman ® Benchkote ® | Whatman ® Benchkote ® surface protector | Benchkote surface protector, sheets, 460 x 570mm, 50/pk | 价格与库存信息目前不能提供有问题？联系人技术支持
WHA2300731 |  | Whatman ® Benchkote ® | Whatman ® Benchkote ® surface protector | Benchkote surface protector, reel, 460 mm x 50 m, 1/pk | 价格与库存信息目前不能提供有问题？联系人技术支持
WHA2300772 |  | Whatman ® Benchkote ® | Whatman ® Benchkote ® surface protector | Benchkote surface protector, reel, 920 mm x 50 m, 1/pk | 价格与库存信息目前不能提供有问题？联系人技术支持
WHA23016150 |  | Whatman ® Benchkote ® | Whatman ® Benchkote ® surface protector | Benchkote Plus surface protector, sheets, 500 x 600 mm, 50/pk | 价格与库存信息目前不能提供有问题？联系人技术支持
WHA23016160 |  | Whatman ® Benchkote ® | Whatman ® Benchkote ® surface protector | Benchkote Plus surface protector, reel, 600 mm x 50 m, 1/pk | 价格与库存信息目前不能提供有问题？联系人技术支持
WHA2300917 |  | Whatman ® Benchkote ® | Whatman ® Benchkote ® surface protector | Benchkote surface protector, sheets, 460 x 570 mm, 100/pk | 价格与库存信息目前不能提供有问题？联系人技术支持
Z741442 |  | Whatman ® Benchkote ® | Whatman ® Benchkote ® surface protector | Benchkote surface protector, pad, 460 x 570 mm, 50 sheets per pad, 1/pk (available in EU) | Z741442-1EA | 需要从国外调货，预计到货时间 2015.04.22 | 1,894.23
Z741442 |  | Whatman ® Benchkote ® | Whatman ® Benchkote ® surface protector | Benchkote surface protector, pad, 460 x 570 mm, 50 sheets per pad, 1/pk (available in EU) | 产品Z741442已经停产；但是尚有库存。请从以下尚有库存的包装规格中选择。
WHA2300599 |  | Whatman ® Benchkote ® | Whatman ® Benchkote ® surface protector | Benchkote surface protector, pad, 460 x 570 mm, 50 sheets per pad, 1/pk (available in EU) | 价格与库存信息目前不能提供有问题？联系人技术支持
WHA10483064 |  | Whatman ® hybridization reaction folders |  |  | 价格与库存信息目前不能提供有问题？联系人技术支持
WHA10499001 |  | Whatman ® membrane marking pen |  |  | 价格与库存信息目前不能提供有问题？联系人技术支持
Z641464 |  | Whatman ® prepleated qualitative filter paper for technical use, Grade 0858 1/2 , grained |  | circles, diam. 270 mm, pack of 100 | Z641464-100EA | 需要从国外调货，预计到货时间 2015.04.22 | 952.38
Z641464 |  | Whatman ® prepleated qualitative filter paper for technical use, Grade 0858 1/2 , grained |  | circles, diam. 270 mm, pack of 100 | 产品Z641464已经停产；但是尚有库存。请从以下尚有库存的包装规格中选择。
Z749419 |  | Whatman ® prepleated qualitative filter paper for technical use, Grade 1574 1/2 |  | circles, diam. 125 mm, pack of 100 | Z749419-100EA | 需要从国外调货，预计到货时间 2015.04.22 | 815.49
Z749419 |  | Whatman ® prepleated qualitative filter paper for technical use, Grade 1574 1/2 |  | circles, diam. 125 mm, pack of 100 | 产品Z749419已经停产；但是尚有库存。请从以下尚有库存的包装规格中选择。
Z240303 |  | Whatman ® prepleated qualitative filter paper, Grade 2V |  | circles, diam. 125 mm, pack of 100 | 产品已经停产。查看替代产品联系技术支持
Z240311 |  | Whatman ® prepleated qualitative filter paper, Grade 2V |  | circles, diam. 150 mm, pack of 100 | 产品已经停产。查看替代产品联系技术支持
Z240338 |  | Whatman ® prepleated qualitative filter paper, Grade 2V |  | circles, diam. 185 mm, pack of 100 | 产品已经停产。查看替代产品联系技术支持
Z240346 |  | Whatman ® prepleated qualitative filter paper, Grade 2V |  | circles, diam. 240 mm, pack of 100 | 产品已经停产。查看替代产品联系技术支持
Z240354 |  | Whatman ® prepleated qualitative filter paper, Grade 2V |  | circles, diam. 270 mm, pack of 100 | 产品已经停产。查看替代产品联系技术支持
Z240362 |  | Whatman ® prepleated qualitative filter paper, Grade 2V |  | circles, diam. 320 mm, pack of 100 | 产品已经停产。查看替代产品联系技术支持
Z752606 |  | Whatman ® prepleated qualitative filter paper, Grade 5V |  | circles, diam. 185 mm, pack of 100 | Z752606-100EA | 需要从国外调货，预计到货时间 2015.04.22 | 1,675.44
Z752606 |  | Whatman ® prepleated qualitative filter paper, Grade 5V |  | circles, diam. 185 mm, pack of 100 | 产品Z752606已经停产；但是尚有库存。请从以下尚有库存的包装规格中选择。
Z240974 |  | Whatman ® prepleated qualitative filter paper, Grade 113V, creped |  | circles, diam. 125 mm, pack of 100 | Z240974-1PAK | 需要从国外调货，预计到货时间 2015.04.22 | 1,237.86
Z240974 |  | Whatman ® prepleated qualitative filter paper, Grade 113V, creped |  | circles, diam. 125 mm, pack of 100 | 产品Z240974已经停产；但是尚有库存。请从以下尚有库存的包装规格中选择。
Z240982 |  | Whatman ® prepleated qualitative filter paper, Grade 113V, creped |  | circles, diam. 150 mm, pack of 100 | 产品已经停产。查看替代产品联系技术支持
Z240990 |  | Whatman ® prepleated qualitative filter paper, Grade 113V, creped |  | circles, diam. 185 mm, pack of 100 | Z240990-1PAK | 需要从国外调货，预计到货时间 2015.04.22 | 1,433.25
Z240990 |  | Whatman ® prepleated qualitative filter paper, Grade 113V, creped |  | circles, diam. 185 mm, pack of 100 | 产品Z240990已经停产；但是尚有库存。请从以下尚有库存的包装规格中选择。
Z241008 |  | Whatman ® prepleated qualitative filter paper, Grade 113V, creped |  | circles, diam. 240 mm, pack of 100 | 产品已经停产。查看替代产品联系技术支持
Z241024 |  | Whatman ® prepleated qualitative filter paper, Grade 113V, creped |  | circles, diam. 320 mm, pack of 100 | 产品已经停产。查看替代产品联系技术支持
Z740373 |  | Whatman ® prepleated qualitative filter paper, Grade 114V |  | circles, diam. 240 mm, pack of 100 | Z740373-100EA | 需要从国外调货，预计到货时间 2015.04.22 | 1,900.08
Z740373 |  | Whatman ® prepleated qualitative filter paper, Grade 114V |  | circles, diam. 240 mm, pack of 100 | 产品Z740373已经停产；但是尚有库存。请从以下尚有库存的包装规格中选择。
Z740381 |  | Whatman ® prepleated qualitative filter paper, Grade 114V |  | circles, diam. 320 mm, pack of 100 | Z740381-100EA | 需要从国外调货，预计到货时间 2015.04.22 | 2,433.60
Z740381 |  | Whatman ® prepleated qualitative filter paper, Grade 114V |  | circles, diam. 320 mm, pack of 100 | 产品Z740381已经停产；但是尚有库存。请从以下尚有库存的包装规格中选择。
Z222666 |  | Centrex centrifugal filter |  | size 5.0 mL, pore size 0.2 μm, Nylon | 产品已经停产。联系技术支持
WHA67265002 |  | Whatman ® in-line filter / degassers (IFD) |  | Aqueous IFD for tubing diam 0.8 to 4 mm | 价格与库存信息目前不能提供有问题？联系人技术支持
WHA67255002 |  | Whatman ® in-line filter / degassers (IFD) |  | Solvent IFD for tubing diam 0.8 to 4 mm | 价格与库存信息目前不能提供有问题？联系人技术支持
WHA67265002A |  | Whatman ® in-line filter / degassers (IFD) |  | Aqueous IFD for tubing diam 1/8" only | 价格与库存信息目前不能提供有问题？联系人技术支持
WHA67265000 |  | Whatman ® in-line filter / degassers (IFD) |  | IFD end fitting kit | 价格与库存信息目前不能提供有问题？联系人技术支持
WHA67255002A |  | Whatman ® in-line filter / degassers (IFD) |  | Solvent IFD, polypropylene membrane | 价格与库存信息目前不能提供有问题？联系人技术支持
WHA420100 |  | Whatman ® plastic filter holders |  | Pop-Top Holder, diam. 13 mm | 价格与库存信息目前不能提供有问题？联系人技术支持
WHA420400 |  | Whatman ® plastic filter holders |  | Swin-Lok Holder, diam. 47 mm | 价格与库存信息目前不能提供有问题？联系人技术支持
WHA420200 |  | Whatman ® plastic filter holders |  | Swin-Lok Holder, diam. 25 mm | 价格与库存信息目前不能提供有问题？联系人技术支持
WHA10464103 |  | Whatman ® vacuum filtration apparatus accessories |  | ML 050/0/03 steel frit with ring, pack of 1 | 价格与库存信息目前不能提供有问题？联系人技术支持
WHA2642 |  | Whatman ® Polycap PES 36 heavy duty in-line filter |  | PES 36, pore size 0.2 μm | 价格与库存信息目前不能提供有问题？联系人技术支持
WHA67245000 |  | Whatman ® Polydisc SPF in-line filter for aqueous solutions |  | pore size 1.0 μm, sterile | 价格与库存信息目前不能提供有问题？联系人技术支持
WHA67245002 |  | Whatman ® Polydisc AS in-line filter for aqueous solutions |  | pore size 0.2 μm | 价格与库存信息目前不能提供有问题？联系人技术支持
WHA67245145 |  | Whatman ® Polydisc AS in-line filter for aqueous solutions |  | pore size 0.45 μm | 价格与库存信息目前不能提供有问题？联系人技术支持
WHA67245045 |  | Whatman ® Polydisc AS in-line filter for aqueous solutions |  | pore size 0.45 μm | 价格与库存信息目前不能提供有问题？联系人技术支持
WHA10463400 |  | Whatman ® Polydisc GW in-line filter for ground water |  | pore size 0.45 μm, Nylon with Quartz Fiber prefilter | 价格与库存信息目前不能提供有问题？联系人技术支持
WHA10463401 |  | Whatman ® Polydisc GW in-line filter for ground water |  | pore size 0.45 μm, Nylon with Quartz Fiber prefilter | 价格与库存信息目前不能提供有问题？联系人技术支持
WHA67285050 |  | Whatman ® Polydisc HD heavy duty in-line filter |  | pore size 5 μm | 价格与库存信息目前不能提供有问题？联系人技术支持
WHA2228 |  | Whatman ® Polydisc HD heavy duty in-line filter |  | pore size 5.0-10.0 μm | 价格与库存信息目前不能提供有问题？联系人技术支持
WHA2227 |  | Whatman ® Polydisc HD heavy duty in-line filter |  | pore size 1.0-5.0 μm | 价格与库存信息目前不能提供有问题？联系人技术支持
WHA67285100 |  | Whatman ® Polydisc HD heavy duty in-line filter |  | pore size 10 μm | 价格与库存信息目前不能提供有问题？联系人技术支持
WHA67205001 |  | Whatman ® Polydisc TF Chemical resistant in-line filter |  | pore size 0.1 μm | 价格与库存信息目前不能提供有问题？联系人技术支持
WHA67215010 |  | Whatman ® Polydisc TF Chemical resistant in-line filter |  | pore size 1 μm | 价格与库存信息目前不能提供有问题？联系人技术支持
WHA10451610 |  | Whatman ® pressure filtration devices |  | MD 142/5/3 Pressure filtration apparatus, stainless steel, 2200 mL infusion vessel, 142 mm | 价格与库存信息目前不能提供有问题？联系人技术支持
WHA10451710 |  | Whatman ® pressure filtration devices |  | MD 142/7/3 PTFE filter holder, 1500 mL infusion vessel, capacity 142 mm | 价格与库存信息目前不能提供有问题？联系人技术支持
WHA10452006 |  | Whatman ® pressure filtration devices |  | MD 142/0/66 Silicon O-ring, size 134 mm × 5 mm | 价格与库存信息目前不能提供有问题？联系人技术支持
WHA10452003 |  | Whatman ® pressure filtration devices |  | MD 142/2/03 PTFE sieve for MD 142/5 and MD 142/6 series | 价格与库存信息目前不能提供有问题？联系人技术支持
WHA10452004 |  | Whatman ® pressure filtration devices |  | MD 142/2/03 PTFE support sieve | 价格与库存信息目前不能提供有问题？联系人技术支持
WHA10451410 |  | Whatman ® pressure filtration devices |  | MD 142/5 Pressure filtration apparatus, stainless steel, without infusion vessel, 142 mm | 价格与库存信息目前不能提供有问题？联系人技术支持
WHA10462252 |  | Whatman ® Celtron 30/0 |  | 2 CA-GF92 | 价格与库存信息目前不能提供有问题？联系人技术支持
WHA10450003 |  | Whatman ® pressure filtration devices, MD 050 |  | MD 050/0/03 support screen | 价格与库存信息目前不能提供有问题？联系人技术支持
Z751359 |  | Whatman ® pressure filtration devices, MD 050 |  | MD 050/0/12, Connector R 3/8 inch on both sides, SV004 | Z751359-1EA | 需要从国外调货，预计到货时间 2015.04.22 | 1,535.04
Z751359 |  | Whatman ® pressure filtration devices, MD 050 |  | MD 050/0/12, Connector R 3/8 inch on both sides, SV004 | 产品Z751359已经停产；但是尚有库存。请从以下尚有库存的包装规格中选择。
WHA10453000 |  | Whatman ® pressure filtration devices, MD 050 |  | MD 050/0/12, Connector R 3/8 inch on both sides, SV004 | 价格与库存信息目前不能提供有问题？联系人技术支持
Z751367 |  | Whatman ® pressure filtration devices, MD 050 |  | MD 050/0/12, rapid seal coupling, SV003B and SV003C | Z751367-1EA | 需要从国外调货，预计到货时间 2015.04.22 | 1,566.63
Z751367 |  | Whatman ® pressure filtration devices, MD 050 |  | MD 050/0/12, rapid seal coupling, SV003B and SV003C | 产品Z751367已经停产；但是尚有库存。请从以下尚有库存的包装规格中选择。
WHA10453001 |  | Whatman ® pressure filtration devices, MD 050 |  | MD 050/0/12, rapid seal coupling, SV003B and SV003C | 价格与库存信息目前不能提供有问题？联系人技术支持
Z751375 |  | Whatman ® pressure filtration devices, MD 050 |  | MD 050/0/13, Connector olive external diam. 13 to 15 mm, for pressure hoses | Z751375-1EA | 需要从国外调货，预计到货时间 2015.04.22 | 1,535.04
Z751375 |  | Whatman ® pressure filtration devices, MD 050 |  | MD 050/0/13, Connector olive external diam. 13 to 15 mm, for pressure hoses | 产品Z751375已经停产；但是尚有库存。请从以下尚有库存的包装规格中选择。
WHA10453002 |  | Whatman ® pressure filtration devices, MD 050 |  | MD 050/0/13, Connector olive external diam. 13 to 15 mm, for pressure hoses | 价格与库存信息目前不能提供有问题？联系人技术支持
WHA10453007 |  | Whatman ® pressure filtration devices, MD 050 |  | MD 050/0/18, Connector olive external diam. 9 to 11 mm, for pressure hoses | 价格与库存信息目前不能提供有问题？联系人技术支持
WHA10450009 |  | Whatman ® pressure filtration devices, MD 050 |  | MD 050/0/31 silicone O-ring, size 43 mm × 4 mm | 价格与库存信息目前不能提供有问题？联系人技术支持
WHA10450004 |  | Whatman ® pressure filtration devices, MD 050 |  | MD 050/0/04 PTFE support screen | 价格与库存信息目前不能提供有问题？联系人技术支持
WHA10450450 |  | Whatman ® pressure filtration devices, MD 050 |  | MD 050/4 Pressure filtration apparatus, stainless steel, 200 mL infusion vessel, 50 mm | 价格与库存信息目前不能提供有问题？联系人技术支持
Z751405 |  | Whatman ® pressure filtration devices, UP 110/2/45 Viton ® O-rings |  | L × W 7 mm × 2.5 mm | Z751405-1EA | 需要从国外调货，预计到货时间 2015.04.22 | 133.38
Z751405 |  | Whatman ® pressure filtration devices, UP 110/2/45 Viton ® O-rings |  | L × W 7 mm × 2.5 mm | 产品Z751405已经停产；但是尚有库存。请从以下尚有库存的包装规格中选择。
Z699292 |  | Analytical funnel for microbiology |  | diam. 47 mm, pore size 0.2 μm, white/black grid, pkg of 50 (individually packaged) | Z699292-50EA | 需要从国外调货，预计到货时间 2015.04.22 | 3,431.61
Z699284 |  | Analytical funnel for microbiology |  | diam. 47 mm, pore size 0.45 μm, white/black grid, pkg of 50 ((individually packaged)) | Z699284-50EA | 需要从国外调货，预计到货时间 2015.04.22 | 3,431.61
Z699276 |  | Analytical funnel for microbiology |  | diam. 47 mm, pore size 0.45 μm, white/black grid, pkg of 50 | Z699276-50EA | 需要从国外调货，预计到货时间 2015.04.22 | 3,431.61
Z752142 |  | Analytical funnel for microbiology |  | pore size 0.45 μm, black/white grid, pk of 50 (individually packaged) | Z752142-50EA | 需要从国外调货，预计到货时间 2015.04.22 | 3,431.61
Z752134 |  | Analytical funnel for microbiology |  | diam. 47 mm, pore size 0.45 μm, black/white grid, pk of 50 | Z752134-50EA | 需要从国外调货，预计到货时间 2015.04.22 | 3,431.61
Z752126 |  | Analytical funnel for microbiology etc |  | diam. 47 mm, pore size 0.2 μm, white/black grid, pk of 50 | Z752126-50EA | 需要从国外调货，预计到货时间 2015.04.22 | 3,431.61
Z672459 |  | Whatman ® AutoCup disposable filter funnel | Whatman ® AUTOCUP disposable filter funnel | nylon, 0.45 μm, 250/pk | Z672459-250EA | 需要从国外调货，预计到货时间 2015.04.22 | 31,976.10
Z672459 |  | Whatman ® AutoCup disposable filter funnel | Whatman ® AUTOCUP disposable filter funnel | nylon, 0.45 μm, 250/pk | 产品Z672459已经停产；但是尚有库存。请从以下尚有库存的包装规格中选择。
Z222593 |  | ZapCap ® bottle-top filters |  | ZapCap-CR, Nylon membrane, pore size 0.2 μm | Z222593-1PAK | 需要从国外调货，预计到货时间 2015.04.17 | 1,660.23
Z222607 |  | ZapCap ® bottle-top filters |  | ZapCap-CR, Nylon membrane, pore size 0.45 μm | Z222607-1PAK | 需要从国外调货，预计到货时间 2015.04.22 | 1,660.23
Z222615 |  | ZapCap ® bottle-top filters |  | ZapCap-CR, PTFE membrane, pore size 0.45 μm | Z222615-1PAK | 需要从国外调货，预计到货时间 2015.04.22 | 1,660.23
Z242640 |  | Whatman ® disposable filter funnels |  | Disposable filter funnel 250 mL, 47 mm, Grade 41, 5/pk | 产品已经停产。联系技术支持
KF65170002 |  | Klari-Flex ® filtration system pedestal stand |  | pkg of 1 ea | KF65170002-1EA | 需要从国外调货，预计到货时间 2015.04.22 | 13,478.40
KF65170002 |  | Klari-Flex ® filtration system pedestal stand |  | pkg of 1 ea | 产品KF65170002已经停产；但是尚有库存。请从以下尚有库存的包装规格中选择。
KF65170001 |  | Klari-Flex ® filtration system ring stand, cradle ring |  | pkg of 1 ea | KF65170001-1EA | 需要从国外调货，预计到货时间 2015.04.22 | 4,617.99
KF65170001 |  | Klari-Flex ® filtration system ring stand, cradle ring |  | pkg of 1 ea | 产品KF65170001已经停产；但是尚有库存。请从以下尚有库存的包装规格中选择。
WHA10444830 |  | Whatman ® multiple vacuum filtration device |  | 6-place, AS600/3, stainless steel, capacity 500 mL, 47/50, support screen | 价格与库存信息目前不能提供有问题？联系人技术支持
WHA10444835 |  | Whatman ® multiple vacuum filtration device |  | 6-place, AS610/3, stainless steel, capacity 500 mL, 47/50, support screen | 价格与库存信息目前不能提供有问题？联系人技术支持
WHA10444850 |  | Whatman ® multiple vacuum filtration device |  | 6-place, AS600/5, stainless steel, capacity 100 mL, 47/50, support screen | 价格与库存信息目前不能提供有问题？联系人技术支持
WHA10445708 |  | Whatman ® multiple vacuum filtration device |  | 6-place, AS003/0/05, cap with hose nipple for filter bottles | 价格与库存信息目前不能提供有问题？联系人技术支持
WHA10445830 |  | Whatman ® multiple vacuum filtration device |  | 3-place, AS300/3, stainless steel, capacity 500 mL, 47/50, support screen | 价格与库存信息目前不能提供有问题？联系人技术支持
WHA10445835 |  | Whatman ® multiple vacuum filtration device |  | 3-place, AS310/3, stainless steel, capacity 500 mL, 47/50, support screen | 价格与库存信息目前不能提供有问题？联系人技术支持
WHA10498761 |  | Whatman ® multiple vacuum filtration device |  | 3-place, 3-place manifold, stainless steel | 价格与库存信息目前不能提供有问题？联系人技术支持
WHA10498762 |  | Whatman ® multiple vacuum filtration device |  | 6-place, 6-place manifold, stainless steel | 价格与库存信息目前不能提供有问题？联系人技术支持
WHA10445850 |  | Whatman ® multiple vacuum filtration device |  | 3-place, AS300/5, stainless steel, capacity 100 mL, 47/50, support screen | 价格与库存信息目前不能提供有问题？联系人技术支持
WHA10462257 |  | Whatman ® Celtron 30/0.45 |  | 45 CA-GF92 | 价格与库存信息目前不能提供有问题？联系人技术支持
WHA10462274 |  | Whatman ® Celtron 30/0.45 |  | 45 CA-GF91 | 价格与库存信息目前不能提供有问题？联系人技术支持
WHA10460100 |  | Whatman ® FP 025/0 filter holder |  | For In-line filtration 25 mm | 价格与库存信息目前不能提供有问题？联系人技术支持
WHA10461118 |  | Whatman ® FP 050/0 filter holder |  | connector for M12 hose nipple | 价格与库存信息目前不能提供有问题？联系人技术支持
Z751448 |  | Whatman ® FP 050/0 filter holder |  | connector for M12 hose nipple | Z751448-1EA | 需要从国外调货，预计到货时间 2015.04.22 | 92.43
Z751448 |  | Whatman ® FP 050/0 filter holder |  | connector for M12 hose nipple | 产品Z751448已经停产；但是尚有库存。请从以下尚有库存的包装规格中选择。
WHA10461200 |  | Whatman ® FP 050/0 filter holder |  | polysulfone, for 50 mm filters | 价格与库存信息目前不能提供有问题？联系人技术支持
WHA10461400 |  | Whatman ® FP 050/0 filter holder |  | polysulfone, for In-line filtration 25 mm | 价格与库存信息目前不能提供有问题？联系人技术支持
WHA10471101 |  | Whatman ® SV003 braided pressure hose with rapid seal coupling/R 3/8 inch connection |  | I.D. × L 6 mm × 1.5 m, pack of 1 | 产品已经停产。联系技术支持
WHA10464100 |  | Whatman ® Vacuum filtration apparatus accessories |  | ML 050/0 in-line filter holder, stainless steel, pack of 1 | 价格与库存信息目前不能提供有问题？联系人技术支持
WHA10477601 |  | Whatman ® Vacuum filtration apparatus accessories |  | WT 100 Witt′s flask, with tubing nozzle, capacity | 价格与库存信息目前不能提供有问题？联系人技术支持
WHA10470300 |  | Whatman ® Vacuum filtration apparatus accessories |  | VP 003 electrical vacuum and pressure pump | 价格与库存信息目前不能提供有问题？联系人技术支持
WHA10471700 |  | Whatman ® Vacuum filtration apparatus accessories |  | SV 006 vacuum tubing, 1 meter length | 价格与库存信息目前不能提供有问题？联系人技术支持
WHA10440001 |  | Whatman ® Vacuum filtration apparatus accessories |  | MV050/0/01 stainless steel funnel complete for MV050 series, capacity 500 mL, pack of 1 | 价格与库存信息目前不能提供有问题？联系人技术支持
WHA10477600 |  | Whatman ® Vacuum filtration apparatus accessories |  | SF 100 suction flask, 1000 mL with tubing nozzle | 价格与库存信息目前不能提供有问题？联系人技术支持
WHA10477602 |  | Whatman ® Vacuum filtration apparatus accessories |  | PZ 001 tweezers, stainless steel | 价格与库存信息目前不能提供有问题？联系人技术支持
WHA10446006 |  | Whatman ® Vacuum filtration apparatus accessories |  | MV050/0/10 rubber stopper for SF100 + WT100, pack of 1 | 价格与库存信息目前不能提供有问题？联系人技术支持
WHA67235000 |  | Whatman ® in-line HEPA filtration units |  | Hepa-Vent 50mm Disc, inlet for 1/4 to 3/8 inch stepped barb, outlet for 1/4 to 3/8 inch stepped barb | 价格与库存信息目前不能提供有问题？联系人技术支持
Z744042 |  | Whatman ® PolyVENT and Sterivent intregal filters |  | PolyVENT 500, inlet 1/4 to 3/8 inch SB, outlet 1/4 to 3/8 inch SB | Z744042-1EA | 需要从国外调货，预计到货时间 2015.04.22 | 1,186.38
Z744042 |  | Whatman ® PolyVENT and Sterivent intregal filters |  | PolyVENT 500, inlet 1/4 to 3/8 inch SB, outlet 1/4 to 3/8 inch SB | 产品Z744042已经停产；但是尚有库存。请从以下尚有库存的包装规格中选择。
WHA67135036 |  | Whatman ® PolyVENT and Sterivent intregal filters |  | PolyVENT 500, inlet 1/4 to 3/8 inch SB, outlet 1/4 to 3/8 inch SB | 价格与库存信息目前不能提供有问题？联系人技术支持
WHA2107 |  | Whatman ® PolyVENT and Sterivent intregal filters |  | Sterivent 150, inlet 3/8 to 1/2 inch, outlet Stepped Hosebarb Outlet | 价格与库存信息目前不能提供有问题？联系人技术支持
WHA67130425 |  | Whatman ® PolyVENT and Sterivent intregal filters |  | PolyVENT 4, inlet female Luer lock, outlet male Luer | 价格与库存信息目前不能提供有问题？联系人技术支持
WHA2103 |  | Whatman ® PolyVENT and Sterivent intregal filters |  | Sterivent 36, inlet 3/8 to 1/2 inch, outlet Stepped Hosebarb Outlet | 价格与库存信息目前不能提供有问题？联系人技术支持
WHA67131075 |  | Whatman ® PolyVENT and Sterivent intregal filters |  | PolyVENT 1000, inlet 3/8 to 1/2 inch SB, outlet 3/8 to 1/2 inch SB | 价格与库存信息目前不能提供有问题？联系人技术支持
WHA67131651 |  | Whatman ® PolyVENT and Sterivent intregal filters |  | PolyVENT 16, inlet 1/4 to 3/8 inch SB, outlet 1/4 to 3/8 inch SB | 价格与库存信息目前不能提供有问题？联系人技术支持
WHA2108 |  | Whatman ® PolyVENT and Sterivent intregal filters |  | Sterivent 150, inlet 1 1/2 inch Sanitary Outlet, outlet 1 1/2 inch Sanitary Outlet | 价格与库存信息目前不能提供有问题？联系人技术支持
WHA67131650 |  | Whatman ® PolyVENT and Sterivent intregal filters |  | PolyVENT 16, inlet 1/4 to 3/8 inch SB, outlet 1/4 to 3/8 inch SB | 价格与库存信息目前不能提供有问题？联系人技术支持
Z719862 |  | Whatman ® FTA ® archiving products |  | Multi-Barrier Pouch, large, 9 x 15 cm, pack of 500 ea | Z719862-500EA | 需要从国外调货，预计到货时间 2015.04.22 | 6,522.75
Z719862 |  | Whatman ® FTA ® archiving products |  | Multi-Barrier Pouch, large, 9 x 15 cm, pack of 500 ea | 产品Z719862已经停产；但是尚有库存。请从以下尚有库存的包装规格中选择。
WHAWB120205 |  | Whatman ® FTA ® card technology |  | FTA classic card with 4 sample areas per card, 125 μL maximum volume/sample area, 500 μL maximum total volume/card, pkg of 100 ea | 价格与库存信息目前不能提供有问题？联系人技术支持
WHAWB120206 |  | Whatman ® FTA ® card technology |  | indicating FTA classic card with 4 sample areas per card, 125 μL maximum volume/sample area, 500 μL maximum total volume/card, pkg of 100 ea | 价格与库存信息目前不能提供有问题？联系人技术支持
WHAWB120055 |  | Whatman ® FTA ® card technology |  | FTA mini card with 2 sample areas per card, 125 μL maximum volume/sample area, 250 μL maximum total volume/card, pkg of 100 ea | 价格与库存信息目前不能提供有问题？联系人技术支持
WHAWB120056 |  | Whatman ® FTA ® card technology |  | indicating FTA mini card with 2 sample areas per card, 125 μL maximum volume/sample area, 250 μL maximum total volume/card, pkg of 100 ea | 价格与库存信息目前不能提供有问题？联系人技术支持
WHAWB120210 |  | Whatman ® FTA ® card technology |  | FTA micro card with 1 sample area per card, 125 μL maximum volume/sample area, 125 μL maximum total volume/card, pkg of 100 ea | 价格与库存信息目前不能提供有问题？联系人技术支持
WHAWB120211 |  | Whatman ® FTA ® card technology |  | indicating FTA micro card with 1 sample area per card, 125 μL maximum volume/sample area, 125 μL maximum total volume/card, pkg of 100 ea | 价格与库存信息目前不能提供有问题？联系人技术支持
Z747505 |  | Whatman ® FTA ® card technology |  | FTA Micro Card with 1 sample area per card, 125 μL maximum volume/sample area, 125 μL maximum total volume/card, pkg of 25 ea | Z747505-25EA | 需要从国外调货，预计到货时间 2015.04.22 | 1,749.15
Z747505 |  | Whatman ® FTA ® card technology |  | FTA Micro Card with 1 sample area per card, 125 μL maximum volume/sample area, 125 μL maximum total volume/card, pkg of 25 ea | 产品Z747505已经停产；但是尚有库存。请从以下尚有库存的包装规格中选择。
WHAWB120065 |  | Whatman ® FTA ® card technology |  | PlantSaver FTA card in a classic card format with 4 sample areas per card, pkg of 100 ea | 价格与库存信息目前不能提供有问题？联系人技术支持
WHAWB120312 |  | Whatman ® FTA ® card technology |  | FTA classic card with 4 sample areas per card, 125 μL maximum volume/sample area, 500 μL maximum total volume/card, pkg of 250 ea | 价格与库存信息目前不能提供有问题？联系人技术支持
WHAWB120313 |  | Whatman ® FTA ® card technology |  | FTA mini card with 2 sample areas per card, 125 μL maximum volume/sample area, 250 μL maximum total volume/card, pkg of 250 ea | 价格与库存信息目前不能提供有问题？联系人技术支持
WHAWB120316 |  | Whatman ® FTA ® card technology |  | FTA micro card with 1 sample area per card, 125 μL maximum volume/sample area, 125 μL maximum total volume/card, pkg of 250 ea | 价格与库存信息目前不能提供有问题？联系人技术支持
WHAWB120317 |  | Whatman ® FTA ® card technology |  | Indicating FTA mini card with 2 sample areas per card, 125 μL maximum volume/sample area, 250 μL maximum total volume/card, pkg of 250 ea | 价格与库存信息目前不能提供有问题？联系人技术支持
WHAWB120318 |  | Whatman ® FTA ® card technology |  | Indicating FTA micro card with 1 sample area per card, 125 μL maximum volume/sample area, 125 μL maximum total volume/card, pkg of 250 ea | 价格与库存信息目前不能提供有问题？联系人技术支持
Z755265 |  | Whatman ® FTA ® card technology |  | PlantSaver card with 4 sample areas per card, pkg of 25 ea | Z755265-25EA | 需要从国外调货，预计到货时间 2015.04.22 | 1,817.01
Z755265 |  | Whatman ® FTA ® card technology |  | PlantSaver card with 4 sample areas per card, pkg of 25 ea | 产品Z755265已经停产；但是尚有库存。请从以下尚有库存的包装规格中选择。
WHAWB100014 |  | Whatman ® FTA ® collection products |  | blood stain cards, pkg of 100 ea | 价格与库存信息目前不能提供有问题？联系人技术支持
Z762431 |  | Whatman ® FTA ® DMPK cards |  | FTA DMPK-A card, 4 sample areas per card, white, pkg of 100 ea | Z762431-100EA | 需要从国外调货，预计到货时间 2015.04.23 | 13,267.80
Z762431 |  | Whatman ® FTA ® DMPK cards |  | FTA DMPK-A card, 4 sample areas per card, white, pkg of 100 ea | 产品Z762431已经停产；但是尚有库存。请从以下尚有库存的包装规格中选择。
WHAWB129241 |  | Whatman ® FTA ® DMPK cards |  | FTA DMPK-A card, 4 sample areas per card, white, pack of 100 | 价格与库存信息目前不能提供有问题？联系人技术支持
WHAWB129242 |  | Whatman ® FTA ® DMPK cards |  | FTA DMPK-B card, 4 sample areas per card, white, pack of 100 | 价格与库存信息目前不能提供有问题？联系人技术支持
WHAWB129243 |  | Whatman ® FTA ® DMPK cards |  | FTA DMPK-C card, 4 sample areas per card, white, pack of 100 | 价格与库存信息目前不能提供有问题？联系人技术支持
WHAWB120204 |  | Whatman ® FTA ® purification reagent |  | nucleic acid purification reagent, 500 ml bottle, 1/pk | 价格与库存信息目前不能提供有问题？联系人技术支持
WHAWB120222 |  | Whatman ® indicating FTA ® DMPK cards |  | indicating FTA DMPK-A cards, 4 sample areas per card, blue, pack of 100 | 产品已经停产。联系技术支持
WHAWB120223 |  | Whatman ® indicating FTA ® DMPK cards |  | indicating FTA DMPK-B cards, 4 sample areas per card, blue, pack of 100 | 产品已经停产。联系技术支持
WHAWB120224 |  | Whatman ® indicating FTA ® DMPK cards |  | indicating FTA DMPK-C cards, 4 sample areas per card, blue, pack of 100 | 产品已经停产。联系技术支持
WHA10534321 |  | Whatman ® protein saver card accessories |  | Foil barrier reusable bags, pack of 100 ea | 价格与库存信息目前不能提供有问题？联系人技术支持
WHA10548232 |  | Whatman ® protein saver card accessories |  | Plastic ziploc bags 4 in. x 6 in., pack of 100 ea | 价格与库存信息目前不能提供有问题？联系人技术支持
WHA10548236 |  | Whatman ® protein saver card accessories |  | Glassine envelopes 8cm x 12cm, pack of 100 ea | 价格与库存信息目前不能提供有问题？联系人技术支持
WHA10537173 |  | Whatman ® protein saver card accessories |  | 903 Dry rack without velcro, pack of 10 ea | 价格与库存信息目前不能提供有问题？联系人技术支持
WHA10539521 |  | Whatman ® protein saver card accessories |  | 903 Dry rack with velcro, pack of 10 ea | 价格与库存信息目前不能提供有问题？联系人技术支持
Z752193 |  | Whatman ® protein saver card accessories |  | Biohazard labels, pack of 1000 ea | Z752193-1000EA | 需要从国外调货，预计到货时间 2015.04.22 | 975.78
Z752193 |  | Whatman ® protein saver card accessories |  | Biohazard labels, pack of 1000 ea | 产品Z752193已经停产；但是尚有库存。请从以下尚有库存的包装规格中选择。
WHA10534150 |  | Whatman ® protein saver card accessories |  | Biohazard labels, pack of 1000 ea | 价格与库存信息目前不能提供有问题？联系人技术支持
WHA10534320 |  | Whatman ® protein saver cards |  | 903 Protein saver snap apart card, pkg of 100 ea | 价格与库存信息目前不能提供有问题？联系人技术支持
WHA10531018 |  | Whatman ® protein saver cards |  | 903 Protein saver card (EU), pkg of 100 ea | 价格与库存信息目前不能提供有问题？联系人技术支持
WHA10534612 |  | Whatman ® protein saver cards |  | 903 Protein saver card (US), pkg of 100 ea | 价格与库存信息目前不能提供有问题？联系人技术支持
WHAWB100003 |  | Whatman ® FTA ® archiving products |  | Desiccant with indicator in 1g packets, pkg of 1000 ea | 价格与库存信息目前不能提供有问题？联系人技术支持
WHAWB100037 |  | Whatman ® FTA ® archiving products |  | Multi-Barrier Pouch, large, 9 x 15 cm, pkg of 100 ea | 价格与库存信息目前不能提供有问题？联系人技术支持
Z747408 |  | Whatman ® FTA ® archiving products |  | Multi-Barrier Pouch, small 8 x 7 cm, pkg of 100 ea | Z747408-100EA | 需要从国外调货，预计到货时间 2015.04.22 | 793.26
Z747408 |  | Whatman ® FTA ® archiving products |  | Multi-Barrier Pouch, small 8 x 7 cm, pkg of 100 ea | 产品Z747408已经停产；但是尚有库存。请从以下尚有库存的包装规格中选择。
WHAWB100036 |  | Whatman ® FTA ® archiving products |  | Multi-Barrier Pouch, small 8 x 7 cm, pkg of 100 ea | 价格与库存信息目前不能提供有问题？联系人技术支持
WHAWB120028 |  | Whatman ® FTA ® card technology |  | CloneSaver Card, 96 well format, 5 μL maximum volume/sample area, 480 μL maximum total volume/card, pkg of 5 ea | 价格与库存信息目前不能提供有问题？联系人技术支持
WHAWB120305 |  | Whatman ® FTA ® card technology |  | FTA classic card with 4 sample areas per card, 125 μL maximum volume/sample area, 500 μL maximum total volume/card, pkg of 25 ea | 价格与库存信息目前不能提供有问题？联系人技术支持
WHAWB120208 |  | Whatman ® FTA ® card technology |  | FTA Gene Card with 3 sample areas per card, 75 μL maximum volume/sample area, 225 μL maximum total volume/card, pkg of 100 ea | 价格与库存信息目前不能提供有问题？联系人技术支持
WHAWB120310 |  | Whatman ® FTA ® card technology |  | FTA Micro Card with 1 sample area per card, 125 μL maximum volume/sample area, 125 μL maximum total volume/card, pkg of 25 ea | 价格与库存信息目前不能提供有问题？联系人技术支持
WHAWB120355 |  | Whatman ® FTA ® card technology |  | FTA Mini Card with 2 sample areas per card, 125 μL maximum volume/sample area, 250 μL maximum total volume/card, pkg of 25 ea | 价格与库存信息目前不能提供有问题？联系人技术支持
WHAWB120306 |  | Whatman ® FTA ® card technology |  | Indicating FTA Classic Card with 4 sample areas per card, 125 μl maximum volume/sample area, 500 μl maximum total volume/card, pkg of 25 ea | 价格与库存信息目前不能提供有问题？联系人技术支持
WHAWB120311 |  | Whatman ® FTA ® card technology |  | Indicating FTA Micro Card with 1 sample area per card, 125 μL maximum volume/sample area, 125 μL maximum total volume/card, pkg of 25 ea | 价格与库存信息目前不能提供有问题？联系人技术支持
WHAWB120356 |  | Whatman ® FTA ® card technology |  | Indicating FTA Mini Card with 2 sample areas per card, 125 μL maximum volume/sample area, 250 μL maximum total volume/card, pkg of 25 ea | 价格与库存信息目前不能提供有问题？联系人技术支持
WHAWB100024 |  | Whatman ® FTA ® card technology |  | CloneSaver Resealable Multi-Barrier Pouch, pkg of 50 ea | 价格与库存信息目前不能提供有问题？联系人技术支持
WHAWB120365 |  | Whatman ® FTA ® card technology |  | PlantSaver card with 4 sample areas per card, pkg of 25 ea | 价格与库存信息目前不能提供有问题？联系人技术支持
WHAWB120052 |  | Whatman ® FTA ® card technology |  | CloneSaver starter kit, includes 2 clonesaver cards, 2 uni-core punches (2mm), cutting mat and instructions, kit of 1 | 价格与库存信息目前不能提供有问题？联系人技术支持
WHAWB120308 |  | Whatman ® FTA ® card technology |  | FTA Gene Card with 3 sample areas per card, 75 μL maximum volume/sample area, 225 μL maximum total volume/card, pkg of 25 ea | 价格与库存信息目前不能提供有问题？联系人技术支持
WHAWB100030 |  | Whatman ® FTA ® card technology |  | genecard carrier | 价格与库存信息目前不能提供有问题？联系人技术支持
WHAWB100034 |  | Whatman ® FTA ® card technology |  | Spot holder | 价格与库存信息目前不能提供有问题？联系人技术支持
WHAWB100032 |  | Whatman ® FTA ® collection products |  | Sterile Foam Tipped Applicators, pkg of 100 ea | 价格与库存信息目前不能提供有问题？联系人技术支持
WHAWB100035 |  | Whatman ® FTA ® collection products |  | Sterile Omni Swab, pkg of 100 ea | 价格与库存信息目前不能提供有问题？联系人技术支持
WHAWB120410 |  | Whatman ® FTA ® Elute |  | FTA Elute Micro Card with 4 sample areas per card, pkg of 100 ea | 价格与库存信息目前不能提供有问题？联系人技术支持
WHAWB120411 |  | Whatman ® FTA ® Elute |  | Indicating FTA Elute Micro Card with 1 sample area per card, pkg of 100 ea | 价格与库存信息目前不能提供有问题？联系人技术支持
WHAWB120401 |  | Whatman ® FTA ® Elute |  | FTA Elute Micro Card with 4 sample areas per card, pkg of 25 ea | 价格与库存信息目前不能提供有问题？联系人技术支持
WHAWB120412 |  | Whatman ® FTA ® Elute |  | Indicating FTA Elute Micro Card with 1 sample area per card, pkg of 25 ea | 价格与库存信息目前不能提供有问题？联系人技术支持
WHA10548234 |  | Whatman ® protein saver card accessories |  | dessicant without indicator in 1g packs, pkg of 100 ea | 价格与库存信息目前不能提供有问题？联系人技术支持
Z132101 |  | Whatman ® glass-fiber filter paper, Grade 25 |  | Grade 25 circles, 125 mm, 100/pk | Z132101-100EA | 需要从国外调货，预计到货时间 2015.04.22 | 6,054.75
Z132101 |  | Whatman ® glass-fiber filter paper, Grade 25 |  | Grade 25 circles, 125 mm, 100/pk | 产品Z132101已经停产；但是尚有库存。请从以下尚有库存的包装规格中选择。
Z242195 |  | Whatman ® glass microfiber filters, Grade GF/B |  | Grade GF/B circles, 21 mm, 100/pk | 产品已经停产。查看替代产品联系技术支持
Z242209 |  | Whatman ® glass microfiber filters, Grade GF/B |  | Grade GF/B circles, 24 mm, 100/pk | 产品已经停产。查看替代产品联系技术支持
Z242217 |  | Whatman ® glass microfiber filters, Grade GF/B |  | Grade GF/B circles, 25 mm, 100/pk | Z242217-1PAK | 需要从国外调货，预计到货时间 2015.04.22 | 737.10
Z242217 |  | Whatman ® glass microfiber filters, Grade GF/B |  | Grade GF/B circles, 25 mm, 100/pk | 产品Z242217已经停产；但是尚有库存。请从以下尚有库存的包装规格中选择。
Z242225 |  | Whatman ® glass microfiber filters, Grade GF/B |  | Grade GF/B circles, 37 mm, 100/pk | 产品已经停产。查看替代产品联系技术支持
Z242233 |  | Whatman ® glass microfiber filters, Grade GF/B |  | Grade GF/B circles, 42.5 mm, 100/pk | Z242233-1PAK | 需要从国外调货，预计到货时间 2015.04.22 | 1,036.62
Z242233 |  | Whatman ® glass microfiber filters, Grade GF/B |  | Grade GF/B circles, 42.5 mm, 100/pk | 产品Z242233已经停产；但是尚有库存。请从以下尚有库存的包装规格中选择。
Z242241 |  | Whatman ® glass microfiber filters, Grade GF/B |  | Grade GF/B circles, 47 mm, 100/pk | 产品已经停产。查看替代产品联系技术支持
Z242268 |  | Whatman ® glass microfiber filters, Grade GF/B |  | Grade GF/B circles, 55 mm, 100/pk | 产品已经停产。查看替代产品联系技术支持
Z242276 |  | Whatman ® glass microfiber filters, Grade GF/B |  | Grade GF/B circles, 70 mm, 100/pk | 产品已经停产。查看替代产品联系技术支持
Z242284 |  | Whatman ® glass microfiber filters, Grade GF/B |  | Grade GF/B circles, 90 mm, 25/pk | 产品已经停产。查看替代产品联系技术支持
Z242292 |  | Whatman ® glass microfiber filters, Grade GF/B |  | Grade GF/B circles, 110 mm, 25/pk | 产品已经停产。查看替代产品联系技术支持
Z242306 |  | Whatman ® glass microfiber filters, Grade GF/B |  | Grade GF/B circles, 125 mm, 25/pk | 产品已经停产。查看替代产品联系技术支持
Z242314 |  | Whatman ® glass microfiber filters, Grade GF/B |  | Grade GF/B circles, 150 mm, 25/pk | 产品已经停产。查看替代产品联系技术支持
WHA1822021 |  | Whatman ® glass microfiber filters, binder free, Grade GF/C |  | Grade GF/C circles, 21 mm, 100/pk | 价格与库存信息目前不能提供有问题？联系人技术支持
Z242322 |  | Whatman ® glass microfiber filters, binder free, Grade GF/C |  | Grade GF/C circles, 21 mm, 100/pk | 产品已经停产。查看替代产品联系技术支持
WHA1822024 |  | Whatman ® glass microfiber filters, binder free, Grade GF/C |  | Grade GF/C circles, 24 mm, 100/pk | 价格与库存信息目前不能提供有问题？联系人技术支持
Z242330 |  | Whatman ® glass microfiber filters, binder free, Grade GF/C |  | Grade GF/C circles, 24 mm, 100/pk | 产品已经停产。查看替代产品联系技术支持
WHA1822025 |  | Whatman ® glass microfiber filters, binder free, Grade GF/C |  | Grade GF/C circles, 25 mm, 100/pk | 价格与库存信息目前不能提供有问题？联系人技术支持
Z242349 |  | Whatman ® glass microfiber filters, binder free, Grade GF/C |  | Grade GF/C circles, 25 mm, 100/pk | Z242349-1PAK | 需要从国外调货，预计到货时间 2015.04.22 | 834.21
Z242349 |  | Whatman ® glass microfiber filters, binder free, Grade GF/C |  | Grade GF/C circles, 25 mm, 100/pk | 产品Z242349已经停产；但是尚有库存。请从以下尚有库存的包装规格中选择。
WHA1822037 |  | Whatman ® glass microfiber filters, binder free, Grade GF/C |  | Grade GF/C circles, 37 mm, 100/pk | 价格与库存信息目前不能提供有问题？联系人技术支持
Z242357 |  | Whatman ® glass microfiber filters, binder free, Grade GF/C |  | Grade GF/C circles, 37 mm, 100/pk | 产品已经停产。查看替代产品联系技术支持
Z242365 |  | Whatman ® glass microfiber filters, binder free, Grade GF/C |  | Grade GF/C circles, 42.5 mm, 100/pk | Z242365-1PAK | 需要从国外调货，预计到货时间 2015.04.22 | 954.72
Z242365 |  | Whatman ® glass microfiber filters, binder free, Grade GF/C |  | Grade GF/C circles, 42.5 mm, 100/pk | 产品Z242365已经停产；但是尚有库存。请从以下尚有库存的包装规格中选择。
WHA1822042 |  | Whatman ® glass microfiber filters, binder free, Grade GF/C |  | Grade GF/C circles, 42.5 mm, 100/pk | 价格与库存信息目前不能提供有问题？联系人技术支持
Z242373 |  | Whatman ® glass microfiber filters, binder free, Grade GF/C |  | Grade GF/C circles, 47 mm, 100/pk | 产品已经停产。查看替代产品联系技术支持
WHA1822047 |  | Whatman ® glass microfiber filters, binder free, Grade GF/C |  | Grade GF/C circles, 47 mm, 100/pk | 价格与库存信息目前不能提供有问题？联系人技术支持
WHA1822055 |  | Whatman ® glass microfiber filters, binder free, Grade GF/C |  | Grade GF/C circles, 55 mm, 100/pk | 价格与库存信息目前不能提供有问题？联系人技术支持
Z242381 |  | Whatman ® glass microfiber filters, binder free, Grade GF/C |  | Grade GF/C circles, 55 mm, 100/pk | 产品已经停产。查看替代产品联系技术支持
WHA1822070 |  | Whatman ® glass microfiber filters, binder free, Grade GF/C |  | Grade GF/C circles, 70 mm, 100/pk | 价格与库存信息目前不能提供有问题？联系人技术支持
Z242403 |  | Whatman ® glass microfiber filters, binder free, Grade GF/C |  | Grade GF/C circles, 70 mm, 100/pk | Z242403-1PAK | 需要从国外调货，预计到货时间 2015.04.22 | 1,628.64
Z242403 |  | Whatman ® glass microfiber filters, binder free, Grade GF/C |  | Grade GF/C circles, 70 mm, 100/pk | 产品Z242403已经停产；但是尚有库存。请从以下尚有库存的包装规格中选择。
Z242411 |  | Whatman ® glass microfiber filters, binder free, Grade GF/C |  | Grade GF/C circles, 90 mm, 100/pk | 产品已经停产。查看替代产品联系技术支持
WHA1822090 |  | Whatman ® glass microfiber filters, binder free, Grade GF/C |  | Grade GF/C circles, 90 mm, 100/pk | 价格与库存信息目前不能提供有问题？联系人技术支持
WHA1822110 |  | Whatman ® glass microfiber filters, binder free, Grade GF/C |  | Grade GF/C circles, 110 mm, 100/pk | 价格与库存信息目前不能提供有问题？联系人技术支持
Z242438 |  | Whatman ® glass microfiber filters, binder free, Grade GF/C |  | Grade GF/C circles, 110 mm, 100/pk | Z242438-1PAK | 需要从国外调货，预计到货时间 2015.04.22 | 3,619.98
Z242438 |  | Whatman ® glass microfiber filters, binder free, Grade GF/C |  | Grade GF/C circles, 110 mm, 100/pk | 产品Z242438已经停产；但是尚有库存。请从以下尚有库存的包装规格中选择。
Z242446 |  | Whatman ® glass microfiber filters, binder free, Grade GF/C |  | Grade GF/C circles, 125 mm, 100/pk | 产品已经停产。查看替代产品联系技术支持
WHA1822125 |  | Whatman ® glass microfiber filters, binder free, Grade GF/C |  | Grade GF/C circles, 125 mm, 100/pk | 价格与库存信息目前不能提供有问题？联系人技术支持
WHA1822150 |  | Whatman ® glass microfiber filters, binder free, Grade GF/C |  | Grade GF/C circles, 150 mm, 100/pk | 价格与库存信息目前不能提供有问题？联系人技术支持
Z242454 |  | Whatman ® glass microfiber filters, binder free, Grade GF/C |  | Grade GF/C circles, 150 mm, 100/pk | 产品已经停产。查看替代产品联系技术支持
WHA1822050 |  | Whatman ® glass microfiber filters, binder free, Grade GF/C |  | Grade GF/C circles, 50 mm, 100/pk | 价格与库存信息目前不能提供有问题？联系人技术支持
WHA1822915 |  | Whatman ® glass microfiber filters, binder free, Grade GF/C |  | Grade GF/C sheets, 460 x 570 mm, 25/pk | 价格与库存信息目前不能提供有问题？联系人技术支持
WHA1822849 |  | Whatman ® glass microfiber filters, binder free, Grade GF/C |  | Grade GF/C Sheets, 102 x 254 mm, 50/pk | 价格与库存信息目前不能提供有问题？联系人技术支持
WHA1822100 |  | Whatman ® glass microfiber filters, binder free, Grade GF/C |  | Grade GF/C circles, 100 mm, 100/pk | 价格与库存信息目前不能提供有问题？联系人技术支持
WHA18226580 |  | Whatman ® glass microfiber filters, binder free, Grade GF/C |  | circles, diam. 25 mm | 价格与库存信息目前不能提供有问题？联系人技术支持
WHA1822866 |  | Whatman ® glass microfiber filters, binder free, Grade GF/C |  | sheets, L × W 8 in. × 10 in. | 价格与库存信息目前不能提供有问题？联系人技术支持
Z258199 |  | Whatman ® glass microfiber filters, Grade GF/D |  | diam. 2.1 cm | 产品已经停产。查看替代产品联系技术支持
WHA1823021 |  | Whatman ® glass microfiber filters, Grade GF/D |  | diam. 2.1 cm | 价格与库存信息目前不能提供有问题？联系人技术支持
Z258202 |  | Whatman ® glass microfiber filters, Grade GF/D |  | diam. 2.4 cm | 产品已经停产。查看替代产品联系技术支持
WHA1823024 |  | Whatman ® glass microfiber filters, Grade GF/D |  | diam. 2.4 cm | 价格与库存信息目前不能提供有问题？联系人技术支持
Z258210 |  | Whatman ® glass microfiber filters, Grade GF/D |  | diam. 2.5 cm | 产品已经停产。查看替代产品联系技术支持
WHA1823025 |  | Whatman ® glass microfiber filters, Grade GF/D |  | diam. 2.5 cm | 价格与库存信息目前不能提供有问题？联系人技术支持
Z258237 |  | Whatman ® glass microfiber filters, Grade GF/D |  | diam. 4.25 cm | 产品已经停产。查看替代产品联系技术支持
WHA1823042 |  | Whatman ® glass microfiber filters, Grade GF/D |  | diam. 4.25 cm | 价格与库存信息目前不能提供有问题？联系人技术支持
Z258245 |  | Whatman ® glass microfiber filters, Grade GF/D |  | diam. 4.7 cm | 产品已经停产。查看替代产品联系技术支持
WHA1823047 |  | Whatman ® glass microfiber filters, Grade GF/D |  | diam. 4.7 cm | 价格与库存信息目前不能提供有问题？联系人技术支持
Z258253 |  | Whatman ® glass microfiber filters, Grade GF/D |  | diam. 5.5 cm | 产品已经停产。查看替代产品联系技术支持
WHA1823055 |  | Whatman ® glass microfiber filters, Grade GF/D |  | diam. 5.5 cm | 价格与库存信息目前不能提供有问题？联系人技术支持
Z258261 |  | Whatman ® glass microfiber filters, Grade GF/D |  | diam. 7.0 cm | 产品已经停产。查看替代产品联系技术支持
WHA1823070 |  | Whatman ® glass microfiber filters, Grade GF/D |  | diam. 7.0 cm | 价格与库存信息目前不能提供有问题？联系人技术支持
Z258288 |  | Whatman ® glass microfiber filters, Grade GF/D |  | diam. 9.0 cm | Z258288-1PAK | 需要从国外调货，预计到货时间 2015.04.22 | 471.51
Z258288 |  | Whatman ® glass microfiber filters, Grade GF/D |  | diam. 9.0 cm | 产品Z258288已经停产；但是尚有库存。请从以下尚有库存的包装规格中选择。
WHA1823090 |  | Whatman ® glass microfiber filters, Grade GF/D |  | diam. 9.0 cm | 价格与库存信息目前不能提供有问题？联系人技术支持
Z258296 |  | Whatman ® glass microfiber filters, Grade GF/D |  | diam. 11.0 cm | 产品已经停产。查看替代产品联系技术支持
WHA1823110 |  | Whatman ® glass microfiber filters, Grade GF/D |  | diam. 11.0 cm | 价格与库存信息目前不能提供有问题？联系人技术支持
Z258318 |  | Whatman ® glass microfiber filters, Grade GF/D |  | diam. 12.5 cm | 产品已经停产。查看替代产品联系技术支持
WHA1823125 |  | Whatman ® glass microfiber filters, Grade GF/D |  | diam. 12.5 cm | 价格与库存信息目前不能提供有问题？联系人技术支持
Z258326 |  | Whatman ® glass microfiber filters, Grade GF/D |  | diam. 15.0 cm | Z258326-1PAK | 需要从国外调货，预计到货时间 2015.04.22 | 1,413.36
Z258326 |  | Whatman ® glass microfiber filters, Grade GF/D |  | diam. 15.0 cm | 产品Z258326已经停产；但是尚有库存。请从以下尚有库存的包装规格中选择。
WHA1823150 |  | Whatman ® glass microfiber filters, Grade GF/D |  | diam. 15.0 cm | 价格与库存信息目前不能提供有问题？联系人技术支持
WHA1823257 |  | Whatman ® glass microfiber filters, Grade GF/D |  | diam. 257 mm | 价格与库存信息目前不能提供有问题？联系人技术支持
WHA1823010 |  | Whatman ® glass microfiber filters, Grade GF/D |  | diam. 10 mm | 价格与库存信息目前不能提供有问题？联系人技术支持
WHA1823142 |  | Whatman ® glass microfiber filters, Grade GF/D |  | diam. 142 mm | 价格与库存信息目前不能提供有问题？联系人技术支持
WHA1823035 |  | Whatman ® glass microfiber filters, Grade GF/D |  | diam. 35 mm | 价格与库存信息目前不能提供有问题？联系人技术支持
WHA1823007 |  | Whatman ® glass microfiber filters, Grade GF/D |  | circles, diam. 7 mm | 价格与库存信息目前不能提供有问题？联系人技术支持
WHA1823915 |  | Whatman ® glass microfiber filters, Grade GF/D |  | sheets, L × W 460 mm × 570 | 价格与库存信息目前不能提供有问题？联系人技术支持
Z242462 |  | Whatman ® glass microfiber filters, Grade GF/F |  | Grade GF/F circles, 21 mm, 100/pk | 产品已经停产。查看替代产品联系技术支持
Z242470 |  | Whatman ® glass microfiber filters, Grade GF/F |  | Grade GF/F circles, 24 mm, 100/pk | 产品已经停产。查看替代产品联系技术支持
Z242489 |  | Whatman ® glass microfiber filters, Grade GF/F |  | Grade GF/F circles, 25 mm, 100/pk | 产品已经停产。查看替代产品联系技术支持
Z242500 |  | Whatman ® glass microfiber filters, Grade GF/F |  | Grade GF/F circles, 42.5 mm, 100/pk | 产品已经停产。查看替代产品联系技术支持
Z242519 |  | Whatman ® glass microfiber filters, Grade GF/F |  | Grade GF/F circles, 47 mm, 100/pk | 产品已经停产。查看替代产品联系技术支持
Z242527 |  | Whatman ® glass microfiber filters, Grade GF/F |  | Grade GF/F circles, 55 mm, 100/pk | 产品已经停产。查看替代产品联系技术支持
Z242535 |  | Whatman ® glass microfiber filters, Grade GF/F |  | Grade GF/F circles, 70 mm, 100/pk | 产品已经停产。查看替代产品联系技术支持
Z242543 |  | Whatman ® glass microfiber filters, Grade GF/F |  | Grade GF/F circles, 90 mm, 25/pk | 产品已经停产。查看替代产品联系技术支持
Z242551 |  | Whatman ® glass microfiber filters, Grade GF/F |  | Grade GF/F circles, 110 mm, 25/pk | Z242551-1PAK | 需要从国外调货，预计到货时间 2015.04.22 | 1,345.50
Z242578 |  | Whatman ® glass microfiber filters, Grade GF/F |  | Grade GF/F circles, 125 mm, 25/pk | 产品已经停产。查看替代产品联系技术支持
Z242586 |  | Whatman ® glass microfiber filters, Grade GF/F |  | Grade GF/F circles, 150 mm, 25/pk | 产品已经停产。查看替代产品联系技术支持
WHA10372803 |  | Whatman ® glass microfiber filters, Grade 31 |  | diam. 55 mm | 价格与库存信息目前不能提供有问题？联系人技术支持
WHA10372968 |  | Whatman ® glass microfiber filters, Grade 32 |  | size 4 in. × 12 in. | 价格与库存信息目前不能提供有问题？联系人技术支持
WHA10370020 |  | Whatman ® glass microfiber filters with inorganic binder, Grade GF 6 |  | diam. 100 mm | 价格与库存信息目前不能提供有问题？联系人技术支持
WHA10370006 |  | Whatman ® glass microfiber filters with inorganic binder, Grade GF 6 |  | diam. 110 mm | 价格与库存信息目前不能提供有问题？联系人技术支持
WHA10370002 |  | Whatman ® glass microfiber filters with inorganic binder, Grade GF 6 |  | diam. 50 mm | 价格与库存信息目前不能提供有问题？联系人技术支持
WHA10370003 |  | Whatman ® glass microfiber filters with inorganic binder, Grade GF 6 |  | diam. 55 mm | 价格与库存信息目前不能提供有问题？联系人技术支持
Z696676 |  | Whatman ® glass microfiber filters with inorganic binder, Grade GF 6 |  | diam. 70 mm | Z696676-100EA | 需要从国外调货，预计到货时间 2015.04.22 | 1,574.82
Z696676 |  | Whatman ® glass microfiber filters with inorganic binder, Grade GF 6 |  | diam. 70 mm | 产品Z696676已经停产；但是尚有库存。请从以下尚有库存的包装规格中选择。
WHA10370004 |  | Whatman ® glass microfiber filters with inorganic binder, Grade GF 6 |  | diam. 70 mm | 价格与库存信息目前不能提供有问题？联系人技术支持
WHA10370005 |  | Whatman ® glass microfiber filters with inorganic binder, Grade GF 6 |  | diam. 90 mm | 价格与库存信息目前不能提供有问题？联系人技术支持
WHA10370018 |  | Whatman ® glass microfiber filters with inorganic binder, Grade GF 6 |  | diam. 25 mm | 价格与库存信息目前不能提供有问题？联系人技术支持
WHA10370019 |  | Whatman ® glass microfiber filters with inorganic binder, Grade GF 6 |  | diam. 47 mm | 价格与库存信息目前不能提供有问题？联系人技术支持
WHA10370007 |  | Whatman ® glass microfiber filters with inorganic binder, Grade GF 6 |  | diam. 125 mm | 价格与库存信息目前不能提供有问题？联系人技术支持
WHA10370008 |  | Whatman ® glass microfiber filters with inorganic binder, Grade GF 6 |  | diam. 150 mm | 价格与库存信息目前不能提供有问题？联系人技术支持
WHA10370011 |  | Whatman ® glass microfiber filters with inorganic binder, Grade GF 6 |  | diam. 200 mm | 价格与库存信息目前不能提供有问题？联系人技术支持
WHA10370012 |  | Whatman ® glass microfiber filters with inorganic binder, Grade GF 6 |  | diam. 240 mm | 价格与库存信息目前不能提供有问题？联系人技术支持
WHA10370172 |  | Whatman ® glass microfiber filters with inorganic binder, Grade GF 8 |  | W × L 60 mm × 90 mm | 价格与库存信息目前不能提供有问题？联系人技术支持
WHA10370105 |  | Whatman ® glass microfiber filters with inorganic binder, Grade GF 8 |  | diam. 90 mm | 价格与库存信息目前不能提供有问题？联系人技术支持
WHA10370119 |  | Whatman ® glass microfiber filters with inorganic binder, Grade GF 8 |  | diam. 47 mm | 价格与库存信息目前不能提供有问题？联系人技术支持
WHA10370111 |  | Whatman ® glass microfiber filters with inorganic binder, Grade GF 8 |  | diam. 200 mm | 价格与库存信息目前不能提供有问题？联系人技术支持
Z749966 |  | Whatman ® glass microfiber filters with inorganic binder, Grade GF 8 |  | pre-fired, L × W 60 mm × 90 mm | Z749966-100EA | 需要从国外调货，预计到货时间 2015.04.22 | 2,389.14
Z749966 |  | Whatman ® glass microfiber filters with inorganic binder, Grade GF 8 |  | pre-fired, L × W 60 mm × 90 mm | 产品Z749966已经停产；但是尚有库存。请从以下尚有库存的包装规格中选择。
WHA10370205 |  | Whatman ® glass microfiber filters with inorganic binder, Grade GF 9 |  | diam. 90 mm | 价格与库存信息目前不能提供有问题？联系人技术支持
WHA10370202 |  | Whatman ® glass microfiber filters with inorganic binder, Grade GF 9 |  | diam. 50 mm | 价格与库存信息目前不能提供有问题？联系人技术支持
WHA10370206 |  | Whatman ® glass microfiber filters with inorganic binder, Grade GF 9 |  | diam. 110 mm | 价格与库存信息目前不能提供有问题？联系人技术支持
WHA10421026 |  | Whatman ® glass microfiber filters with inorganic binder, Grade GF 92 |  | diam. 47 mm | 价格与库存信息目前不能提供有问题？联系人技术支持
WHA10421030 |  | Whatman ® glass microfiber filters with inorganic binder, Grade GF 92 |  | diam. 50 mm | 价格与库存信息目前不能提供有问题？联系人技术支持
WHA10421019 |  | Whatman ® glass microfiber filters with inorganic binder, Grade GF 92 |  | diam. 42 mm | 价格与库存信息目前不能提供有问题？联系人技术支持
WHA10421043 |  | Whatman ® glass microfiber filters with inorganic binder, Grade GF 92 |  | diam. 100 mm | 价格与库存信息目前不能提供有问题？联系人技术支持
WHA10421057 |  | Whatman ® glass microfiber filters with inorganic binder, Grade GF 92 |  | diam. 135 mm | 价格与库存信息目前不能提供有问题？联系人技术支持
WHA10421060 |  | Whatman ® glass microfiber filters with inorganic binder, Grade GF 92 |  | size 142 mm | 价格与库存信息目前不能提供有问题？联系人技术支持
WHA10370320 |  | Whatman ® glass microfiber filters with organic binder, Grade GF 10 |  | circles, diam. 100 mm, pack of 100 | 价格与库存信息目前不能提供有问题？联系人技术支持
Z696811 |  | Whatman ® glass microfiber filters with organic binder, Grade GF 10 |  | circles, diam. 47 mm, pack of 200 | Z696811-200EA | 需要从国外调货，预计到货时间 2015.04.22 | 1,117.35
Z696811 |  | Whatman ® glass microfiber filters with organic binder, Grade GF 10 |  | circles, diam. 47 mm, pack of 200 | 产品Z696811已经停产；但是尚有库存。请从以下尚有库存的包装规格中选择。
WHA10370319 |  | Whatman ® glass microfiber filters with organic binder, Grade GF 10 |  | circles, diam. 47 mm, pack of 200 | 价格与库存信息目前不能提供有问题？联系人技术支持
WHA10370302 |  | Whatman ® glass microfiber filters with organic binder, Grade GF 10 |  | circles, diam. 50 mm, pack of 200 | 价格与库存信息目前不能提供有问题？联系人技术支持
WHA10370394 |  | Whatman ® glass microfiber filters with organic binder, Grade GF 10 |  | roll, W × L 50 mm × 100 m, pack of 1 | 价格与库存信息目前不能提供有问题？联系人技术支持
WHA10370305 |  | Whatman ® glass microfiber filters with organic binder, Grade GF 10 |  | circles, diam. 90 mm, pack of 100 | 价格与库存信息目前不能提供有问题？联系人技术支持
WHA10370391 |  | Whatman ® glass microfiber filters with organic binder, Grade GF 10 |  | roll, W × L 60 mm × 42 m, pack of 1 | 价格与库存信息目前不能提供有问题？联系人技术支持
WHA10370393 |  | Whatman ® glass microfiber filters with organic binder, Grade GF 10 |  | roll, W × L 40 mm × 42 m, pack of 1 | 价格与库存信息目前不能提供有问题？联系人技术支持
WHA10370381 |  | Whatman ® glass microfiber filters with organic binder, Grade GF 10 |  | roll, W × L 30 mm × 20 m, pack of 1 | 产品已经停产。联系技术支持
WHA10370384 |  | Whatman ® glass microfiber filters with organic binder, Grade GF 10 |  | roll, W × L 70 mm × 50 m, pack of 1 | 产品已经停产。联系技术支持
WHA10370392 |  | Whatman ® glass microfiber filters with organic binder, Grade GF 10 |  | roll, W × L 35 mm × 30 m, pack of 1 | 产品已经停产。联系技术支持
Z759759 |  | Whatman ® glass microfiber filters, Grade 934-AH ® RTU |  | circles, diam. 42.5 mm, barcoded aluminium pan | Z759759-100EA | 需要从国外调货，预计到货时间 2015.04.22 | 1,372.41
Z759759 |  | Whatman ® glass microfiber filters, Grade 934-AH ® RTU |  | circles, diam. 42.5 mm, barcoded aluminium pan | 产品Z759759已经停产；但是尚有库存。请从以下尚有库存的包装规格中选择。
WHA9907042 |  | Whatman ® glass microfiber filters, Grade 934-AH ® RTU |  | circles, diam. 42.5 mm, barcoded aluminium pan | 价格与库存信息目前不能提供有问题？联系人技术支持
WHA9907047 |  | Whatman ® glass microfiber filters, Grade 934-AH ® RTU |  | circles, diam. 47 mm, barcoded aluminium pan | 价格与库存信息目前不能提供有问题？联系人技术支持
Z759775 |  | Whatman ® glass microfiber filters, Grade 934-AH ® RTU |  | circles, diam. 55 mm, barcoded aluminium pan | Z759775-100EA | 需要从国外调货，预计到货时间 2015.04.22 | 1,264.77
Z759775 |  | Whatman ® glass microfiber filters, Grade 934-AH ® RTU |  | circles, diam. 55 mm, barcoded aluminium pan | 产品Z759775已经停产；但是尚有库存。请从以下尚有库存的包装规格中选择。
WHA9907055 |  | Whatman ® glass microfiber filters, Grade 934-AH ® RTU |  | circles, diam. 55 mm, barcoded aluminium pan | 价格与库存信息目前不能提供有问题？联系人技术支持
Z759783 |  | Whatman ® glass microfiber filters, Grade 934-AH ® RTU |  | circles, diam. 90 mm, barcoded aluminium pan | Z759783-100EA | 需要从国外调货，预计到货时间 2015.04.22 | 1,776.06
Z759783 |  | Whatman ® glass microfiber filters, Grade 934-AH ® RTU |  | circles, diam. 90 mm, barcoded aluminium pan | 产品Z759783已经停产；但是尚有库存。请从以下尚有库存的包装规格中选择。
WHA9907090 |  | Whatman ® glass microfiber filters, Grade 934-AH ® RTU |  | circles, diam. 90 mm, barcoded aluminium pan | 价格与库存信息目前不能提供有问题？联系人技术支持
WHA10462259 |  | Whatman ® Celtron 30/0.45 |  | CA-GF92 Filter | 价格与库存信息目前不能提供有问题？联系人技术支持
Z698571 |  | Whatman ® Celtron 30/0.45 |  | RC-GF92-TG100 Filter | 产品已经停产。查看替代产品联系技术支持
WHA10462281 |  | Whatman ® Celtron 30/0.45 |  | RC-GF55 Filter | 价格与库存信息目前不能提供有问题？联系人技术支持
WHA10462270 |  | Whatman ® Celtron 30/0.45 |  | CN-GF51 Filter | 价格与库存信息目前不能提供有问题？联系人技术支持
WHA10461000 |  | Whatman ® FP 025/1 filter holder |  |  | 价格与库存信息目前不能提供有问题？联系人技术支持
WHA10461300 |  | Whatman ® FP 050/0 filter holder |  | FP050/0, upper section only | 价格与库存信息目前不能提供有问题？联系人技术支持
WHA10461100 |  | Whatman ® FP 050/0 Filter holder |  |  | 价格与库存信息目前不能提供有问题？联系人技术支持
WHA7141025 |  | Whatman ® MembraClear membrane for asbestos fiber analysis |  | diam. 25 mm | 价格与库存信息目前不能提供有问题？联系人技术支持
WHA7141047 |  | Whatman ® MembraClear membrane for asbestos fiber analysis |  | diam. 47 mm | 价格与库存信息目前不能提供有问题？联系人技术支持
Z751936 |  | Whatman ® Membrane-Butler accessories |  | Foot pedal for Membrane-Butler E | Z751936-1EA | 需要从国外调货，预计到货时间 2015.04.22 | 1,983.15
Z751936 |  | Whatman ® Membrane-Butler accessories |  | Foot pedal for Membrane-Butler E | 产品Z751936已经停产；但是尚有库存。请从以下尚有库存的包装规格中选择。
Z751928 |  | Whatman ® Membrane-Butler accessories |  | Tower rack for two Membrane-Butler E | Z751928-1EA | 需要从国外调货，预计到货时间 2015.04.22 | 8,096.40
Z751928 |  | Whatman ® Membrane-Butler accessories |  | Tower rack for two Membrane-Butler E | 产品Z751928已经停产；但是尚有库存。请从以下尚有库存的包装规格中选择。
WHA10477100 |  | Whatman ® Membrane-Butler accessories |  | Manual Butler for dispensing filtration membranes | 价格与库存信息目前不能提供有问题？联系人技术支持
Z751944 |  | Whatman ® Membrane-Butler accessories |  | Power supply for Membrane Butler E | Z751944-1EA | 需要从国外调货，预计到货时间 2015.04.22 | 4,995.90
Z751944 |  | Whatman ® Membrane-Butler accessories |  | Power supply for Membrane Butler E | 产品Z751944已经停产；但是尚有库存。请从以下尚有库存的包装规格中选择。
WHA10404106 |  | Whatman ® cellulose acetate membranes |  | cellulose acetate circles (OE 66), 0.2 μm, 25 mm 100/pk | 价格与库存信息目前不能提供有问题？联系人技术支持
Z697443 |  | Whatman ® cellulose acetate membranes |  | cellulose acetate circles (OE 67), 0.45 μm, 142 mm 25/pk | Z697443-25EA | 需要从国外调货，预计到货时间 2015.04.22 | 2,421.90
Z697443 |  | Whatman ® cellulose acetate membranes |  | cellulose acetate circles (OE 67), 0.45 μm, 142 mm 25/pk | 产品Z697443已经停产；但是尚有库存。请从以下尚有库存的包装规格中选择。
WHA10404031 |  | Whatman ® cellulose acetate membranes |  | cellulose acetate circles (OE 67), 0.45 μm, 142 mm 25/pk | 价格与库存信息目前不能提供有问题？联系人技术支持
WHA10404131 |  | Whatman ® cellulose acetate membranes |  | cellulose acetate circles (OE 66), 0.2 μm, 142 mm 25/pk | 价格与库存信息目前不能提供有问题？联系人技术支持
Z697508 |  | Whatman ® cellulose acetate membranes |  | cellulose acetate circles (OE 66), 0.2 μm, 47 mm 100/pk | Z697508-100EA | 需要从国外调货，预计到货时间 2015.04.22 | 1,981.98
Z697508 |  | Whatman ® cellulose acetate membranes |  | cellulose acetate circles (OE 66), 0.2 μm, 47 mm 100/pk | 产品Z697508已经停产；但是尚有库存。请从以下尚有库存的包装规格中选择。
WHA10404112 |  | Whatman ® cellulose acetate membranes |  | cellulose acetate circles (OE 66), 0.2 μm, 47 mm 100/pk | 价格与库存信息目前不能提供有问题？联系人技术支持
WHA10404114 |  | Whatman ® cellulose acetate membranes |  | cellulose acetate circles (OE 66), 0.2 μm, 50 mm 100/pk | 价格与库存信息目前不能提供有问题？联系人技术支持
WHA10404180 |  | Whatman ® cellulose acetate membranes |  | cellulose acetate circles (OE 66), 0.2 μm, 300 x 600 mm 5/pk | 价格与库存信息目前不能提供有问题？联系人技术支持
WHA10404006 |  | Whatman ® cellulose acetate membranes |  | cellulose acetate circles (OE 67), 0.45 μm, 25 mm 100/pk | 价格与库存信息目前不能提供有问题？联系人技术支持
Z697427 |  | Whatman ® cellulose acetate membranes |  | cellulose acetate circles (OE 67), 0.45 μm, 47 mm 100/pk | Z697427-100EA | 需要从国外调货，预计到货时间 2015.04.22 | 1,910.61
Z697427 |  | Whatman ® cellulose acetate membranes |  | cellulose acetate circles (OE 67), 0.45 μm, 47 mm 100/pk | 产品Z697427已经停产；但是尚有库存。请从以下尚有库存的包装规格中选择。
WHA10404012 |  | Whatman ® cellulose acetate membranes |  | cellulose acetate circles (OE 67), 0.45 μm, 47 mm 100/pk | 价格与库存信息目前不能提供有问题？联系人技术支持
WHA10404044 |  | Whatman ® cellulose acetate membranes |  | cellulose acetate circles (OE 67), 0.45 μm, 85 mm 50/pk | 价格与库存信息目前不能提供有问题？联系人技术支持
WHA10404014 |  | Whatman ® cellulose acetate membranes |  | cellulose acetate circles (OE 67), 0.45 μm, 50 mm 100/pk | 价格与库存信息目前不能提供有问题？联系人技术支持
WHA10404026 |  | Whatman ® cellulose acetate membranes |  | cellulose acetate circles (OE 67), 0.45 μm, 110 mm 50/pk | 价格与库存信息目前不能提供有问题？联系人技术支持
WHA10404126 |  | Whatman ® cellulose acetate membranes |  | OE66 membrane circles, cellulose acetate, pore size 0.2 μm, diam. 110 mm | 价格与库存信息目前不能提供有问题？联系人技术支持
WHA10404001 |  | Whatman ® cellulose acetate membranes |  | OE67 membrane circles, cellulose acetate, pore size 0.45 μm, diam. 13 mm | 价格与库存信息目前不能提供有问题？联系人技术支持
WHA10404139 |  | Whatman ® cellulose acetate membranes |  | OE66 membrane circles, cellulose acetate, pore size 0.2 μm, diam. 293 mm | 价格与库存信息目前不能提供有问题？联系人技术支持
WHA10404170 |  | Whatman ® cellulose acetate membranes |  | OE66 membrane circles, cellulose acetate, pore size 0.2 μm, diam. 47 mm | 价格与库存信息目前不能提供有问题？联系人技术支持
WHA10401706 |  | Whatman ® membrane filters mixed cellulose ester |  | pore size 0.2 μm, diam. 25 mm | 价格与库存信息目前不能提供有问题？联系人技术支持
WHA7141204 |  | Whatman ® membrane filters mixed cellulose ester |  | pore size 0.45 μm, diam. 47 mm, White Gridded, Sterile Autoclave pack | 价格与库存信息目前不能提供有问题？联系人技术支持
WHA10401714 |  | Whatman ® membrane filters mixed cellulose ester |  | pore size 0.2 μm, diam. 50 mm | 价格与库存信息目前不能提供有问题？联系人技术支持
WHA10401712 |  | Whatman ® membrane filters mixed cellulose ester |  | pore size 0.2 μm, diam. 47 mm | 价格与库存信息目前不能提供有问题？联系人技术支持
WHA10401731 |  | Whatman ® membrane filters mixed cellulose ester |  | pore size 0.2 μm, diam. 142 mm | 价格与库存信息目前不能提供有问题？联系人技术支持
WHA7141154 |  | Whatman ® membrane filters mixed cellulose ester |  | pore size 0.45 μm, diam. 47 mm, White Gridded, Sterile Autoclave pack | 价格与库存信息目前不能提供有问题？联系人技术支持
WHA7140104 |  | Whatman ® membrane filters mixed cellulose ester |  | pore size 0.45 μm, diam. 47 mm | 价格与库存信息目前不能提供有问题？联系人技术支持
WHA10401770 |  | Whatman ® membrane filters mixed cellulose ester |  | pore size 0.2 μm, diam. 47 mm, White Gridded, Sterile Autoclave pack | 价格与库存信息目前不能提供有问题？联系人技术支持
WHA7148002 |  | Whatman ® membrane filters mixed cellulose ester |  | WME, gridded, pore size 0.8 μm, diam. 25 mm, white | 价格与库存信息目前不能提供有问题？联系人技术支持
WHA10401114 |  | Whatman ® nitrocellulose membrane filters |  | NC 45, pore size 0.45 μm | 价格与库存信息目前不能提供有问题？联系人技术支持
WHA10402012 |  | Whatman ® nitrocellulose membrane filters |  | NC10 Membrane Circles, diam. 47 mm, pore size 0.1 μm | 价格与库存信息目前不能提供有问题？联系人技术支持
WHA10402014 |  | Whatman ® nitrocellulose membrane filters |  | NC10 Membrane Circles, diam. 50 mm, pore size 0.1 μm | 价格与库存信息目前不能提供有问题？联系人技术支持
WHA10401306 |  | Whatman ® nitrocellulose membrane filters |  | NC20 Membrane Circles, diam. 25 mm, pore size 0.2 μm | 价格与库存信息目前不能提供有问题？联系人技术支持
WHA10401312 |  | Whatman ® nitrocellulose membrane filters |  | NC20 Membrane Circles, diam. 47 mm, pore size 0.2 μm | 价格与库存信息目前不能提供有问题？联系人技术支持
WHA10401314 |  | Whatman ® nitrocellulose membrane filters |  | NC20 Membrane Circles, diam. 50 mm, pore size 0.2 μm | 价格与库存信息目前不能提供有问题？联系人技术支持
WHA10401121 |  | Whatman ® nitrocellulose membrane filters |  | NC45 Membrane Circles, diam. 100 mm, pore size 0.45 μm | 价格与库存信息目前不能提供有问题？联系人技术支持
WHA10401106 |  | Whatman ® nitrocellulose membrane filters |  | NC45 Membrane Circles, diam. 25 mm, pore size 0.45 μm | 价格与库存信息目前不能提供有问题？联系人技术支持
Z697125 |  | Whatman ® nitrocellulose membrane filters |  | NC45 Membrane Circles, diam. 47 mm, pore size 0.45 μm | Z697125-100EA | 需要从国外调货，预计到货时间 2015.04.22 | 2,113.02
Z697125 |  | Whatman ® nitrocellulose membrane filters |  | NC45 Membrane Circles, diam. 47 mm, pore size 0.45 μm | 产品Z697125已经停产；但是尚有库存。请从以下尚有库存的包装规格中选择。
WHA10401112 |  | Whatman ® nitrocellulose membrane filters |  | NC45 Membrane Circles, diam. 47 mm, pore size 0.45 μm | 价格与库存信息目前不能提供有问题？联系人技术支持
WHA10401118 |  | Whatman ® nitrocellulose membrane filters |  | NC45 Membrane Circles, diam. 90 mm, pore size 0.45 μm | 价格与库存信息目前不能提供有问题？联系人技术支持
Z697168 |  | Whatman ® nitrocellulose membrane filters |  | NC45 Membrane Circles, diam. 142 mm, pore size 0.45 μm | Z697168-25EA | 需要从国外调货，预计到货时间 2015.04.22 | 2,893.41
Z697168 |  | Whatman ® nitrocellulose membrane filters |  | NC45 Membrane Circles, diam. 142 mm, pore size 0.45 μm | 产品Z697168已经停产；但是尚有库存。请从以下尚有库存的包装规格中选择。
WHA10401131 |  | Whatman ® nitrocellulose membrane filters |  | NC45 Membrane Circles, diam. 142 mm, pore size 0.45 μm | 价格与库存信息目前不能提供有问题？联系人技术支持
WHA10401170 |  | Whatman ® nitrocellulose membrane filters |  | NC45 Membrane Circles, diam. 47 mm, pore size 0.45 μm | 价格与库存信息目前不能提供有问题？联系人技术支持
Z750212 |  | Whatman ® nitrocellulose membrane filters |  | circles, diam. 85 mm, pore size 0.45 μm | Z750212-50EA | 需要从国外调货，预计到货时间 2015.04.22 | 231.66
Z750212 |  | Whatman ® nitrocellulose membrane filters |  | circles, diam. 85 mm, pore size 0.45 μm | 产品Z750212已经停产；但是尚有库存。请从以下尚有库存的包装规格中选择。
WHA10401126 |  | Whatman ® nitrocellulose membrane filters |  | circles, diam. 110 mm, pore size 0.45 μm | 价格与库存信息目前不能提供有问题？联系人技术支持
WHA7188009 |  | Whatman ® nitrocellulose membrane filters |  | white plain, pore size 0.8 μm, size 90 mm | 价格与库存信息目前不能提供有问题？联系人技术支持
WHA7191014 |  | Whatman ® nitrocellulose membrane filters |  | white plain, pore size 1.2 μm, size 142 mm | 价格与库存信息目前不能提供有问题？联系人技术支持
WHA10410214 |  | Whatman ® regenerated cellulose membrane filters |  | RC 55, pore size 0.45 μm | 价格与库存信息目前不能提供有问题？联系人技术支持
WHA10410312 |  | Whatman ® regenerated cellulose membrane filters |  | RC58 Membrane Circles, diam. 47 mm, pore size 0.2 μm | 价格与库存信息目前不能提供有问题？联系人技术支持
WHA10410219 |  | Whatman ® regenerated cellulose membrane filters |  | RC55 Membrane Circles, diam. 100 mm, pore size 0.45 μm | 价格与库存信息目前不能提供有问题？联系人技术支持
WHA10410224 |  | Whatman ® regenerated cellulose membrane filters |  | RC55 Membrane Circles, diam. 110 mm, pore size 0.45 μm | 价格与库存信息目前不能提供有问题？联系人技术支持
WHA10410229 |  | Whatman ® regenerated cellulose membrane filters |  | RC55 Membrane Circles, diam. 142 mm, pore size 0.45 μm | 价格与库存信息目前不能提供有问题？联系人技术支持
WHA10410014 |  | Whatman ® regenerated cellulose membrane filters |  | RC60 Membrane Circles, diam. 50 mm, pore size 1 μm | 价格与库存信息目前不能提供有问题？联系人技术支持
WHA10410212 |  | Whatman ® regenerated cellulose membrane filters |  | RC55 Membrane Circles, diam. 47 mm, pore size 0.45 μm | 价格与库存信息目前不能提供有问题？联系人技术支持
WHA10410319 |  | Whatman ® regenerated cellulose membrane filters |  | RC58 Membrane Circles, diam. 100 mm, pore size 0.2 μm | 价格与库存信息目前不能提供有问题？联系人技术支持
WHA10410314 |  | Whatman ® regenerated cellulose membrane filters |  | RC58 Membrane Circles, diam. 50 mm, pore size 0.2 μm | 价格与库存信息目前不能提供有问题？联系人技术支持
WHA10410012 |  | Whatman ® regenerated cellulose membrane filters |  | RC60 Membrane Circles, diam. 47 mm, pore size 1 μm | 价格与库存信息目前不能提供有问题？联系人技术支持
WHA10410206 |  | Whatman ® regenerated cellulose membrane filters |  | RC55 Membrane Circles, diam. 25 mm, pore size 0.45 μm | 价格与库存信息目前不能提供有问题？联系人技术支持
WHA10410380 |  | Whatman ® regenerated cellulose membrane filters |  | RC58 sheets, pore size 0.2 μm, L × W 300 mm × 600 mm | 价格与库存信息目前不能提供有问题？联系人技术支持
WHA800195 |  | Whatman ® Nuclepore ™ Track-Etched Membranes |  | diam. 13 mm, pore size 0.8 μm, gold coated | 价格与库存信息目前不能提供有问题？联系人技术支持
WHA110405 |  | Whatman ® Nuclepore ™ Track-Etched Membranes |  | diam. 13 mm, pore size 0.1 μm, polycarbonate | 价格与库存信息目前不能提供有问题？联系人技术支持
WHA110406 |  | Whatman ® Nuclepore ™ Track-Etched Membranes |  | diam. 13 mm, pore size 0.2 μm, polycarbonate | 价格与库存信息目前不能提供有问题？联系人技术支持
WHA110407 |  | Whatman ® Nuclepore ™ Track-Etched Membranes |  | diam. 13 mm, pore size 0.4 μm, polycarbonate | 价格与库存信息目前不能提供有问题？联系人技术支持
WHA110409 |  | Whatman ® Nuclepore ™ Track-Etched Membranes |  | diam. 13 mm, pore size 0.8 μm, polycarbonate | 价格与库存信息目前不能提供有问题？联系人技术支持
WHA110410 |  | Whatman ® Nuclepore ™ Track-Etched Membranes |  | diam. 13 mm, pore size 1 μm, polycarbonate | 价格与库存信息目前不能提供有问题？联系人技术支持
WHA110415 |  | Whatman ® Nuclepore ™ Track-Etched Membranes |  | diam. 13 mm, pore size 10 μm, polycarbonate | 价格与库存信息目前不能提供有问题？联系人技术支持
WHA110414 |  | Whatman ® Nuclepore ™ Track-Etched Membranes |  | diam. 13 mm, pore size 8 μm, polycarbonate | 价格与库存信息目前不能提供有问题？联系人技术支持
WHA110412 |  | Whatman ® Nuclepore ™ Track-Etched Membranes |  | diam. 13 mm, pore size 3 μm, polycarbonate | 价格与库存信息目前不能提供有问题？联系人技术支持
WHA110413 |  | Whatman ® Nuclepore ™ Track-Etched Membranes |  | diam. 13 mm, pore size 5 μm, polycarbonate | 价格与库存信息目前不能提供有问题？联系人技术支持
WHA150446 |  | Whatman ® Nuclepore ™ Track-Etched Membranes |  | diam. 13 mm, pore size 8.0 μm, polycarbonate - PVP free | 价格与库存信息目前不能提供有问题？联系人技术支持
WHA150445 |  | Whatman ® Nuclepore ™ Track-Etched Membranes |  | PVP-free, diam. 13 mm, pore size 5.0 μm | 价格与库存信息目前不能提供有问题？联系人技术支持
Z764760 |  | Whatman ® Nuclepore ™ Track-Etched Membranes |  | diam. 13 mm, pore size 12 μm, polycarbonate | 产品已经停产。查看替代产品联系技术支持
WHA112106 |  | Whatman ® Nuclepore ™ Track-Etched Membranes |  | diam. 142 mm, pore size 0.2 μm, polycarbonate | 价格与库存信息目前不能提供有问题？联系人技术支持
WHA112105 |  | Whatman ® Nuclepore ™ Track-Etched Membranes |  | diam. 142 mm, pore size 0.1 μm | 价格与库存信息目前不能提供有问题？联系人技术支持
WHA112104 |  | Whatman ® Nuclepore ™ Track-Etched Membranes |  | diam. 142 mm, pore size 0.08 μm | 价格与库存信息目前不能提供有问题？联系人技术支持
WHA112110 |  | Whatman ® Nuclepore ™ Track-Etched Membranes |  | diam. 142 mm, pore size 1.0 μm | 价格与库存信息目前不能提供有问题？联系人技术支持
WHA800319 |  | Whatman ® Nuclepore ™ Track-Etched Membranes |  | diam. 19 mm, pore size 1.0 μm, polycarbonate | 价格与库存信息目前不能提供有问题？联系人技术支持
WHA800307 |  | Whatman ® Nuclepore ™ Track-Etched Membranes |  | diam. 19 mm, pore size 0.03 μm, polycarbonate | 价格与库存信息目前不能提供有问题？联系人技术支持
Z747106 |  | Whatman ® Nuclepore ™ Track-Etched Membranes |  | diam. 19 mm, pore size 0.8 μm, polycarbonate | Z747106-100EA | 需要从国外调货，预计到货时间 2015.04.22 | 909.09
Z747106 |  | Whatman ® Nuclepore ™ Track-Etched Membranes |  | diam. 19 mm, pore size 0.8 μm, polycarbonate | 产品Z747106已经停产；但是尚有库存。请从以下尚有库存的包装规格中选择。
WHA800284 |  | Whatman ® Nuclepore ™ Track-Etched Membranes |  | diam. 19 mm, pore size 0.8 μm, polycarbonate | 价格与库存信息目前不能提供有问题？联系人技术支持
WHA800308 |  | Whatman ® Nuclepore ™ Track-Etched Membranes |  | diam. 19 mm, pore size 0.05 μm, polycarbonate | 价格与库存信息目前不能提供有问题？联系人技术支持
WHA800309 |  | Whatman ® Nuclepore ™ Track-Etched Membranes |  | diam. 19 mm, pore size 0.1 μm, polycarbonate | 价格与库存信息目前不能提供有问题？联系人技术支持
Z747084 |  | Whatman ® Nuclepore ™ Track-Etched Membranes |  | diam. 19 mm, pore size 0.2 μm, polycarbonate | Z747084-100EA | 需要从国外调货，预计到货时间 2015.04.22 | 1,019.07
Z747084 |  | Whatman ® Nuclepore ™ Track-Etched Membranes |  | diam. 19 mm, pore size 0.2 μm, polycarbonate | 产品Z747084已经停产；但是尚有库存。请从以下尚有库存的包装规格中选择。
WHA800281 |  | Whatman ® Nuclepore ™ Track-Etched Membranes |  | diam. 19 mm, pore size 0.2 μm, polycarbonate | 价格与库存信息目前不能提供有问题？联系人技术支持
WHA800282 |  | Whatman ® Nuclepore ™ Track-Etched Membranes |  | diam. 19 mm, pore size 0.4 μm, polycarbonate | 价格与库存信息目前不能提供有问题？联系人技术支持
WHA110601 |  | Whatman ® Nuclepore ™ Track-Etched Membranes |  | diam. 25 mm, pore size 0.015 μm, polycarbonate | 价格与库存信息目前不能提供有问题？联系人技术支持
Z699918 |  | Whatman ® Nuclepore ™ Track-Etched Membranes |  | diam. 25 mm, pore size 0.8 μm, polycarbonate | Z699918-100EA | 需要从国外调货，预计到货时间 2015.04.22 | 1,065.87
Z699918 |  | Whatman ® Nuclepore ™ Track-Etched Membranes |  | diam. 25 mm, pore size 0.8 μm, polycarbonate | 产品Z699918已经停产；但是尚有库存。请从以下尚有库存的包装规格中选择。
WHA110609 |  | Whatman ® Nuclepore ™ Track-Etched Membranes |  | diam. 25 mm, pore size 0.8 μm, polycarbonate | 价格与库存信息目前不能提供有问题？联系人技术支持
WHA110613 |  | Whatman ® Nuclepore ™ Track-Etched Membranes |  | diam. 25 mm, pore size 5 μm, polycarbonate | 价格与库存信息目前不能提供有问题？联系人技术支持
WHA110607 |  | Whatman ® Nuclepore ™ Track-Etched Membranes |  | diam. 25 mm, pore size 0.4 μm, polycarbonate | 价格与库存信息目前不能提供有问题？联系人技术支持
WHA110602 |  | Whatman ® Nuclepore ™ Track-Etched Membranes |  | diam. 25 mm, pore size 0.03 μm, polycarbonate | 价格与库存信息目前不能提供有问题？联系人技术支持
WHA110603 |  | Whatman ® Nuclepore ™ Track-Etched Membranes |  | diam. 25 mm, pore size 0.05 μm, polycarbonate | 价格与库存信息目前不能提供有问题？联系人技术支持
WHA110604 |  | Whatman ® Nuclepore ™ Track-Etched Membranes |  | diam. 25 mm, pore size 0.08 μm, polycarbonate | 价格与库存信息目前不能提供有问题？联系人技术支持
WHA110605 |  | Whatman ® Nuclepore ™ Track-Etched Membranes |  | diam. 25 mm, pore size 0.1 μm, polycarbonate | 价格与库存信息目前不能提供有问题？联系人技术支持
WHA110606 |  | Whatman ® Nuclepore ™ Track-Etched Membranes |  | diam. 25 mm, pore size 0.2 μm, polycarbonate | 价格与库存信息目前不能提供有问题？联系人技术支持
Z699896 |  | Whatman ® Nuclepore ™ Track-Etched Membranes |  | diam. 25 mm, pore size 0.6 μm, polycarbonate | Z699896-100EA | 需要从国外调货，预计到货时间 2015.04.22 | 953.55
Z699896 |  | Whatman ® Nuclepore ™ Track-Etched Membranes |  | diam. 25 mm, pore size 0.6 μm, polycarbonate | 产品Z699896已经停产；但是尚有库存。请从以下尚有库存的包装规格中选择。
WHA110608 |  | Whatman ® Nuclepore ™ Track-Etched Membranes |  | diam. 25 mm, pore size 0.6 μm, polycarbonate | 价格与库存信息目前不能提供有问题？联系人技术支持
WHA110610 |  | Whatman ® Nuclepore ™ Track-Etched Membranes |  | diam. 25 mm, pore size 1 μm, polycarbonate | 价格与库存信息目前不能提供有问题？联系人技术支持
WHA110615 |  | Whatman ® Nuclepore ™ Track-Etched Membranes |  | diam. 25 mm, pore size 10 μm, polycarbonate | 价格与库存信息目前不能提供有问题？联系人技术支持
WHA110616 |  | Whatman ® Nuclepore ™ Track-Etched Membranes |  | diam. 25 mm, pore size 12 μm, polycarbonate | 价格与库存信息目前不能提供有问题？联系人技术支持
WHA110611 |  | Whatman ® Nuclepore ™ Track-Etched Membranes |  | diam. 25 mm, pore size 2 μm, polycarbonate | 价格与库存信息目前不能提供有问题？联系人技术支持
WHA110612 |  | Whatman ® Nuclepore ™ Track-Etched Membranes |  | diam. 25 mm, pore size 3 μm, polycarbonate | 价格与库存信息目前不能提供有问题？联系人技术支持
WHA110614 |  | Whatman ® Nuclepore ™ Track-Etched Membranes |  | diam. 25 mm, pore size 8 μm, polycarbonate | 价格与库存信息目前不能提供有问题？联系人技术支持
WHA110637 |  | Whatman ® Nuclepore ™ Track-Etched Membranes |  | diam. 25 mm, pore size 0.4 μm, polycarbonate - AOX | 价格与库存信息目前不能提供有问题？联系人技术支持
WHA170607 |  | Whatman ® Nuclepore ™ Track-Etched Membranes |  | gold coated, diam. 25 mm, pore size 0.4 μm | 价格与库存信息目前不能提供有问题？联系人技术支持
WHA110659 |  | Whatman ® Nuclepore ™ Track-Etched Membranes |  | diam. 25 mm, pore size 0.8 μm, polycarbonate, black, pkg of 100 ea | 价格与库存信息目前不能提供有问题？联系人技术支持
WHA112810 |  | Whatman ® Nuclepore ™ Track-Etched Membranes |  | diam. 293 mm, pore size 1.0 μm | 价格与库存信息目前不能提供有问题？联系人技术支持
Z748773 |  | Whatman ® Nuclepore ™ Track-Etched Membranes |  | diam. 293 mm, pore size 0.05 μm | 价格与库存信息目前不能提供有问题？联系人技术支持
WHA110809 |  | Whatman ® Nuclepore ™ Track-Etched Membranes |  | diam. 37 mm, pore size 0.8 μm, polycarbonate | 价格与库存信息目前不能提供有问题？联系人技术支持
WHA111112 |  | Whatman ® Nuclepore ™ Track-Etched Membranes |  | diam. 47 mm, pore size 3 μm, polycarbonate | 价格与库存信息目前不能提供有问题？联系人技术支持
Z740101 |  | Whatman ® Nuclepore ™ Track-Etched Membranes |  | diam. 47 mm, pore size 1 μm, polycarbonate | Z740101-100EA | 需要从国外调货，预计到货时间 2015.04.22 | 1,846.26
Z740101 |  | Whatman ® Nuclepore ™ Track-Etched Membranes |  | diam. 47 mm, pore size 1 μm, polycarbonate | 产品Z740101已经停产；但是尚有库存。请从以下尚有库存的包装规格中选择。
WHA111110 |  | Whatman ® Nuclepore ™ Track-Etched Membranes |  | diam. 47 mm, pore size 1 μm, polycarbonate | 价格与库存信息目前不能提供有问题？联系人技术支持
WHA111101 |  | Whatman ® Nuclepore ™ Track-Etched Membranes |  | diam. 47 mm, pore size 0.015 μm, polycarbonate | 价格与库存信息目前不能提供有问题？联系人技术支持
WHA111103 |  | Whatman ® Nuclepore ™ Track-Etched Membranes |  | diam. 47 mm, pore size 0.050 μm, polycarbonate | 价格与库存信息目前不能提供有问题？联系人技术支持
WHA111104 |  | Whatman ® Nuclepore ™ Track-Etched Membranes |  | diam. 47 mm, pore size 0.08 μm, polycarbonate | 价格与库存信息目前不能提供有问题？联系人技术支持
WHA111105 |  | Whatman ® Nuclepore ™ Track-Etched Membranes |  | diam. 47 mm, pore size 0.1 μm, polycarbonate | 价格与库存信息目前不能提供有问题？联系人技术支持
WHA111106 |  | Whatman ® Nuclepore ™ Track-Etched Membranes |  | diam. 47 mm, pore size 0.2 μm, polycarbonate | 价格与库存信息目前不能提供有问题？联系人技术支持
WHA111108 |  | Whatman ® Nuclepore ™ Track-Etched Membranes |  | diam. 47 mm, pore size 0.6 μm, polycarbonate | 价格与库存信息目前不能提供有问题？联系人技术支持
WHA111109 |  | Whatman ® Nuclepore ™ Track-Etched Membranes |  | diam. 47 mm, pore size 0.8 μm, polycarbonate | 价格与库存信息目前不能提供有问题？联系人技术支持
WHA111115 |  | Whatman ® Nuclepore ™ Track-Etched Membranes |  | diam. 47 mm, pore size 10 μm, polycarbonate | 价格与库存信息目前不能提供有问题？联系人技术支持
WHA111116 |  | Whatman ® Nuclepore ™ Track-Etched Membranes |  | diam. 47 mm, pore size 12 μm, polycarbonate | 价格与库存信息目前不能提供有问题？联系人技术支持
WHA111111 |  | Whatman ® Nuclepore ™ Track-Etched Membranes |  | diam. 47 mm, pore size 2 μm, polycarbonate | 价格与库存信息目前不能提供有问题？联系人技术支持
WHA111113 |  | Whatman ® Nuclepore ™ Track-Etched Membranes |  | diam. 47 mm, pore size 5 μm, polycarbonate | 价格与库存信息目前不能提供有问题？联系人技术支持
WHA111114 |  | Whatman ® Nuclepore ™ Track-Etched Membranes |  | diam. 47 mm, pore size 8 μm, polycarbonate | 价格与库存信息目前不能提供有问题？联系人技术支持
WHA111137 |  | Whatman ® Nuclepore ™ Track-Etched Membranes |  | diam. 47 mm, pore size 0.4 μm, polycarbonate - AOX | 价格与库存信息目前不能提供有问题？联系人技术支持
Z748692 |  | Whatman ® Nuclepore ™ Track-Etched Membranes |  | polyethersulfone, diam. 47 mm, pore size 0.8 μm | Z748692-100EA | 需要从国外调货，预计到货时间 2015.04.22 | 2,163.33
Z748692 |  | Whatman ® Nuclepore ™ Track-Etched Membranes |  | polyethersulfone, diam. 47 mm, pore size 0.8 μm | 产品Z748692已经停产；但是尚有库存。请从以下尚有库存的包装规格中选择。
WHA111164 |  | Whatman ® Nuclepore ™ Track-Etched Membranes |  | polyethersulfone, diam. 47 mm, pore size 0.8 μm | 价格与库存信息目前不能提供有问题？联系人技术支持
WHA111156 |  | Whatman ® Nuclepore ™ Track-Etched Membranes |  | diam. 47 mm, pore size 0.2 μm, polycarbonate, black, pkg of 100 ea | 价格与库存信息目前不能提供有问题？联系人技术支持
WHA111206 |  | Whatman ® Nuclepore ™ Track-Etched Membranes |  | diam. 50 mm, pore size 0.2 μm, polycarbonate | 价格与库存信息目前不能提供有问题？联系人技术支持
WHA111207 |  | Whatman ® Nuclepore ™ Track-Etched Membranes |  | diam. 50 mm, pore size 0.4 μm, polycarbonate | 价格与库存信息目前不能提供有问题？联系人技术支持
WHA111216 |  | Whatman ® Nuclepore ™ Track-Etched Membranes |  | diam. 50 mm, pore size 12.0 μm, polycarbonate | 价格与库存信息目前不能提供有问题？联系人技术支持
WHA111705 |  | Whatman ® Nuclepore ™ Track-Etched Membranes |  | diam. 90 mm, pore size 0.1 μm, polycarbonate | 价格与库存信息目前不能提供有问题？联系人技术支持
WHA111703 |  | Whatman ® Nuclepore ™ Track-Etched Membranes |  | diam. 90 mm, pore size 0.05 μm, polycarbonate | 价格与库存信息目前不能提供有问题？联系人技术支持
WHA111706 |  | Whatman ® Nuclepore ™ Track-Etched Membranes |  | diam. 90 mm, pore size 0.2 μm, polycarbonate | 价格与库存信息目前不能提供有问题？联系人技术支持
WHA111707 |  | Whatman ® Nuclepore ™ Track-Etched Membranes |  | diam. 90 mm, pore size 0.4 μm, polycarbonate | 价格与库存信息目前不能提供有问题？联系人技术支持
WHA111710 |  | Whatman ® Nuclepore ™ Track-Etched Membranes |  | diam. 90 mm, pore size 1.0 μm | 价格与库存信息目前不能提供有问题？联系人技术支持
WHA111711 |  | Whatman ® Nuclepore ™ Track-Etched Membranes |  | diam. 90 mm, pore size 2.0 μm | 价格与库存信息目前不能提供有问题？联系人技术支持
Z748730 |  | Whatman ® Nuclepore ™ Track-Etched Membranes |  | diam. 90 mm, pore size 3.0 μm | Z748730-25EA | 需要从国外调货，预计到货时间 2015.04.22 | 2,149.29
Z748730 |  | Whatman ® Nuclepore ™ Track-Etched Membranes |  | diam. 90 mm, pore size 3.0 μm | 产品Z748730已经停产；但是尚有库存。请从以下尚有库存的包装规格中选择。
WHA111712 |  | Whatman ® Nuclepore ™ Track-Etched Membranes |  | diam. 90 mm, pore size 3.0 μm | 价格与库存信息目前不能提供有问题？联系人技术支持
Z699705 |  | Whatman ® Nuclepore ™ Track-Etched Membranes |  | W × L 13 mm, pore size 0.015 μm, polycarbonate | Z699705-100EA | 需要从国外调货，预计到货时间 2015.04.22 | 2,342.34
Z699705 |  | Whatman ® Nuclepore ™ Track-Etched Membranes |  | W × L 13 mm, pore size 0.015 μm, polycarbonate | 产品Z699705已经停产；但是尚有库存。请从以下尚有库存的包装规格中选择。
WHA110401 |  | Whatman ® Nuclepore ™ Track-Etched Membranes |  | W × L 13 mm, pore size 0.015 μm, polycarbonate | 价格与库存信息目前不能提供有问题？联系人技术支持
WHA155846 |  | Whatman ® Nuclepore ™ Track-Etched Membranes |  | W × L 25 mm × 80 mm, pore size 0.8 μm, polycarbonate - PVP free | 价格与库存信息目前不能提供有问题？联系人技术支持
WHA113313 |  | Whatman ® Nuclepore ™ Track-Etched Membranes |  | W × L 19 mm × 42 mm, pore size 5.0 μm, polycarbonate | 价格与库存信息目前不能提供有问题？联系人技术支持
WHA155845 |  | Whatman ® Nuclepore ™ Track-Etched Membranes |  | PVP-free, L × W 25 mm × 80 mm, pore size 5.0 μm | 价格与库存信息目前不能提供有问题？联系人技术支持
Z748854 |  | Whatman ® Nuclepore ™ Track-Etched Membranes |  | L × W 8 in. × 10 in., pore size 0.2 μm | Z748854-25EA | 需要从国外调货，预计到货时间 2015.04.22 | 7,681.05
Z748854 |  | Whatman ® Nuclepore ™ Track-Etched Membranes |  | L × W 8 in. × 10 in., pore size 0.2 μm | 产品Z748854已经停产；但是尚有库存。请从以下尚有库存的包装规格中选择。
WHA113506 |  | Whatman ® Nuclepore ™ Track-Etched Membranes |  | L × W 8 in. × 10 in., pore size 0.2 μm | 价格与库存信息目前不能提供有问题？联系人技术支持
WHA113502 |  | Whatman ® Nuclepore ™ Track-Etched Membranes |  | L × W 8 in. × 10 in., pore size 0.03 μm | 价格与库存信息目前不能提供有问题？联系人技术支持
WHA110656 |  | Whatman ® Nuclepore ™ Track-Etched Membranes |  | size 25 mm, pore size 0.2 μm, polycarbonate, black, pkg of 100 ea | 价格与库存信息目前不能提供有问题？联系人技术支持
WHA110657 |  | Whatman ® Nuclepore ™ Track-Etched Membranes |  | size 25 mm, pore size 0.4 μm, polycarbonate, black, pkg of 100 ea | 价格与库存信息目前不能提供有问题？联系人技术支持
WHA10401612 |  | Whatman ® membrane filters mixed cellulose ester |  | ME 25, diam. 47 mm | 价格与库存信息目前不能提供有问题？联系人技术支持
WHA10406870 |  | Whatman ® membrane filters mixed cellulose ester |  | ME 25/21, diam. 47 mm | 价格与库存信息目前不能提供有问题？联系人技术支持
WHA10401614 |  | Whatman ® membrane filters mixed cellulose ester |  | ME 25, diam. 50 mm | 价格与库存信息目前不能提供有问题？联系人技术支持
WHA10406872 |  | Whatman ® membrane filters mixed cellulose ester |  | ME 25/21, diam. 50 mm | 价格与库存信息目前不能提供有问题？联系人技术支持
WHA10409472 |  | Whatman ® membrane filters mixed cellulose ester |  | ME 25/41, diam. 50 mm | 价格与库存信息目前不能提供有问题？联系人技术支持
WHA10401514 |  | Whatman ® membrane filters mixed cellulose ester |  | ME26, diam. 50 mm, pore size 0.6 μm | 价格与库存信息目前不能提供有问题？联系人技术支持
WHA10401721 |  | Whatman ® membrane filters mixed cellulose ester |  | ME24, diam. 100 mm, pore size 0.2 μm | 价格与库存信息目前不能提供有问题？联系人技术支持
WHA10400921 |  | Whatman ® membrane filters mixed cellulose ester |  | ME27, diam. 100 mm, pore size 0.8 μm | 价格与库存信息目前不能提供有问题？联系人技术支持
WHA10400821 |  | Whatman ® membrane filters mixed cellulose ester |  | ME28, diam. 100 mm, pore size 1.2 μm | 价格与库存信息目前不能提供有问题？联系人技术支持
WHA10400772 |  | Whatman ® membrane filters mixed cellulose ester |  | ME29, diam. 50 mm, pore size 3 μm | 价格与库存信息目前不能提供有问题？联系人技术支持
WHA10401726 |  | Whatman ® membrane filters mixed cellulose ester |  | ME24, diam. 110 mm, pore size 0.2 μm | 价格与库存信息目前不能提供有问题？联系人技术支持
WHA10401772 |  | Whatman ® membrane filters mixed cellulose ester |  | ME24, diam. 50 mm, pore size 0.26 μm | 价格与库存信息目前不能提供有问题？联系人技术支持
WHA10406871 |  | Whatman ® ME membranes for microbiological control |  | ME25/21, diam. 47 mm, pore size 0.45 μm, white with black grid | 价格与库存信息目前不能提供有问题？联系人技术支持
Z674079 |  | Whatman ® ME membranes for microbiological control |  | ME24/21, diam. 47 mm, pore size 0.2 μm, white with black grid | Z674079-100EA | 需要从国外调货，预计到货时间 2015.04.22 | 574.47
Z674079 |  | Whatman ® ME membranes for microbiological control |  | ME24/21, diam. 47 mm, pore size 0.2 μm, white with black grid | 产品Z674079已经停产；但是尚有库存。请从以下尚有库存的包装规格中选择。
WHA10406970 |  | Whatman ® ME membranes for microbiological control |  | ME24/21, diam. 47 mm, pore size 0.2 μm, white with black grid | 价格与库存信息目前不能提供有问题？联系人技术支持
WHA10406972 |  | Whatman ® ME membranes for microbiological control |  | ME24/21 ST, diam. 50 mm, pore size 0.2 μm, white with black grid, sterile | 价格与库存信息目前不能提供有问题？联系人技术支持
WHA10407372 |  | Whatman ® ME membranes for microbiological control |  | ME25/41 STL membrane circles green, diam. 50 mm, pore size 0.45 μm, black grid, sterile | 价格与库存信息目前不能提供有问题？联系人技术支持
WHA10407324 |  | Whatman ® ME membranes for microbiological control |  | ME25/20 membrane circles white, diam. 50 mm, pore size 0.45 μm, black grid | 价格与库存信息目前不能提供有问题？联系人技术支持
WHA10406812 |  | Whatman ® ME membranes for microbiological control |  | ME25/21, diam. 47 mm, pore size 0.45 μm, white with black grid | 价格与库存信息目前不能提供有问题？联系人技术支持
WHA10406814 |  | Whatman ® ME membranes for microbiological control |  | ME25/21, diam. 50 mm, pore size 0.45 μm, white with black grid | 价格与库存信息目前不能提供有问题？联系人技术支持
WHA10407312 |  | Whatman ® ME membranes for microbiological control |  | ME25/21 STL membrane circles white, diam. 47 mm, pore size 0.45 μm, black grid, sterile | 价格与库存信息目前不能提供有问题？联系人技术支持
WHA10407314 |  | Whatman ® ME membranes for microbiological control |  | ME25/21 STL membrane circles white, diam. 50 mm, pore size 0.45 μm, black grid, sterile | 价格与库存信息目前不能提供有问题？联系人技术支持
WHA10409770 |  | Whatman ® ME membranes for microbiological control |  | ME25/31 STL, diam. 47 mm, pore size 0.45 μm, black with white grid, sterile | 价格与库存信息目前不能提供有问题？联系人技术支持
WHA10409772 |  | Whatman ® ME membranes for microbiological control |  | ME25/31 STL, diam. 50 mm, pore size 0.45 μm, black with white grid, sterile | 价格与库存信息目前不能提供有问题？联系人技术支持
WHA10407332 |  | Whatman ® ME membranes for microbiological control |  | ME25/31 STL membrane circles black, diam. 47 mm, pore size 0.45 μm, white grid, sterile | 价格与库存信息目前不能提供有问题？联系人技术支持
WHA10407334 |  | Whatman ® ME membranes for microbiological control |  | ME25/31 STL membrane circle black, diam. 50 mm, pore size 0.45 μm, white grid, sterile | 价格与库存信息目前不能提供有问题？联系人技术支持
WHA10409414 |  | Whatman ® ME membranes for microbiological control |  | ME25/41, diam. 50 mm, pore size 0.45 μm, green with black grid | 价格与库存信息目前不能提供有问题？联系人技术支持
WHA10409470 |  | Whatman ® ME membranes for microbiological control |  | ME25/41 ST membrane circles green, diam. 47 mm, pore size 0.45 μm, black grid, sterile | 价格与库存信息目前不能提供有问题？联系人技术支持
WHA10407370 |  | Whatman ® ME membranes for microbiological control |  | ME25/41 STL membrane circles green, diam. 47 mm, pore size 0.45 μm, black grid, sterile | 价格与库存信息目前不能提供有问题？联系人技术支持
WHA10407970 |  | Whatman ® ME membranes for microbiological control |  | ME25/41 ST, diam. 47 mm, pore size 0.45 μm, white with black grid, sterile | 价格与库存信息目前不能提供有问题？联系人技术支持
WHA10408472 |  | Whatman ® ME membranes for microbiological control |  | ME28/41 ST, diam. 50 mm, pore size 1.2 μm, black grid, sterile | 价格与库存信息目前不能提供有问题？联系人技术支持
WHA10408714 |  | Whatman ® ME membranes for microbiological control |  | ME24/21 ST membrane circle white, diam. 50 mm, pore size 0.2 μm, black grid, sterile | 价格与库存信息目前不能提供有问题？联系人技术支持
WHA10406512 |  | Whatman ® ME membranes for microbiological control |  | ME25/20, diam. 47 mm, pore size 0.45 μm, white with black grid | 价格与库存信息目前不能提供有问题？联系人技术支持
WHA10409970 |  | Whatman ® ME membranes for microbiological control |  | ME27/61, 3.1 mm grid, pore size 0.8 μm, black grid, diam. 47 mm | 价格与库存信息目前不能提供有问题？联系人技术支持
WHA10406572 |  | Whatman ® ME membranes for microbiological control |  | ME20/25, 5 mm grid, pore size 0.45 μm, black grid (5 mm grid), diam. 50 mm | 价格与库存信息目前不能提供有问题？联系人技术支持
Z750476 |  | Whatman ® ME membranes for microbiological control |  | ME24/21, without interleaving paper, pore size 0.2 μm, black grid, diam. 50 mm | Z750476-400EA | 需要从国外调货，预计到货时间 2015.04.22 | 5,704.92
Z750476 |  | Whatman ® ME membranes for microbiological control |  | ME24/21, without interleaving paper, pore size 0.2 μm, black grid, diam. 50 mm | 产品Z750476已经停产；但是尚有库存。请从以下尚有库存的包装规格中选择。
WHA10408712 |  | Whatman ® ME membranes for microbiological control |  | ME24/21, without interleaving paper, pore size 0.2 μm, black grid, diam. 50 mm | 价格与库存信息目前不能提供有问题？联系人技术支持
Z750492 |  | Whatman ® ME membranes for microbiological control |  | ME27/21 STL, 3.1 mm grid, for Membrane-Butler, pore size 0.8 μm, black grid, diam. 47 mm | Z750492-100EA | 需要从国外调货，预计到货时间 2015.04.22 | 2,839.59
Z750492 |  | Whatman ® ME membranes for microbiological control |  | ME27/21 STL, 3.1 mm grid, for Membrane-Butler, pore size 0.8 μm, black grid, diam. 47 mm | 产品Z750492已经停产；但是尚有库存。请从以下尚有库存的包装规格中选择。
WHA10408970 |  | Whatman ® ME membranes for microbiological control |  | ME27/21 STL, 3.1 mm grid, for Membrane-Butler, pore size 0.8 μm, black grid, diam. 47 mm | 价格与库存信息目前不能提供有问题？联系人技术支持
WHA10409714 |  | Whatman ® ME membranes for microbiological control |  | ME25/31, 3.1 mm grid, pore size 0.45 μm, white grid, diam. 50 mm | 价格与库存信息目前不能提供有问题？联系人技术支持
WHA10409834 |  | Whatman ® ME membranes for microbiological control |  | ME26/31, 3.1 mm grid, for Membrane-Butler, pore size 0.6 μm, white grid, diam. 50 mm | 价格与库存信息目前不能提供有问题？联系人技术支持
WHA10409870 |  | Whatman ® ME membranes for microbiological control |  | ME26/31, 3.1 mm grid, pore size 0.6 μm, white grid, diam. 50 mm | 价格与库存信息目前不能提供有问题？联系人技术支持
WHA10409872 |  | Whatman ® ME membranes for microbiological control |  | ME26/31, 3.1 mm grid, pore size 0.6 μm, white grid, diam. 50 mm | 价格与库存信息目前不能提供有问题？联系人技术支持
WHA10409771 |  | Whatman ® ME membranes for microbiological control |  | ME25/31, 3.1 mm grid, pore size 0.45 μm, white grid, diam. 47 mm | 价格与库存信息目前不能提供有问题？联系人技术支持
Z759600 |  | Whatman ® ME membranes for microbiological control |  | ME25/Select 21 ST membrane circles white, diam. 50 mm, pore size 0.45 μm, black grid, sterile, pkg of 100 ea | Z759600-100EA | 需要从国外调货，预计到货时间 2015.04.22 | 1,657.89
Z759600 |  | Whatman ® ME membranes for microbiological control |  | ME25/Select 21 ST membrane circles white, diam. 50 mm, pore size 0.45 μm, black grid, sterile, pkg of 100 ea | 产品Z759600已经停产；但是尚有库存。请从以下尚有库存的包装规格中选择。
WHA10406800 |  | Whatman ® ME membranes for microbiological control |  | ME25/Select 21 ST membrane circles white, diam. 50 mm, pore size 0.45 μm, black grid, sterile, pkg of 100 ea | 价格与库存信息目前不能提供有问题？联系人技术支持
WHA10406801 |  | Whatman ® ME membranes for microbiological control |  | ME25/Select 21 ST membrane circles white, diam. 47 mm, pore size 0.45 μm, black grid, sterile, pkg of 100 ea | 价格与库存信息目前不能提供有问题？联系人技术支持
Z759627 |  | Whatman ® ME membranes for microbiological control |  | ME25/Select 21 STL membrane circles white, diam. 50 mm, pore size 0.45 μm, black grid, sterile, pkg of 400 ea | Z759627-400EA | 需要从国外调货，预计到货时间 2015.04.22 | 6,522.75
Z759627 |  | Whatman ® ME membranes for microbiological control |  | ME25/Select 21 STL membrane circles white, diam. 50 mm, pore size 0.45 μm, black grid, sterile, pkg of 400 ea | 产品Z759627已经停产；但是尚有库存。请从以下尚有库存的包装规格中选择。
WHA10406802 |  | Whatman ® ME membranes for microbiological control |  | ME25/Select 21 STL membrane circles white, diam. 50 mm, pore size 0.45 μm, black grid, sterile, pkg of 400 ea | 价格与库存信息目前不能提供有问题？联系人技术支持
Z759635 |  | Whatman ® ME membranes for microbiological control |  | ME25/Select 21 STL membrane circles white, pore size 0.45 μm, black grid, sterile, pkg of 400 ea | Z759635-400EA | 需要从国外调货，预计到货时间 2015.04.22 | 6,522.75
Z759635 |  | Whatman ® ME membranes for microbiological control |  | ME25/Select 21 STL membrane circles white, pore size 0.45 μm, black grid, sterile, pkg of 400 ea | 产品Z759635已经停产；但是尚有库存。请从以下尚有库存的包装规格中选择。
WHA10406803 |  | Whatman ® ME membranes for microbiological control |  | ME25/Select 21 STL membrane circles white, pore size 0.45 μm, black grid, sterile, pkg of 400 ea | 价格与库存信息目前不能提供有问题？联系人技术支持
WHA10407112 |  | Whatman ® MicroPlus STL membranes for microbiological control |  | MicroPlus-21 STL membrane circles white, for Membrane-Butler, cellulose nitrate, diam. 47 mm, pore size 0.45 μm, black grid, sterile, pkg of 400 ea | 价格与库存信息目前不能提供有问题？联系人技术支持
Z697613 |  | Whatman ® MicroPlus STL membranes for microbiological control |  | MicroPlus-21 STL membrane circles white, for Membrane-Butler, cellulose nitrate, diam. 50 mm, pore size 0.45 μm, black grid, sterile, pkg of 400 ea | Z697613-400EA | 需要从国外调货，预计到货时间 2015.04.22 | 6,429.15
Z697613 |  | Whatman ® MicroPlus STL membranes for microbiological control |  | MicroPlus-21 STL membrane circles white, for Membrane-Butler, cellulose nitrate, diam. 50 mm, pore size 0.45 μm, black grid, sterile, pkg of 400 ea | 产品Z697613已经停产；但是尚有库存。请从以下尚有库存的包装规格中选择。
WHA10407172 |  | Whatman ® MicroPlus STL membranes for microbiological control |  | MicroPlus-41 STL membrane circles green, for Membrane-Butler, cellulose nitrate, diam. 50 mm, pore size 0.45 μm, black grid, sterile, pkg of 400 ea | 价格与库存信息目前不能提供有问题？联系人技术支持
WHA10407132 |  | Whatman ® MicroPlus STL membranes for microbiological control |  | MicroPlus-31 STL membrane circles black, for Membrane-Butler, cellulose nitrate, diam. 47 mm, pore size 0.45 μm, white grid, sterile, pkg of 400 ea | 价格与库存信息目前不能提供有问题？联系人技术支持
WHA10407134 |  | Whatman ® MicroPlus STL membranes for microbiological control |  | MicroPlus-31 STL membrane circles black, for Membrane-Butler, cellulose nitrate, diam. 50 mm, pore size 0.45 μm, white grid, sterile, pkg of 400 ea | 价格与库存信息目前不能提供有问题？联系人技术支持
WHA10407170 |  | Whatman ® MicroPlus STL membranes for microbiological control |  | MicroPlus-41 STL membrane circles green, for Membrane-Butler, cellulose nitrate, diam. 47 mm, pore size 0.45 μm, black grid, sterile, pkg of 400 ea | 价格与库存信息目前不能提供有问题？联系人技术支持
WHA10407713 |  | Whatman ® MicroPlus ST membranes for microbiological control |  | MicroPlus-21 ST membrane circles white, cellulose nitrate, diam. 47 mm, pore size 0.45 μm, black grid, sterile, pkg of 100 ea | 价格与库存信息目前不能提供有问题？联系人技术支持
WHA10407734 |  | Whatman ® MicroPlus ST membranes for microbiological control |  | MicroPlus-31 ST membrane circles black, cellulose nitrate, diam. 50 mm, pore size 0.45 μm, white grid, sterile, pkg of 100 ea | 价格与库存信息目前不能提供有问题？联系人技术支持
WHA10407714 |  | Whatman ® MicroPlus ST membranes for microbiological control |  | MicroPlus-21 ST membrane circles white, cellulose nitrate, diam. 50 mm, pore size 0.45 μm, black grid, sterile, pkg of 100 ea | 价格与库存信息目前不能提供有问题？联系人技术支持
WHA111107 |  | Whatman ® Nuclepore ™ Track-Etched Membranes |  | diam. 47 mm, pore size 0.4 μm, polycarbonate | 价格与库存信息目前不能提供有问题？联系人技术支持
WHA230300 |  | Whatman ® drain disc |  | diam. 10 mm | 价格与库存信息目前不能提供有问题？联系人技术支持
WHA230600 |  | Whatman ® drain disc |  | diam. 25 mm | 价格与库存信息目前不能提供有问题？联系人技术支持
WHA230800 |  | Whatman ® drain disc |  | diam. 37 mm | 价格与库存信息目前不能提供有问题？联系人技术支持
WHA231100 |  | Whatman ® drain disc |  | diam. 47 mm | 价格与库存信息目前不能提供有问题？联系人技术支持
WHA1961054 |  | Whatman ® glass microfiber membrane holder |  | Glass Reservoir, volume 300 mL, diam. 47 mm | 价格与库存信息目前不能提供有问题？联系人技术支持
WHA1960032 |  | Whatman ® glass microfiber membrane holder |  | Glass Support, volume 50 mL, diam. 25 mm | 价格与库存信息目前不能提供有问题？联系人技术支持
WHA1960004 |  | Whatman ® glass microfiber membrane holder |  | Glass Support, volume 300 mL, diam. 47 mm | 价格与库存信息目前不能提供有问题？联系人技术支持
WHA1960002 |  | Whatman ® glass microfiber membrane holder |  | Glass Reservoir, volume 25 mL, diam. 25 mm | 价格与库存信息目前不能提供有问题？联系人技术支持
WHA1980002 |  | Whatman ® glass microfiber membrane holder |  | Stainless Steel Syringe Filter Type, diam. 25 mm | 价格与库存信息目前不能提供有问题？联系人技术支持
WHA1960009 |  | Whatman ® glass microfiber membrane holder |  | Glass Support, volume 1000 mL, diam. 90 mm | 价格与库存信息目前不能提供有问题？联系人技术支持
WHA1980001 |  | Whatman ® glass microfiber membrane holder |  | Stainless Steel Syringe Filter Type, diam. 13 mm | 价格与库存信息目前不能提供有问题？联系人技术支持
WHA1960054 |  | Whatman ® glass microfiber membrane holder |  | Stainless Steel Support, volume 300 mL, diam. 47 mm | 价格与库存信息目前不能提供有问题？联系人技术支持
WHA1960052 |  | Whatman ® glass microfiber membrane holder |  | stainless steel membrane holder, capacity 25 mL | 价格与库存信息目前不能提供有问题？联系人技术支持
WHA10445903 |  | Whatman ® microbiological filtration system MBS |  | MBS II 100 ml PP-funnels with integrated membrane / ME, 0.2 μm, white | 价格与库存信息目前不能提供有问题？联系人技术支持
WHA70020447 |  | Whatman ® membrane filters polypropylene |  | circles, 0.45 μm, 47 mm, 100/pk | 价格与库存信息目前不能提供有问题？联系人技术支持
WHA7402001 |  | Whatman ® membrane filters nylon |  | pore size 0.2 μm, diam. 13 mm | 价格与库存信息目前不能提供有问题？联系人技术支持
WHA7402002 |  | Whatman ® membrane filters nylon |  | pore size 0.2 μm, diam. 25 mm | 价格与库存信息目前不能提供有问题？联系人技术支持
WHA7402004 |  | Whatman ® membrane filters nylon |  | pore size 0.2 μm, diam. 47 mm | 价格与库存信息目前不能提供有问题？联系人技术支持
WHA7402009 |  | Whatman ® membrane filters nylon |  | pore size 0.2 μm, diam. 90 mm | 价格与库存信息目前不能提供有问题？联系人技术支持
Z746290 |  | Whatman ® membrane filters nylon |  | pore size 1 μm, diam. 47 mm | Z746290-100EA | 需要从国外调货，预计到货时间 2015.04.22 | 1,966.77
Z746290 |  | Whatman ® membrane filters nylon |  | pore size 1 μm, diam. 47 mm | 产品Z746290已经停产；但是尚有库存。请从以下尚有库存的包装规格中选择。
WHA7410004 |  | Whatman ® membrane filters nylon |  | pore size 1 μm, diam. 47 mm | 价格与库存信息目前不能提供有问题？联系人技术支持
WHA7404002 |  | Whatman ® membrane filters nylon |  | pore size 0.45 μm, diam. 25 mm | 价格与库存信息目前不能提供有问题？联系人技术支持
WHA7404004 |  | Whatman ® membrane filters nylon |  | pore size 0.45 μm, diam. 47 mm | 价格与库存信息目前不能提供有问题？联系人技术支持
WHA7404009 |  | Whatman ® membrane filters nylon |  | pore size 0.45 μm, diam. 90 mm | 价格与库存信息目前不能提供有问题？联系人技术支持
WHA7408004 |  | Whatman ® membrane filters nylon |  | pore size 0.8 μm, diam. 47 mm | 价格与库存信息目前不能提供有问题？联系人技术支持
WHA7404001 |  | Whatman ® membrane filters nylon |  | pore size 0.45 μm, diam. 13 mm | 价格与库存信息目前不能提供有问题？联系人技术支持
WHA68096002 |  | Whatman ® Anodisc inorganic filter membrane |  | supported, diam. 25 mm, pore size 0.02 μm, autoclavable: No | 价格与库存信息目前不能提供有问题？联系人技术支持
WHA68096012 |  | Whatman ® Anodisc inorganic filter membrane |  | supported, diam. 25 mm, pore size 0.1 μm, autoclavable: No | 价格与库存信息目前不能提供有问题？联系人技术支持
WHA68096022 |  | Whatman ® Anodisc inorganic filter membrane |  | supported, diam. 25 mm, pore size 0.2 μm, autoclavable: No | 价格与库存信息目前不能提供有问题？联系人技术支持
WHA68095002 |  | Whatman ® Anodisc inorganic filter membrane |  | supported, diam. 47 mm, pore size 0.02 μm, autoclavable: No | 价格与库存信息目前不能提供有问题？联系人技术支持
WHA68095012 |  | Whatman ® Anodisc inorganic filter membrane |  | supported, diam. 47 mm, pore size 0.1 μm, autoclavable: No | 价格与库存信息目前不能提供有问题？联系人技术支持
WHA68095022 |  | Whatman ® Anodisc inorganic filter membrane |  | supported, diam. 47 mm, pore size 0.2 μm, autoclavable: No | 价格与库存信息目前不能提供有问题？联系人技术支持
WHA68097003 |  | Whatman ® Anodisc inorganic filter membrane |  | unsupported, diam. 13 mm, pore size 0.02 μm, autoclavable | 价格与库存信息目前不能提供有问题？联系人技术支持
WHA68097013 |  | Whatman ® Anodisc inorganic filter membrane |  | unsupported, diam. 13 mm, pore size 0.1 μm, autoclavable | 价格与库存信息目前不能提供有问题？联系人技术支持
WHA68097023 |  | Whatman ® Anodisc inorganic filter membrane |  | unsupported, diam. 13 mm, pore size 0.2 μm, autoclavable | 价格与库存信息目前不能提供有问题？联系人技术支持
WHA68095502 |  | Whatman ® Anodisc inorganic filter membrane |  | unsupported, diam. 47 mm, pore size 0.02 μm, autoclavable: No | 价格与库存信息目前不能提供有问题？联系人技术支持
WHA68095522 |  | Whatman ® Anodisc inorganic filter membrane |  | unsupported, diam. 47 mm, pore size 0.2 μm, autoclavable: No | 价格与库存信息目前不能提供有问题？联系人技术支持
WHA10414006 |  | Whatman ® polyamide membrane filters |  | polyamide membrane circles, (NL16), 0.2 μm, 25 mm, 100/pk | 价格与库存信息目前不能提供有问题？联系人技术支持
WHA10414012 |  | Whatman ® polyamide membrane filters |  | polyamide membrane circles, (NL16), 0.2 μm, 47 mm, 100/pk | 价格与库存信息目前不能提供有问题？联系人技术支持
WHA10414106 |  | Whatman ® polyamide membrane filters |  | polyamide membrane circles, (NL17), 0.45 μm, 25 mm, 100/pk | 价格与库存信息目前不能提供有问题？联系人技术支持
WHA10414112 |  | Whatman ® polyamide membrane filters |  | polyamide membrane circles, (NL17), 0.45 μm, 47 mm, 100/pk | 价格与库存信息目前不能提供有问题？联系人技术支持
WHA10414114 |  | Whatman ® polyamide membrane filters |  | polyamide membrane circles, (NL17), 0.45 μm, 50 mm, 100/pk | 价格与库存信息目前不能提供有问题？联系人技术支持
WHA10414014 |  | Whatman ® polyamide membrane filters |  | polyamide membrane circles, (NL16), 0.2 μm, 50 mm, 100/pk | 价格与库存信息目前不能提供有问题？联系人技术支持
WHA7582002 |  | Whatman ® membrane filters PTFE |  | pore size 0.2 μm, diam. 25 mm | 价格与库存信息目前不能提供有问题？联系人技术支持
Z746339 |  | Whatman ® membrane filters PTFE |  | pore size 1 μm, diam. 47 mm | Z746339-100EA | 需要从国外调货，预计到货时间 2015.04.22 | 6,405.75
Z746339 |  | Whatman ® membrane filters PTFE |  | pore size 1 μm, diam. 47 mm | 产品Z746339已经停产；但是尚有库存。请从以下尚有库存的包装规格中选择。
WHA7590004 |  | Whatman ® membrane filters PTFE |  | pore size 1 μm, diam. 47 mm | 价格与库存信息目前不能提供有问题？联系人技术支持
WHA7585004 |  | Whatman ® membrane filters PTFE |  | pore size 0.5 μm, diam. 47 mm | 价格与库存信息目前不能提供有问题？联系人技术支持
WHA7582004 |  | Whatman ® membrane filters PTFE |  | pore size 0.2 μm, diam. 47 mm | 价格与库存信息目前不能提供有问题？联系人技术支持
WHA7590002 |  | Whatman ® membrane filters PTFE |  | pore size 1 μm, diam. 25 mm | 价格与库存信息目前不能提供有问题？联系人技术支持
WHA10411405 |  | Whatman ® PTFE membrane filters |  | PTFE membrane circles, (TE 35), 0.2 μm, 25 mm, 50/pk | 价格与库存信息目前不能提供有问题？联系人技术支持
Z134244 |  | Whatman ® PTFE membrane filters |  | PTFE membrane circles, (TE 36), 0.45 μm, 25 mm, 50/pk | Z134244-100EA | 需要从国外调货，预计到货时间 2015.04.22 | 5,205.33
Z134244 |  | Whatman ® PTFE membrane filters |  | PTFE membrane circles, (TE 36), 0.45 μm, 25 mm, 50/pk | Z134244-50EA | 无货 - 替代产品
Z134244 |  | Whatman ® PTFE membrane filters |  | PTFE membrane circles, (TE 36), 0.45 μm, 25 mm, 50/pk | 产品Z134244已经停产；但是尚有库存。请从以下尚有库存的包装规格中选择。
WHA10411305 |  | Whatman ® PTFE membrane filters |  | PTFE membrane circles, (TE 36), 0.45 μm, 25 mm, 50/pk | 价格与库存信息目前不能提供有问题？联系人技术支持
WHA10411411 |  | Whatman ® PTFE membrane filters |  | PTFE membrane circles, (TE 35), 0.2 μm, 47 mm, 50/pk | 价格与库存信息目前不能提供有问题？联系人技术支持
WHA10411311 |  | Whatman ® PTFE membrane filters |  | PTFE membrane circles, (TE 36), 0.45μm, 47 mm, 50/pk | 价格与库存信息目前不能提供有问题？联系人技术支持
WHA10411413 |  | Whatman ® PTFE membrane filters |  | TE 35 (circles), 0.2 μm, 50 mm, 50/pk | 价格与库存信息目前不能提供有问题？联系人技术支持
WHA10411313 |  | Whatman ® PTFE membrane filters |  | TE 36 (circles), 0.45 μm, 50 mm, 50/pk | 价格与库存信息目前不能提供有问题？联系人技术支持
Z612308 |  | Whatman ® PTFE membrane filters |  | TE 37 (circles), 1.0 μm, 25 mm, 50/pk | Z612308-50EA | 需要从国外调货，预计到货时间 2015.04.22 | 2,602.08
Z612308 |  | Whatman ® PTFE membrane filters |  | TE 37 (circles), 1.0 μm, 25 mm, 50/pk | 产品Z612308已经停产；但是尚有库存。请从以下尚有库存的包装规格中选择。
WHA10411205 |  | Whatman ® PTFE membrane filters |  | TE 37 (circles), 1.0 μm, 25 mm, 50/pk | 价格与库存信息目前不能提供有问题？联系人技术支持
WHA10411113 |  | Whatman ® PTFE membrane filters |  | PTFE membrane circles, (TE 38), 5 μm, 50 mm, 50/pk | 价格与库存信息目前不能提供有问题？联系人技术支持
WHA10411111 |  | Whatman ® PTFE membrane filters |  | PTFE membrane circles, (TE 38), 5 μm, 47 mm, 50/pk | 价格与库存信息目前不能提供有问题？联系人技术支持
WHA10411108 |  | Whatman ® PTFE membrane filters |  | PTFE membrane circles, (TE 38), 5 μm, 37 mm, 50/pk | 价格与库存信息目前不能提供有问题？联系人技术支持
WHA10411211 |  | Whatman ® PTFE membrane filters |  | PTFE membrane circles, (TE 37), 1 μm, 47 mm, 50/pk | 价格与库存信息目前不能提供有问题？联系人技术支持
WHA10411213 |  | Whatman ® PTFE membrane filters |  | PTFE membrane circles, (TE 37), 1 μm, 50 mm, 50/pk | 价格与库存信息目前不能提供有问题？联系人技术支持
Z721166 |  | FAST PAK protein array kits |  | FAST PAK 1 pad protein array kit, 1/pk | Z721166-1EA | 需要从国外调货，预计到货时间 2015.04.23 | 12,004.20
Z721174 |  | FAST PAK protein array kits |  | FAST PAK 2 pad protein array kit, 1/pk | Z721174-1EA | 需要从国外调货，预计到货时间 2015.04.23 | 12,004.20
Z721182 |  | FAST PAK protein array kits |  | FAST PAK 8 pad protein array kit, 1/pk | Z721182-1EA | 需要从国外调货，预计到货时间 2015.04.23 | 12,004.20
Z721190 |  | FAST PAK protein array kits |  | FAST PAK 16 pad protein array kit, 1/pk | Z721190-1EA | 需要从国外调货，预计到货时间 2015.04.23 | 12,870.00
Z721107 |  | FAST slides for protein microarrays |  | 1 pad, barcoded, 20 x 51 mm, pk/20 | Z721107-20EA | 需要从国外调货，预计到货时间 2015.04.23 | 7,722.00
Z721115 |  | FAST slides for protein microarrays |  | 1 pad, 20 x 60 mm, pk/20 | Z721115-20EA | 需要从国外调货，预计到货时间 2015.04.23 | 6,054.75
Z721123 |  | FAST slides for protein microarrays |  | 2 pad, barcoded, 20 X 20 mm, pk/10 | Z721123-10EA | 需要从国外调货，预计到货时间 2015.04.23 | 3,859.83
Z721131 |  | FAST slides for protein microarrays |  | 8 pad, 6 x 6 mm, pk/10 | Z721131-10EA | 需要从国外调货，预计到货时间 2015.04.23 | 3,859.83
Z721158 |  | FAST slides for protein microarrays |  | 16 pad, 6 x 6 mm, pk/10 | Z721158-10EA | 需要从国外调货，预计到货时间 2015.06.17 | 3,363.75
Z721328 |  | FAST slide incubation chambers |  | single well incubation chamber (for 1 Pad FAST Slides) 10/pk | Z721328-10EA | 需要从国外调货，预计到货时间 2015.04.23 | 2,572.83
Z721336 |  | FAST slide incubation chambers |  | dual well incubation chamber (for 2 Pad FAST Slides) 10/pk | Z721336-10EA | 需要从国外调货，预计到货时间 2015.04.23 | 2,572.83
Z721344 |  | FAST slide incubation chambers |  | 16 well incubation chamber (for 8 and 16 Pad FAST Slides) 10/pk | Z721344-10EA | 需要从国外调货，预计到货时间 2015.04.24 | 2,572.83
WHA2017013 |  | Whatman ® Antibiotic Assay Discs |  | diam. 13 mm | 价格与库存信息目前不能提供有问题？联系人技术支持
WHA2017006 |  | Whatman ® Antibiotic Assay Discs |  | diam. 6 mm | 价格与库存信息目前不能提供有问题？联系人技术支持
Z741329 |  | Whatman ® Antibiotic Assay Discs |  | diam. 9 mm | Z741329-1000EA | 需要从国外调货，预计到货时间 2015.04.22 | 3,283.02
Z741329 |  | Whatman ® Antibiotic Assay Discs |  | diam. 9 mm | 产品Z741329已经停产；但是尚有库存。请从以下尚有库存的包装规格中选择。
WHA2017009 |  | Whatman ® Antibiotic Assay Discs |  | diam. 9 mm | 价格与库存信息目前不能提供有问题？联系人技术支持
Z699489 |  | Dilution bottle |  | Phosphate Buffer, Magnesium Chloride, volume 99 mL | Z699489-72EA | 需要从国外调货，预计到货时间 2015.04.23 | 1,443.78
Z699462 |  | Dilution bottle |  | Butterfield′s Buffer, volume 99 mL | Z699462-72EA | 需要从国外调货，预计到货时间 2015.04.23 | 1,718.73
Z699470 |  | Dilution bottle |  | Butterfield′s Buffer, volume 90 mL | Z699470-72EA | 需要从国外调货，预计到货时间 2015.04.23 | 1,443.78
Z699365 |  | Swabs and SwabChecks |  | Buffer Swabs | Z699365-125EA | 需要从国外调货，预计到货时间 2015.04.23 | 7,248.15
Z699365 |  | Swabs and SwabChecks |  | Buffer Swabs | Z699365-500EA | 无货 - 替代产品
Z699365 |  | Swabs and SwabChecks |  | Buffer Swabs | 产品Z699365已经停产；但是尚有库存。请从以下尚有库存的包装规格中选择。
Z699373 |  | Swabs and SwabChecks |  | Buffer Swabs | Z699373-500EA | 需要从国外调货，预计到货时间 2015.04.23 | 49,420.80
Z699438 |  | Swabs and SwabChecks |  | Coliform SwabCheck | Z699438-25EA | 需要从国外调货，预计到货时间 2015.04.23 | 2,866.50
Z699403 |  | Swabs and SwabChecks |  | Yeast & Mold Swab Kit | Z699403-30EA | 需要从国外调货，预计到货时间 2015.04.23 | 2,531.88
Z699454 |  | Swabs and SwabChecks |  | Listeria SwabCheck | Z699454-25EA | 需要从国外调货，预计到货时间 2015.04.23 | 2,923.83
Z699497 |  | Swabs and SwabChecks |  | Polywipe Sponge | Z699497-50EA | 需要从国外调货，预计到货时间 2015.04.23 | 4,277.52
Z699381 |  | Swabs and SwabChecks |  | Total Count Swab Kit | Z699381-30EA | 需要从国外调货，预计到货时间 2015.04.23 | 2,531.88
Z699446 |  | Swabs and SwabChecks |  | Hygiene SwabCheck | Z699446-25EA | 需要从国外调货，预计到货时间 2015.04.23 | 2,923.83
Z752169 |  | Swabs and SwabChecks |  | Escherichia coli, capacity 4 mL | Z752169-125EA | 需要从国外调货，预计到货时间 2015.04.23 | 7,248.15
Z752150 |  | Swabs and SwabChecks |  | Neutralizing buffer swabs, capacity 4 mL | Z752150-500EA | 需要从国外调货，预计到货时间 2015.04.23 | 40,833.00
WHA77073000 |  | Whatman ® 850-DS 8-channel filter plate |  | PTFE membrane, pore size 0.45 μm, pack of 50 ea | 价格与库存信息目前不能提供有问题？联系人技术支持
WHA77073100 |  | Whatman ® 850-DS 8-channel filter plate |  | Nylon membrane, pore size 0.45 μm, pack of 50 ea | 价格与库存信息目前不能提供有问题？联系人技术支持
WHA77073200 |  | Whatman ® 850-DS 8-channel filter plate |  | polyethersulfone membrane, pore size 0.45 μm, pack of 50 ea | 价格与库存信息目前不能提供有问题？联系人技术支持
WHA77073300 |  | Whatman ® 850-DS 8-channel filter plate |  | glass microfiber membrane, pore size 0.45 μm, pack of 50 ea | 价格与库存信息目前不能提供有问题？联系人技术支持
Z746983 |  | Whatman ® glass bottom microwell plates |  | Tissue culture treated, Irradiated with lid, skirtless, black polystyrene | Z746983-5EA | 需要从国外调货，预计到货时间 2015.04.22 | 2,950.74
Z746983 |  | Whatman ® glass bottom microwell plates |  | Tissue culture treated, Irradiated with lid, skirtless, black polystyrene | 产品Z746983已经停产；但是尚有库存。请从以下尚有库存的包装规格中选择。
WHA77041001 |  | Whatman ® microplate lid |  | Clear polystyrene universal lid | 价格与库存信息目前不能提供有问题？联系人技术支持
WHA77002803 |  | Whatman ® UNIFILTER ® plates |  | working volume 800 μL, with Whatman GF/B membrane | 价格与库存信息目前不能提供有问题？联系人技术支持
WHA77002801 |  | Whatman ® UNIFILTER ® plates |  | working volume 800 μL, with Whatman GF/C membrane | 价格与库存信息目前不能提供有问题？联系人技术支持
WHA77002804 |  | Whatman ® UNIFILTER ® plates |  | working volume 800 μL, with 25-30μm MBPP membrane | 价格与库存信息目前不能提供有问题？联系人技术支持
WHA77007201 |  | Whatman ® UNIFILTER ® plates |  | working volume 2 mL, with Whatman GF/C membrane | 价格与库存信息目前不能提供有问题？联系人技术支持
WHA77007211 |  | Whatman ® UNIFILTER ® plates |  | working volume 2 mL, with Whatman GF/D membrane | 价格与库存信息目前不能提供有问题？联系人技术支持
WHA77007206 |  | Whatman ® UNIFILTER ® plates |  | size 2 mL, with 0.45 μm PVDF membrane | 价格与库存信息目前不能提供有问题？联系人技术支持
WHA77207236 |  | Whatman ® UNIFILTER ® plates |  | 96 well Protein Precipitation, well volume 2 mL, glass polypropylene membrane, fast flow | 价格与库存信息目前不能提供有问题？联系人技术支持
WHA77002808 |  | Whatman ® UNIFILTER ® plates |  | size 96 wells, well working volume 800 μL, 0.45 μm cellulose acetate membrane | 价格与库存信息目前不能提供有问题？联系人技术支持
WHA77700062 |  | Whatman ® UNIFILTER ® plates |  | 96 well, Lysate Clarification, well volume 800 μL, lysate clarification media and 0.45m polypropylene membrane | 价格与库存信息目前不能提供有问题？联系人技术支持
WHA77002805 |  | Whatman ® UNIFILTER ® plates |  | 96 well, well volume 800 μL, 0.45 μm polypropylene membrane | 价格与库存信息目前不能提供有问题？联系人技术支持
WHA77009917 |  | Whatman ® UNIFILTER ® plates 24 |  | 10 to 12 μm melt blown polypropylene, natural polypropylene, filter bottom with long drip director | 价格与库存信息目前不能提供有问题？联系人技术支持
WHA77009904 |  | Whatman ® UNIFILTER ® plates 24 |  | 25 to 30 μm melt blown polypropylene, natural polypropylene, filter bottom with long drip director | 价格与库存信息目前不能提供有问题？联系人技术支持
WHA77009901 |  | Whatman ® UNIFILTER ® plates 24 |  | GF/C, natural polypropylene, filter bottom with long drip director | 价格与库存信息目前不能提供有问题？联系人技术支持
WHA77001101 |  | Whatman ® UNIFILTER ® plates 384 |  | size 384 wells, Dye removal plate, well maximum volume 100 μL, GF/C, clear polystyrene, filter bottom with long drip director | 价格与库存信息目前不能提供有问题？联系人技术支持
WHA77002110 |  | Whatman ® UNIFILTER ® plates 384 |  | 384 well DNA binding plate, working volume 100 μL, filter bottom with long drip director | 价格与库存信息目前不能提供有问题？联系人技术支持
WHA77002106 |  | Whatman ® UNIFILTER ® plates 384 |  | 384 well, well volume 100 μL, 0.45 μm hydrophillic PVDF, filter bottom with long drip director | 价格与库存信息目前不能提供有问题？联系人技术支持
WHA77015200 |  | Whatman ® UNIPLATE microplates |  | 96 well, round bottom, with NC membrane, well working volume 2 mL | 价格与库存信息目前不能提供有问题？联系人技术支持
WHA77050112 |  | Whatman ® VacAssist PTFE film with frame for UNIFILTER ® |  |  | 价格与库存信息目前不能提供有问题？联系人技术支持
WHA77015102 |  | Whatman ® UNIPLATE microplates |  | 24 well, round well bottom, well volume 10 mL, natural polypropylene | 价格与库存信息目前不能提供有问题？联系人技术支持
WHA77015110 |  | Whatman ® UNIPLATE microplates |  | 24 well, round well bottom, irradiated with lid, well volume 10 mL, natural polypropylene | 价格与库存信息目前不能提供有问题？联系人技术支持
WHA77015500 |  | Whatman ® UNIPLATE microplates |  | 48 well, flat bottom, well volume 5 mL, natural polypropylene | 价格与库存信息目前不能提供有问题？联系人技术支持
Z746819 |  | Whatman ® UNIPLATE microplates |  | 96 well, round bottom, Multi-Chem, well volume 2 mL | Z746819-10EA | 需要从国外调货，预计到货时间 2015.04.22 | 4,467.06
Z746819 |  | Whatman ® UNIPLATE microplates |  | 96 well, round bottom, Multi-Chem, well volume 2 mL | 产品Z746819已经停产；但是尚有库存。请从以下尚有库存的包装规格中选择。
WHA77013250 |  | Whatman ® UNIPLATE microplates |  | 96 well, "V" bottom, well volume 250 μL, white polystyrene | 价格与库存信息目前不能提供有问题？联系人技术支持
WHA77011651 |  | Whatman ® UNIPLATE microplates |  | 96 well, flat bottom, well volume 650 μL, clear polystyrene | 价格与库存信息目前不能提供有问题？联系人技术支持
WHA1703050 |  | Whatman ® ashless filter aids |  |  | 价格与库存信息目前不能提供有问题？联系人技术支持
WHA2105862 |  | Whatman ® lens cleaning tissue, Grade 105 |  | size 200 mm × 300 mm, pkg of 100 ea | 价格与库存信息目前不能提供有问题？联系人技术支持
WHA2105918 |  | Whatman ® lens cleaning tissue, Grade 105 |  | W × L 460 mm × 570 mm, pkg of 500 ea | 价格与库存信息目前不能提供有问题？联系人技术支持
WHA2105841 |  | Whatman ® lens cleaning tissue, Grade 105 |  | W × L 100 mm × 150 mm, pkg of (25 wallets of 25 sheets) | 价格与库存信息目前不能提供有问题？联系人技术支持
WHA19801004 |  | Whatman ® Membrane forceps |  | pk of 1 | 价格与库存信息目前不能提供有问题？联系人技术支持
WHA2200070 |  | Whatman ® 1PS phase separator filter papers |  | circles, diam. 70 mm, pack of 100 | 价格与库存信息目前不能提供有问题？联系人技术支持
WHA2200090 |  | Whatman ® 1PS phase separator filter papers |  | circles, diam. 90 mm, pack of 100 | 价格与库存信息目前不能提供有问题？联系人技术支持
Z689750 |  | Whatman ® 1PS phase separator filter papers |  | circles, diam. 110 mm, pack of 100 | Z689750-100EA | 需要从国外调货，预计到货时间 2015.04.22 | 699.66
Z689750 |  | Whatman ® 1PS phase separator filter papers |  | circles, diam. 110 mm, pack of 100 | 产品Z689750已经停产；但是尚有库存。请从以下尚有库存的包装规格中选择。
WHA2200110 |  | Whatman ® 1PS phase separator filter papers |  | circles, diam. 110 mm, pack of 100 | 价格与库存信息目前不能提供有问题？联系人技术支持
WHA2200125 |  | Whatman ® 1PS phase separator filter papers |  | circles, diam. 125 mm, pack of 100 | 价格与库存信息目前不能提供有问题？联系人技术支持
WHA2200150 |  | Whatman ® 1PS phase separator filter papers |  | circles, diam. 150 mm, pack of 100 | 价格与库存信息目前不能提供有问题？联系人技术支持
WHA2200185 |  | Whatman ® 1PS phase separator filter papers |  | circles, diam. 185 mm, pack of 100 | 价格与库存信息目前不能提供有问题？联系人技术支持
WHA2200240 |  | Whatman ® 1PS phase separator filter papers |  | circles, diam. 240 mm, pack of 100 | 价格与库存信息目前不能提供有问题？联系人技术支持
Z741582 |  | Whatman ® indicator papers |  | pH Indicators, 1.0 to 11.0 range | Z741582-20EA | 需要从国外调货，预计到货时间 2015.04.22 | 1,470.69
Z741582 |  | Whatman ® indicator papers |  | pH Indicators, 1.0 to 11.0 range | 产品Z741582已经停产；但是尚有库存。请从以下尚有库存的包装规格中选择。
Z749877 |  | Whatman ® indicator papers |  | pH range 0-11 | Z749877-1EA | 需要从国外调货，预计到货时间 2015.04.22 | 226.98
Z749877 |  | Whatman ® indicator papers |  | pH range 0-11 | 产品Z749877已经停产；但是尚有库存。请从以下尚有库存的包装规格中选择。
Z134147 |  | Whatman ® Panpeha ™ pH indicator strips |  | pH range 0 to 14, 200/pk | Z134147-1PAK | 需要从国外调货，预计到货时间 2015.04.29 | 505.44
Z274836 |  | Whatman ® qualitative filter paper, Grade 1 |  | circles, diam. 10 mm, pack of 500 | 产品已经停产。查看替代产品联系技术支持
WHA10016508 |  | Whatman ® qualitative filter paper, Grade 1 |  | circles, diam. 10 mm, pack of 500 | 价格与库存信息目前不能提供有问题？联系人技术支持
Z274844 |  | Whatman ® qualitative filter paper, Grade 1 |  | circles, diam. 15 mm, pack of 500 | 产品已经停产。查看替代产品联系技术支持
WHA10010155 |  | Whatman ® qualitative filter paper, Grade 1 |  | circles, diam. 15 mm, pack of 500 | 价格与库存信息目前不能提供有问题？联系人技术支持
Z274852 |  | Whatman ® qualitative filter paper, Grade 1 |  | circles, diam. 25 mm, pack of 100 | 产品已经停产。查看替代产品联系技术支持
WHA1001325 |  | Whatman ® qualitative filter paper, Grade 1 |  | circles, diam. 25 mm, pack of 100 | 价格与库存信息目前不能提供有问题？联系人技术支持
WHA1001042 |  | Whatman ® qualitative filter paper, Grade 1 |  | circles, diam. 42.5 mm, pack of 100 | 价格与库存信息目前不能提供有问题？联系人技术支持
Z240052 |  | Whatman ® qualitative filter paper, Grade 1 |  | circles, diam. 55 mm, pack of 100 | 产品已经停产。查看替代产品联系技术支持
WHA1001055 |  | Whatman ® qualitative filter paper, Grade 1 |  | circles, diam. 55 mm, pack of 100 | 价格与库存信息目前不能提供有问题？联系人技术支持
Z240060 |  | Whatman ® qualitative filter paper, Grade 1 |  | circles, diam. 70 mm, pack of 100 | 产品已经停产。查看替代产品联系技术支持
WHA1001070 |  | Whatman ® qualitative filter paper, Grade 1 |  | circles, diam. 70 mm, pack of 100 | 价格与库存信息目前不能提供有问题？联系人技术支持
Z240079 |  | Whatman ® qualitative filter paper, Grade 1 |  | circles, diam. 90 mm, pack of 100 | 产品已经停产。查看替代产品联系技术支持
WHA1001090 |  | Whatman ® qualitative filter paper, Grade 1 |  | circles, diam. 90 mm, pack of 100 | 价格与库存信息目前不能提供有问题？联系人技术支持
Z240087 |  | Whatman ® qualitative filter paper, Grade 1 |  | circles, diam. 110 mm, pack of 100 | 产品已经停产。查看替代产品联系技术支持
WHA1001110 |  | Whatman ® qualitative filter paper, Grade 1 |  | circles, diam. 110 mm, pack of 100 | 价格与库存信息目前不能提供有问题？联系人技术支持
WHA1001125 |  | Whatman ® qualitative filter paper, Grade 1 |  | circles, diam. 125 mm, pack of 100 | 价格与库存信息目前不能提供有问题？联系人技术支持
Z240109 |  | Whatman ® qualitative filter paper, Grade 1 |  | circles, diam. 150 mm, pack of 100 | 产品已经停产。查看替代产品联系技术支持
WHA1001150 |  | Whatman ® qualitative filter paper, Grade 1 |  | circles, diam. 150 mm, pack of 100 | 价格与库存信息目前不能提供有问题？联系人技术支持
Z240117 |  | Whatman ® qualitative filter paper, Grade 1 |  | circles, diam. 185 mm, pack of 100 | 产品已经停产。查看替代产品联系技术支持
WHA1001185 |  | Whatman ® qualitative filter paper, Grade 1 |  | circles, diam. 185 mm, pack of 100 | 价格与库存信息目前不能提供有问题？联系人技术支持
Z240125 |  | Whatman ® qualitative filter paper, Grade 1 |  | circles, diam. 240 mm, pack of 100 | 产品已经停产。查看替代产品联系技术支持
WHA1001240 |  | Whatman ® qualitative filter paper, Grade 1 |  | circles, diam. 240 mm, pack of 100 | 价格与库存信息目前不能提供有问题？联系人技术支持
Z240133 |  | Whatman ® qualitative filter paper, Grade 1 |  | circles, diam. 270 mm, pack of 100 | 产品已经停产。查看替代产品联系技术支持
WHA1001270 |  | Whatman ® qualitative filter paper, Grade 1 |  | circles, diam. 270 mm, pack of 100 | 价格与库存信息目前不能提供有问题？联系人技术支持
Z240141 |  | Whatman ® qualitative filter paper, Grade 1 |  | circles, diam. 320 mm, pack of 100 | 产品已经停产。查看替代产品联系技术支持
WHA1001320 |  | Whatman ® qualitative filter paper, Grade 1 |  | circles, diam. 320 mm, pack of 100 | 价格与库存信息目前不能提供有问题？联系人技术支持
Z240168 |  | Whatman ® qualitative filter paper, Grade 1 |  | circles, diam. 400 mm, pack of 100 | 产品已经停产。查看替代产品联系技术支持
WHA1001400 |  | Whatman ® qualitative filter paper, Grade 1 |  | circles, diam. 400 mm, pack of 100 | 价格与库存信息目前不能提供有问题？联系人技术支持
Z240176 |  | Whatman ® qualitative filter paper, Grade 1 |  | circles, diam. 500 mm, pack of 100 | 产品已经停产。查看替代产品联系技术支持
WHA1001500 |  | Whatman ® qualitative filter paper, Grade 1 |  | circles, diam. 500 mm, pack of 100 | 价格与库存信息目前不能提供有问题？联系人技术支持
C100307 | 110-82-7 | 环己烷 | Cyclohexane | Laboratory Reagent, ≥99.8% | 价格与库存信息目前不能提供有问题？联系人技术支持
429325 | 119-64-2 | 1,2,3,4-四氢萘 | 1,2,3,4- Tetrahydronaphthalene | ReagentPlus ® , 99% | 价格与库存信息目前不能提供有问题？联系人技术支持
132047 | 120-82-1 | 1,2,4-三氯苯 | 1,2,4- Trichlorobenzene | ReagentPlus ® , ≥99% | 价格与库存信息目前不能提供有问题？联系人技术支持
D56802 | 95-50-1 | 1,2-二氯苯 | 1,2-Dichlorobenzene | ReagentPlus ® , 99% | 价格与库存信息目前不能提供有问题？联系人技术支持
E27408 | 110-71-4 | 1,2-二甲氧基乙烷 | 1,2-Dimethoxyethane | ReagentPlus ® , ≥99% | 价格与库存信息目前不能提供有问题？联系人技术支持
D201863 | 123-91-1 | 1,4-二氧六环 | 1,4-Dioxane | ReagentPlus ® , ≥99% | 价格与库存信息目前不能提供有问题？联系人技术支持
537993 | 71-36-3 | 1-丁醇 | 1-Butanol | 99.9% | 价格与库存信息目前不能提供有问题？联系人技术支持
125008 | 109-69-3 | 1-氯丁烷 | 1-Chlorobutane | ReagentPlus ® , 99% | 价格与库存信息目前不能提供有问题？联系人技术支持
484407 | 107-98-2 | 1-甲氧基-2-丙醇 | 1-Methoxy-2-propanol | ≥99.5% | 价格与库存信息目前不能提供有问题？联系人技术支持
M79603 | 872-50-4 | 1-甲基-2-吡咯烷酮 | 1- Methyl- 2- pyrrolidinone | ReagentPlus ® , 99% | 价格与库存信息目前不能提供有问题？联系人技术支持
112615 | 111-87-5 | 1-辛醇 | 1-Octanol | ReagentPlus ® , 99% | 价格与库存信息目前不能提供有问题？联系人技术支持
258776 | 540-84-1 | 2,2,4-三甲基戊烷 | 2,2,4- Trimethylpentane | ReagentPlus ® , ≥99% | 价格与库存信息目前不能提供有问题？联系人技术支持
537535 | 124-17-4 | 2-(2-正丁氧基乙氧基)乙酸乙酯 | 2- (2- Butoxyethoxy) ethyl acetate | ≥99.2% | 价格与库存信息目前不能提供有问题？联系人技术支持
B85919 | 78-92-2 | 2-丁醇 | 2-Butanol | ReagentPlus ® , ≥99% | 价格与库存信息目前不能提供有问题？联系人技术支持
110264 | 78-93-3 | 2-丁酮 | 2-Butanone | ReagentPlus ® , ≥99% | 价格与库存信息目前不能提供有问题？联系人技术支持
128082 | 110-80-5 | 2-乙氧基乙醇 | 2-Ethoxyethanol | ReagentPlus ® , 99% | 价格与库存信息目前不能提供有问题？联系人技术支持
537497 | 103-09-3 | 乙酸-2-乙基己酯 | 2-Ethylhexyl acetate | 99% | 价格与库存信息目前不能提供有问题？联系人技术支持
537683 | 110-43-0 | 2-庚酮 | 2-Heptanone | 99% | 价格与库存信息目前不能提供有问题？联系人技术支持
185469 | 109-86-4 | 2-甲氧基乙醇 | 2-Methoxyethanol | ReagentPlus ® , ≥99.0%, contains 50 ppm BHT as stabilizer | 价格与库存信息目前不能提供有问题？联系人技术支持
538132 | 78-83-1 | 2-甲基-1-丙醇 | 2-Methyl-1-propanol | 99.5% | 价格与库存信息目前不能提供有问题？联系人技术支持
M32631 | 78-78-4 | 2-甲基丁烷 | 2-Methylbutane | ReagentPlus ® , ≥99% | 价格与库存信息目前不能提供有问题？联系人技术支持
320404 | 78-78-4 | 2-甲基丁烷 | 2-Methylbutane | ReagentPlus ® , ≥99% | 价格与库存信息目前不能提供有问题？联系人技术支持
448516 | 107-87-9 | 2-戊酮 | 2-Pentanone | ReagentPlus ® , ≥99%, purified by redistillation | 价格与库存信息目前不能提供有问题？联系人技术支持
345121 | 96-22-0 | 3-戊酮 | 3-Pentanone | ReagentPlus ® , ≥99% | 价格与库存信息目前不能提供有问题？联系人技术支持
537713 | 108-10-1 | 4-甲基-2-戊酮 | 4-Methyl-2-pentanone | ≥99% | 价格与库存信息目前不能提供有问题？联系人技术支持
537705 | 110-12-3 | 5-甲基-2-己酮 | 5-Methyl-2-hexanone | 99% | 价格与库存信息目前不能提供有问题？联系人技术支持
123226 | 100-66-3 | 苯甲醚 | Anisole | ReagentPlus ® , 99% | 价格与库存信息目前不能提供有问题？联系人技术支持
B8959 | 100-47-0 | 苯甲腈 | Benzonitrile | ReagentPlus ® , 99% | 价格与库存信息目前不能提供有问题？联系人技术支持
108006 | 100-51-6 | 苄醇 | Benzyl alcohol | ReagentPlus ® , ≥99% | 价格与库存信息目前不能提供有问题？联系人技术支持
537454 | 123-86-4 | 乙酸丁酯 | Butyl acetate | ReagentPlus ® , 99.5% | 价格与库存信息目前不能提供有问题？联系人技术支持
342270 | 75-15-0 | 二硫化碳 | Carbon disulfide | ReagentPlus ® , low benzene, ≥99.9% | 价格与库存信息目前不能提供有问题？联系人技术支持
424641 | 75-15-0 | 二硫化碳 | Carbon disulfide | ReagentPlus ® , purified by redistillation, ≥99.9% | 价格与库存信息目前不能提供有问题？联系人技术支持
101389 | 108-90-7 | 氯苯 | Chlorobenzene | ReagentPlus ® , 99% | 价格与库存信息目前不能提供有问题？联系人技术支持
459747 | 287-92-3 | 环戊烷 | Cyclopentane | reagent grade, 98% | 价格与库存信息目前不能提供有问题？联系人技术支持
D901 | 124-18-5 | 癸烷 | Decane | ReagentPlus ® , ≥99% | 价格与库存信息目前不能提供有问题？联系人技术支持
110280 | 142-96-1 | 二丁醚 | Dibutyl ether | ReagentPlus ® , ≥99% | 价格与库存信息目前不能提供有问题？联系人技术支持
538280 | 462-95-3 | 二乙氧基甲烷 | Diethoxymethane | 99.7%, contains 50-150 ppm BHT as stabilizer | 价格与库存信息目前不能提供有问题？联系人技术支持
M14102 | 111-96-6 | 二乙二醇二甲醚 | Diethylene glycol dimethyl ether | ReagentPlus ® , 99% | 价格与库存信息目前不能提供有问题？联系人技术支持
537616 | 111-90-0 | 二乙二醇单乙醚 | Diethylene glycol monoethyl ether | ReagentPlus ® , 99% | 价格与库存信息目前不能提供有问题？联系人技术支持
537527 | 112-15-2 | 二乙二醇单乙基醚醋酸酯 | Diethylene glycol monoethyl ether acetate | 99% | 537527-1L | 需要从国外调货，预计到货时间 2015.04.24 | 831.87
537527 | 112-15-2 | 二乙二醇单乙基醚醋酸酯 | Diethylene glycol monoethyl ether acetate | 99% | 537527-4L | 需要从国外调货，预计到货时间 2015.04.24 | 1,485.90
537527 | 112-15-2 | 二乙二醇单乙基醚醋酸酯 | Diethylene glycol monoethyl ether acetate | 99% | 537527-20L | Only 1 left in stock (more on the way) - 详 库存详情： 537527-20L Only 1 left in stock (more on the way) 1 国内现货或即将上架，预计发货 从 Shanghai 2015.04.05 | 5,089.50
185302 | 108-20-3 | 二异丙基醚 | Diisopropyl ether | ReagentPlus ® , 99%, contains either BHT or hydroquinone as stabilizer | 价格与库存信息目前不能提供有问题？联系人技术支持
D221104 | 112-40-3 | 十二烷 | Dodecane | ReagentPlus ® , ≥99% | 价格与库存信息目前不能提供有问题？联系人技术支持
537586 | 763-69-9 | 3-乙氧基丙酸乙酯 | Ethyl 3-ethoxypropionate | 99% | 价格与库存信息目前不能提供有问题？联系人技术支持
E12508 | 100-41-4 | 乙苯 | Ethylbenzene | ReagentPlus ® , 99% | 价格与库存信息目前不能提供有问题？联系人技术支持
102466 | 107-21-1 | 乙二醇 | Ethylene glycol | ReagentPlus ® , ≥99% | 价格与库存信息目前不能提供有问题？联系人技术支持
537551 | 111-76-2 | 乙二醇丁醚 | Ethylene glycol butyl ether | ≥99% | 价格与库存信息目前不能提供有问题？联系人技术支持
537675 | 2807-30-9 | 乙二醇单正丙醚 | Ethylene glycol monopropyl ether | ReagentPlus ® , 99.4% | 价格与库存信息目前不能提供有问题？联系人技术支持
G7757 | 56-81-5 | 甘油 | Glycerol | ReagentPlus ® , ≥99.0% (GC) | 价格与库存信息目前不能提供有问题？联系人技术支持
H6703 | 544-76-3 | 十六烷 | Hexadecane | ReagentPlus ® , 99% | 价格与库存信息目前不能提供有问题？联系人技术支持
537462 | 108-21-4 | 乙酸异丙酯 | Isopropyl acetate | ≥99.6% | 价格与库存信息目前不能提供有问题？联系人技术支持
185566 | 108-38-3 | 间二甲苯 | m -Xylene | ReagentPlus ® , 99% | 价格与库存信息目前不能提供有问题？联系人技术支持
186325 | 79-20-9 | 乙酸甲酯 | Methyl acetate | ReagentPlus ® , 99% | 价格与库存信息目前不能提供有问题？联系人技术支持
M37889 | 108-87-2 | 甲基环己烷 | Methylcyclohexane | ReagentPlus ® , 99% | 价格与库存信息目前不能提供有问题？联系人技术支持
185884 | 127-19-5 | N,N -二甲基乙酰胺 | N,N -Dimethylacetamide | ReagentPlus ® , ≥99% | 185884-500ML | 需要从国外调货，预计到货时间 2015.04.22 | 747.63
185884 | 127-19-5 | N,N -二甲基乙酰胺 | N,N -Dimethylacetamide | ReagentPlus ® , ≥99% | 185884-2.5L | 需要从国外调货，预计到货时间 2015.04.22 | 1,283.49
185884 | 127-19-5 | N,N -二甲基乙酰胺 | N,N -Dimethylacetamide | ReagentPlus ® , ≥99% | 185884-6X500ML | 需要从国外调货，预计到货时间 2015.04.22 | 3,739.32
N10950 | 98-95-3 | 硝基苯 | Nitrobenzene | ReagentPlus ® , 99% | 价格与库存信息目前不能提供有问题？联系人技术支持
230731 | 75-52-5 | 硝基甲烷 | Nitromethane | ReagentPlus ® , ≥99.0% | 价格与库存信息目前不能提供有问题？联系人技术支持
N29406 | 111-84-2 | 壬烷 | Nonane | ReagentPlus ® , 99% | 价格与库存信息目前不能提供有问题？联系人技术支持
134449 | 106-42-3 | 对二甲苯 | p -Xylene | ReagentPlus ® , 99% | 价格与库存信息目前不能提供有问题？联系人技术支持
537438 | 109-60-4 | 乙酸丙酯 | Propyl acetate | ≥99.5% | 价格与库存信息目前不能提供有问题？联系人技术支持
537772 | 107-87-9 | 2-戊酮 | 2-Pentanone | ultrapure grade, ≥99.5% | 价格与库存信息目前不能提供有问题？联系人技术支持
B85927 | 75-65-0 | 叔丁醇 | tert -Butanol | TEBOL ® 99, ≥99.3% | 价格与库存信息目前不能提供有问题？联系人技术支持
319929 | 107-06-2 | 1,2-二氯乙烷 | 1,2-Dichloroethane | ACS reagent, ≥99.0% | 价格与库存信息目前不能提供有问题？联系人技术支持
360481 | 123-91-1 | 1,4-二氧六环 | 1,4-Dioxane | ACS reagent, ≥99.0% | 价格与库存信息目前不能提供有问题？联系人技术支持
360465 | 71-36-3 | 1-丁醇 | 1-Butanol | ACS reagent, ≥99.4% | 价格与库存信息目前不能提供有问题？联系人技术支持
443778 | 872-50-4 | 1-甲基-2-吡咯烷酮 | 1- Methyl- 2- pyrrolidinone | ACS reagent, ≥99.0% | 价格与库存信息目前不能提供有问题？联系人技术支持
472328 | 111-87-5 | 1-辛醇 | 1-Octanol | ACS reagent, ≥99% | 价格与库存信息目前不能提供有问题？联系人技术支持
402893 | 71-23-8 | 1-丙醇 | 1-Propanol | ACS reagent, ≥99.5% | 价格与库存信息目前不能提供有问题？联系人技术支持
360597 | 540-84-1 | 2,2,4-三甲基戊烷 | 2,2,4- Trimethylpentane | ACS reagent, ≥99.0% | 价格与库存信息目前不能提供有问题？联系人技术支持
360473 | 78-93-3 | 2-丁酮 | 2-Butanone | ACS reagent, ≥99.0% | 价格与库存信息目前不能提供有问题？联系人技术支持
360503 | 109-86-4 | 2-甲氧基乙醇 | 2-Methoxyethanol | contains 50 ppm BHT as stabilizer, ACS reagent, ≥99.3% | 价格与库存信息目前不能提供有问题？联系人技术支持
320048 | 78-83-1 | 2-甲基-1-丙醇 | 2-Methyl-1-propanol | ACS reagent, ≥99.0% | 价格与库存信息目前不能提供有问题？联系人技术支持
320021 | 123-51-3 | 3-甲基-1-丁醇 | 3-Methyl-1-butanol | ACS reagent, ≥98.5% | 价格与库存信息目前不能提供有问题？联系人技术支持
360511 | 108-10-1 | 4-甲基-2-戊酮 | 4-Methyl-2-pentanone | ACS reagent, ≥98.5% | 价格与库存信息目前不能提供有问题？联系人技术支持
402834 | 100-51-6 | 苄醇 | Benzyl alcohol | ACS reagent, ≥99.0% | 价格与库存信息目前不能提供有问题？联系人技术支持
402842 | 123-86-4 | 乙酸丁酯 | Butyl acetate | ACS reagent, ≥99.5% | 价格与库存信息目前不能提供有问题？联系人技术支持
180173 | 75-15-0 | 二硫化碳 | Carbon disulfide | ACS reagent, ≥99.9% | 价格与库存信息目前不能提供有问题？联系人技术支持
319996 | 108-90-7 | 氯苯 | Chlorobenzene | ACS reagent, ≥99.5% | 价格与库存信息目前不能提供有问题？联系人技术支持
179191 | 110-82-7 | 环己烷 | Cyclohexane | ACS reagent, ≥99% | 价格与库存信息目前不能提供有问题？联系人技术支持
443484 | 75-09-2 | 二氯甲烷 | Dichloromethane | ACS reagent, ≥99.5%, contains 50 ppm amylene as stabilizer | 价格与库存信息目前不能提供有问题？联系人技术支持
398276 | 108-20-3 | 二异丙基醚 | Diisopropyl ether | contains either BHT or hydroquinone as stabilizer, ACS reagent, ≥99.0% | 价格与库存信息目前不能提供有问题？联系人技术支持
221198 | 75-12-7 | 甲酰胺 | Formamide | ACS reagent, ≥99.5% | 价格与库存信息目前不能提供有问题？联系人技术支持
G7893 | 56-81-5 | 甘油 | Glycerol | ACS reagent, ≥99.5% | 价格与库存信息目前不能提供有问题？联系人技术支持
252379 | 98-95-3 | 硝基苯 | Nitrobenzene | ACS reagent, ≥99.0% | 价格与库存信息目前不能提供有问题？联系人技术支持
360554 | 75-52-5 | 硝基甲烷 | Nitromethane | ACS reagent, ≥95% | 价格与库存信息目前不能提供有问题？联系人技术支持
184519 | 8032-32-4 | 石油醚 | Petroleum ether | ACS reagent | 价格与库存信息目前不能提供有问题？联系人技术支持
320447 | 8032-32-4 | 石油醚 | Petroleum ether | ACS reagent | 价格与库存信息目前不能提供有问题？联系人技术支持
360538 | 75-65-0 | 叔丁醇 | tert -Butanol | ACS reagent, ≥99.0% | 价格与库存信息目前不能提供有问题？联系人技术支持
443808 | 1634-04-4 | 叔丁基甲基醚 | tert -Butyl methyl ether | ACS reagent, ≥99.0% | 价格与库存信息目前不能提供有问题？联系人技术支持
443786 | 127-18-4 | 四氯乙烯 | Tetrachloroethylene | ACS reagent, ≥99.0% | 价格与库存信息目前不能提供有问题？联系人技术支持
251402 | 79-01-6 | 三氯乙烯 | Trichloroethylene | ACS reagent, ≥99.5% | 价格与库存信息目前不能提供有问题？联系人技术支持
247642 | 1330-20-7 | 二甲苯类化合物 | Xylenes | ACS reagent, ≥98.5% xylenes + ethylbenzene basis | 价格与库存信息目前不能提供有问题？联系人技术支持
320579 | 1330-20-7 | 二甲苯类化合物 | Xylenes | ACS reagent, ≥98.5% xylenes + ethylbenzene basis | 价格与库存信息目前不能提供有问题？联系人技术支持
32299 | 101316-46-5 | 石油醚 | Petroleum ether | puriss. p.a., ACS reagent, reag. ISO, low boiling point hydrogen treated naphtha, bp≥ 90% 40-60 °C (≥ 90%) | 价格与库存信息目前不能提供有问题？联系人技术支持
76929 | 71-41-0 | 1-戊醇 | 1-Pentanol | puriss. p.a., ACS reagent, ≥99.0% (GC) | 价格与库存信息目前不能提供有问题？联系人技术支持
59045 | 540-84-1 | 2,2,4-三甲基戊烷 | 2,2,4- Trimethylpentane | puriss. p.a., ACS reagent, ≥99.5% (GC) | 价格与库存信息目前不能提供有问题？联系人技术支持
04380 | 78-93-3 | 2-丁酮 | 2-Butanone | puriss. p.a., ACS reagent, ≥99.5% (GC) | 价格与库存信息目前不能提供有问题？联系人技术支持
58450 | 78-83-1 | 2-甲基-1-丙醇 | 2-Methyl-1-propanol | puriss. p.a., ACS reagent, ≥99.5% (GC) | 产品已经停产。查看替代产品联系技术支持
13160 | 100-51-6 | 苄醇 | Benzyl alcohol | puriss. p.a., ACS reagent, ≥99.0% (GC) | 价格与库存信息目前不能提供有问题？联系人技术支持
23570 | 108-90-7 | 氯苯 | Chlorobenzene | puriss. p.a., ACS reagent, ≥99.5% (GC) | 价格与库存信息目前不能提供有问题？联系人技术支持
346136 | 60-29-7 | 二乙醚 | Diethyl ether | ACS reagent, anhydrous, ≥99.0%, contains BHT as inhibitor | 价格与库存信息目前不能提供有问题？联系人技术支持
34462 | 142-96-1 | 二丁醚 | Dibutyl ether | puriss. p.a., low in aromatic compounds, ≥99.5% (GC) | 价格与库存信息目前不能提供有问题？联系人技术支持
319961 | 56-23-5 | 四氯化碳 | Carbon tetrachloride | reagent grade, 99.9% | 价格与库存信息目前不能提供有问题？联系人技术支持
24103 | 64-17-5 | 乙醇 | Ethanol | puriss., absolute, sales not in Germany, ≥99.8% (GC) | 价格与库存信息目前不能提供有问题？联系人技术支持
187380 |  | Ethyl alcohol, denatured |  | reagent grade | 价格与库存信息目前不能提供有问题？联系人技术支持
185434 | 79-34-5 | 1,1,2,2-四氯乙烷 | 1,1,2,2- Tetrachloroethane | reagent grade, ≥98.0% | 价格与库存信息目前不能提供有问题？联系人技术支持
H13303 | 111-27-3 | 正己醇 | 1-Hexanol | reagent grade, 98% | 价格与库存信息目前不能提供有问题？联系人技术支持
537519 | 112-07-2 | 2-丁氧基乙酸乙酯 | 2-Butoxyethyl acetate | 99% | 产品已经停产。联系技术支持
109886 | 110-49-6 | 2-甲氧基乙基乙酸酯 | 2-Methoxyethyl acetate | reagent grade, 98% | 价格与库存信息目前不能提供有问题？联系人技术支持
537748 | 107-87-9 | 2-戊酮 | 2-Pentanone | reagent grade, ≥90% | 价格与库存信息目前不能提供有问题？联系人技术支持
M32658 | 123-51-3 | 3-甲基-1-丁醇 | 3-Methyl-1-butanol | reagent grade, 98% | 价格与库存信息目前不能提供有问题？联系人技术支持
127604 | 96-22-0 | 3-戊酮 | 3-Pentanone | ReagentPlus ® , ≥99.0% (GC) | 价格与库存信息目前不能提供有问题？联系人技术支持
D251 | 91-17-8 | 十氢萘，顺式和反式的混合物 | Decahydronaphthalene, mixture of cis + trans | reagent grade, 98% | 价格与库存信息目前不能提供有问题？联系人技术支持
E4658 | 112-36-7 | 二乙二醇二乙醚 | Diethylene glycol diethyl ether | reagent grade, ≥98% | 价格与库存信息目前不能提供有问题？联系人技术支持
224111 | 629-14-1 | 乙二醇二乙醚 | Ethylene glycol diethyl ether | 98% | 价格与库存信息目前不能提供有问题？联系人技术支持
185906 | 75-12-7 | 甲酰胺 | Formamide | reagent grade, 98% | 产品已经停产。查看替代产品联系技术支持
112674 | 123-92-2 | 乙酸异戊酯 | Isopentyl acetate | reagent grade, 98% | 价格与库存信息目前不能提供有问题？联系人技术支持
537039 | 79-20-9 | 乙酸甲酯 | Methyl acetate | reagent grade, 95% | 价格与库存信息目前不能提供有问题？联系人技术支持
M46837 | 107-31-3 | 甲酸甲酯 | Methyl formate | reagent grade, 97% | 价格与库存信息目前不能提供有问题？联系人技术支持
108170 | 75-52-5 | 硝基甲烷 | Nitromethane | reagent grade, 96% | 价格与库存信息目前不能提供有问题？联系人技术支持
X1040 | 95-47-6 | 邻二甲苯 | o -Xylene | reagent grade, ≥98.0% | 价格与库存信息目前不能提供有问题？联系人技术支持
412236 | 111-65-9 | 辛烷 | Octane | reagent grade, 98% | 价格与库存信息目前不能提供有问题？联系人技术支持
158941 | 109-66-0 | 戊烷 | Pentane | reagent grade, 98% | 价格与库存信息目前不能提供有问题？联系人技术支持
538124 | 123-38-6 | 丙醛 | Propionaldehyde | reagent grade, 97% | 价格与库存信息目前不能提供有问题？联系人技术支持
362808 | 64-17-5 | Reagent Alcohol |  | reagent grade | 362808-1L | 国内现货或即将上架，预计发货时间 2015.05.04 - 详 库存详情： 362808-1L 1 国内现货或即将上架，预计发货 从 Shanghai 2015.05.04 | 592.02
537594 | 1694-31-1 | 乙酰乙酸叔丁酯 | tert -Butyl acetoacetate | reagent grade, 98% | 537594-100ML | Only 1 left in stock (more on the way) - 详 库存详情： 537594-100ML Only 1 left in stock (more on the way) 1 国内现货或即将上架，预计发货 从 Shanghai 2015.04.05 | 423.54
537594 | 1694-31-1 | 乙酰乙酸叔丁酯 | tert -Butyl acetoacetate | reagent grade, 98% | 537594-500ML | 需要从国外调货，预计到货时间 2015.04.22 | 1,409.85
537594 | 1694-31-1 | 乙酰乙酸叔丁酯 | tert -Butyl acetoacetate | reagent grade, 98% | 537594-1L | 需要从国外调货，预计到货时间 2015.04.22 | 2,496.78
537594 | 1694-31-1 | 乙酰乙酸叔丁酯 | tert -Butyl acetoacetate | reagent grade, 98% | 537594-4L | 需要从国外调货，预计到货时间 2015.04.22 | 5,110.56
179787 | 1634-04-4 | 叔丁基甲基醚 | tert -Butyl methyl ether | reagent grade, ≥98% | 价格与库存信息目前不能提供有问题？联系人技术支持
320196 | 1634-04-4 | 叔丁基甲基醚 | tert -Butyl methyl ether | reagent grade, 98% | 价格与库存信息目前不能提供有问题？联系人技术支持
T60453 | 122-51-0 | 原甲酸三乙酯 | Triethyl orthoformate | reagent grade, 98% | 价格与库存信息目前不能提供有问题？联系人技术支持
214736 | 1330-20-7 | 二甲苯类化合物 | Xylenes | reagent grade | 产品已经停产。查看替代产品联系技术支持
34499 | 540-84-1 | 2,2,4-三甲基戊烷 | 2,2,4- Trimethylpentane | for pesticide residue analysis | 34499-1L | 需要从国外调货，预计到货时间 2015.04.22 | 834.21
34499 | 540-84-1 | 2,2,4-三甲基戊烷 | 2,2,4- Trimethylpentane | for pesticide residue analysis | 34499-2.5L | Only 4 left in stock (more on the way) - 详 库存详情： 34499-2.5L Only 4 left in stock (more on the way) 1 国内现货或即将上架，预计发货 从 Shanghai 2015.04.05 | 1,690.65
34486 | 67-63-0 | 2-丙醇 | 2-Propanol | for pesticide residue analysis | 34486-2.5L | 需要从国外调货，预计到货时间 2015.04.17 | 394.29
34480 | 67-64-1 | 丙酮 | Acetone | for pesticide residue analysis | 34480-2.5L | 需要从国外调货，预计到货时间 2015.05.08 | 459.81
34480 | 67-64-1 | 丙酮 | Acetone | for pesticide residue analysis | 34480-7L | 需要从国外调货，预计到货时间 2015.05.08 | 2,301.39
34480 | 67-64-1 | 丙酮 | Acetone | for pesticide residue analysis | 34480-45L | 需要从国外调货，预计到货时间 2015.05.08 | 11,583.00
34481 | 75-05-8 | 乙腈 | Acetonitrile | for pesticide residue analysis | 34481-2.5L | 国内现货或即将上架，预计发货时间 2015.04.05 - 详 库存详情： 34481-2.5L 1 国内现货或即将上架，预计发货 从 Shanghai 2015.04.05 | 650.52
34481 | 75-05-8 | 乙腈 | Acetonitrile | for pesticide residue analysis | 34481-7L | 需要从国外调货，预计到货时间 2015.04.22 | 3,428.10
34496 | 110-82-7 | 环己烷 | Cyclohexane | for pesticide residue analysis | 34496-2.5L | Only 6 left in stock (more on the way) - 详 库存详情： 34496-2.5L Only 6 left in stock (more on the way) 1 国内现货或即将上架，预计发货 从 Shanghai 2015.04.05 | 528.84
34496 | 110-82-7 | 环己烷 | Cyclohexane | for pesticide residue analysis | 34496-7L | 需要从国外调货，预计到货时间 2015.04.22 | 3,167.19
34488 | 75-09-2 | 二氯甲烷 | Dichloromethane | for pesticide residue analysis | 34488-7L | 需要从国外调货，预计到货时间 2015.05.08 | 3,978.00
34488 | 75-09-2 | 二氯甲烷 | Dichloromethane | for pesticide residue analysis | 34488-45L | 需要从国外调货，预计到货时间 2015.05.08 | 24,195.60
34484 | 110-54-3 | 己烷 | Hexane | for pesticide residue analysis | 34484-2.5L | 国内现货或即将上架，预计发货时间 2015.04.05 - 详 库存详情： 34484-2.5L 1 国内现货或即将上架，预计发货 从 Shanghai 2015.04.05 | 418.86
34484 | 110-54-3 | 己烷 | Hexane | for pesticide residue analysis | 34484-7L | 需要从国外调货，预计到货时间 2015.04.22 | 3,784.95
34484 | 110-54-3 | 己烷 | Hexane | for pesticide residue analysis | 34484-18L | 需要从国外调货，预计到货时间 2015.04.22 | 10,179.00
34484 | 110-54-3 | 己烷 | Hexane | for pesticide residue analysis | 34484-45L | 需要从国外调货，预计到货时间 2015.04.22 | 18,275.40
34497 | 109-66-0 | 戊烷 | Pentane | for pesticide residue analysis | 34497-1L | 需要从国外调货，预计到货时间 2015.04.22 | 1,015.56
34491 | 101316-46-5 | 石油醚 | Petroleum ether | for pesticide residue analysis, low boiling point hydrogen treated naphtha, bp 40-60 °C | 34491-1L | 需要从国外调货，预计到货时间 2015.04.22 | 546.39
34491 | 101316-46-5 | 石油醚 | Petroleum ether | for pesticide residue analysis, low boiling point hydrogen treated naphtha, bp 40-60 °C | 34491-2.5L | 国内现货或即将上架，预计发货时间 2015.04.05 - 详 库存详情： 34491-2.5L 1 国内现货或即将上架，预计发货 从 Shanghai 2015.04.05 | 645.84
34491 | 101316-46-5 | 石油醚 | Petroleum ether | for pesticide residue analysis, low boiling point hydrogen treated naphtha, bp 40-60 °C | 34491-7L | 需要从国外调货，预计到货时间 2015.04.22 | 1,515.15
34491 | 101316-46-5 | 石油醚 | Petroleum ether | for pesticide residue analysis, low boiling point hydrogen treated naphtha, bp 40-60 °C | 34491-45L | 需要从国外调货，预计到货时间 2015.04.22 | 18,521.10
34498 | 1634-04-4 | 叔丁基甲基醚 | tert -Butyl methyl ether | for pesticide residue analysis | 34498-1L | 需要从国外调货，预计到货时间 2015.04.22 | 714.87
34498 | 1634-04-4 | 叔丁基甲基醚 | tert -Butyl methyl ether | for pesticide residue analysis | 34498-2.5L | Only 2 left in stock (more on the way) - 详 库存详情： 34498-2.5L Only 2 left in stock (more on the way) 1 国内现货或即将上架，预计发货 从 Shanghai 2015.04.05 | 645.84
34498 | 1634-04-4 | 叔丁基甲基醚 | tert -Butyl methyl ether | for pesticide residue analysis | 34498-4X2.5L | 需要从国外调货，预计到货时间 2015.04.22 | 4,901.13
34494 | 108-88-3 | 甲苯 | Toluene | for pesticide residue analysis acc. to FDA | 34494-2.5L | 需要从国外调货，预计到货时间 2015.05.08 | 599.04
34494 | 108-88-3 | 甲苯 | Toluene | for pesticide residue analysis acc. to FDA | 34494-7L | 需要从国外调货，预计到货时间 2015.05.08 | 3,267.81
34494 | 108-88-3 | 甲苯 | Toluene | for pesticide residue analysis acc. to FDA | 34494-4X2.5L | 需要从国外调货，预计到货时间 2015.05.08 | 3,741.66
34494 | 108-88-3 | 甲苯 | Toluene | for pesticide residue analysis acc. to FDA | 34494-45L | 需要从国外调货，预计到货时间 2015.05.08 | 16,333.20
34478 | 7732-18-5 | 水 | Water | for pesticide residue analysis | 34478-1L | 需要从国外调货，预计到货时间 2015.04.22 | 668.07
414689 | 67-64-1 | 丙酮 | Acetone | capillary GC grade, ≥99.9% | 价格与库存信息目前不能提供有问题？联系人技术支持
76869 | 109-66-0 | 戊烷 | Pentane | for residue analysis, ≥99.0% | 76869-1L | 需要从国外调货，预计到货时间 2015.04.22 | 1,659.06
76869 | 109-66-0 | 戊烷 | Pentane | for residue analysis, ≥99.0% | 76869-2.5L | 需要从国外调货，预计到货时间 2015.04.22 | 3,741.66
20257 | 1634-04-4 | 叔丁基甲基醚 | tert -Butyl methyl ether | for residue analysis, ≥99.0% | 20257-1L-F | 需要从国外调货，预计到货时间 2015.04.22 | 540.54
43729 | 872-50-4 | 1-甲基-2-吡咯烷酮 | 1- Methyl- 2- pyrrolidinone | Trace SELECT ® , for metal speciation analysis, ≥99.0% (GC) | 43729-1L | 需要从国外调货，预计到货时间 2015.04.17 | 2,645.37
34411 | 75-09-2 | 二氯甲烷 | Dichloromethane | for analysis of dioxins, furans and PCB | 34411-7L | 需要从国外调货，预计到货时间 2015.05.08 | 6,370.65
34412 | 110-54-3 | 己烷 | Hexane | for analysis of dioxins, furans and PCB, ≥95% | 34412-2.5L | Only 1 left in stock (more on the way) - 详 库存详情： 34412-2.5L Only 1 left in stock (more on the way) 1 国内现货或即将上架，预计发货 从 Shanghai 2015.04.05 | 1,558.44
34412 | 110-54-3 | 己烷 | Hexane | for analysis of dioxins, furans and PCB, ≥95% | 34412-7L | 需要从国外调货，预计到货时间 2015.04.22 | 5,805.54
34413 | 108-88-3 | 甲苯 | Toluene | for analysis of dioxins, furans and PCB, ≥99.7% | 34413-2.5L | 需要从国外调货，预计到货时间 2015.05.08 | 1,177.02
34413 | 108-88-3 | 甲苯 | Toluene | for analysis of dioxins, furans and PCB, ≥99.7% | 34413-7L | 需要从国外调货，预计到货时间 2015.05.08 | 3,485.43
67484 | 80-73-9 | 1,3-二甲基-2-咪唑啉酮 | 1,3- Dimethyl- 2- imidazolidinone | GC-Headspace tested, ≥99.5% | 67484-100ML | 需要从国外调货，预计到货时间 2015.04.17 | 1,659.06
67484 | 80-73-9 | 1,3-二甲基-2-咪唑啉酮 | 1,3- Dimethyl- 2- imidazolidinone | GC-Headspace tested, ≥99.5% | 67484-1L | Only 4 left in stock (more on the way) - 详 库存详情： 67484-1L Only 4 left in stock (more on the way) 1 国内现货或即将上架，预计发货 从 Shanghai 2015.04.05 | 6,405.75
69337 | 872-50-4 | 1-甲基-2-吡咯烷酮 | 1- Methyl- 2- pyrrolidinone | GC-Headspace tested, ≥99.9% | 69337-1L | 国内现货或即将上架，预计发货时间 2015.04.13 - 详 库存详情： 69337-1L 1 国内现货或即将上架，预计发货 从 Shanghai 2015.04.13 | 6,124.95
80708 | 100-51-6 | 苄醇 | Benzyl alcohol | GC-Headspace tested, ≥99.9% (GC) | 80708-1L | 需要从国外调货，预计到货时间 2015.04.24 | 2,824.38
55135 |  | Cyclohexane - ethyl acetate 1:1 (v/v) mixture |  | for pesticide residue analysis | 55135-2.5L | 需要从国外调货，预计到货时间 2015.04.30 | 1,453.14
44901 | 127-19-5 | N,N -二甲基乙酰胺 | N,N -Dimethylacetamide | GC-Headspace tested, ≥99.9% | 44901-1L | 国内现货或即将上架，预计发货时间 2015.04.05 - 详 库存详情： 44901-1L 1 国内现货或即将上架，预计发货 从 Shanghai 2015.04.05 | 1,614.60
53463 | 7732-18-5 | 水 | Water | GC-Headspace tested | 53463-1L | 需要从国外调货，预计到货时间 2015.04.22 | 438.75
14211 | 7732-18-5 | 水 | Water | Trace SELECT ® Ultra, ACS reagent, for ultratrace analysis | 14211-1L-F | 需要从国外调货，预计到货时间 2015.04.22 | 1,852.11
34894 | 109-66-0 | 戊烷 | Pentane | AMD CHROMASOLV ® , ≥99% | 价格与库存信息目前不能提供有问题？联系人技术支持
34881 | 75-05-8 | 乙腈 | Acetonitrile | R CHROMASOLV ® , for liquid chromatography, ≥99.8% (GC) | 价格与库存信息目前不能提供有问题？联系人技术支持
270652 | 56-23-5 | 四氯化碳 | Carbon tetrachloride | CHROMASOLV ® , for HPLC, ≥99.9% | 价格与库存信息目前不能提供有问题？联系人技术支持
317195 | 106-42-3 | 对二甲苯 | p -Xylene | CHROMASOLV ® , for HPLC, ≥99% | 价格与库存信息目前不能提供有问题？联系人技术支持
34958 | 109-69-3 | 1-氯丁烷 | 1-Chlorobutane | CHROMASOLV ® , for HPLC, ≥99.8% | 价格与库存信息目前不能提供有问题？联系人技术支持
34861 | 78-93-3 | 2-丁酮 | 2-Butanone | CHROMASOLV ® , for HPLC, ≥99.7% | 价格与库存信息目前不能提供有问题？联系人技术支持
307432 | 110-71-4 | 1,2-二甲氧基乙烷 | 1,2-Dimethoxyethane | CHROMASOLV ® , for HPLC, 99.9% | 价格与库存信息目前不能提供有问题？联系人技术支持
293245 | 111-87-5 | 1-辛醇 | 1-Octanol | CHROMASOLV ® , for HPLC, ≥99% | 价格与库存信息目前不能提供有问题？联系人技术支持
34871 | 71-23-8 | 1-丙醇 | 1-Propanol | CHROMASOLV ® , for HPLC, ≥99.9% | 价格与库存信息目前不能提供有问题？联系人技术支持
34862 | 540-84-1 | 2,2,4-三甲基戊烷 | 2,2,4- Trimethylpentane | CHROMASOLV ® , for HPLC, ≥99% | 价格与库存信息目前不能提供有问题？联系人技术支持
270482 | 109-86-4 | 2-甲氧基乙醇 | 2-Methoxyethanol | CHROMASOLV ® , for HPLC, ≥99.9% | 价格与库存信息目前不能提供有问题？联系人技术支持
308269 | 110-49-6 | 2-甲氧基乙基乙酸酯 | 2-Methoxyethyl acetate | CHROMASOLV ® , for HPLC, ≥99% | 价格与库存信息目前不能提供有问题？联系人技术支持
270466 | 78-83-1 | 2-甲基-1-丙醇 | 2-Methyl-1-propanol | CHROMASOLV ® , for HPLC, 99.5% | 价格与库存信息目前不能提供有问题？联系人技术支持