## 信息
基本信息 | 产品编号 | CAS号 | 品牌 | 产品名 | 其他基本信息 | 性质 | Related categories | vapor pressure | 其他性质 | 安全信息 | 信号词 | 危险声明 | 其他安全信息
,funnel capacity 1,500 mL, disc diam. 120 mm, porosity 10-20 μm,,,,, | Z546747 |  | Aldrich | Aldrich ® Buchner funnel |  | ,,,, | Aldrich , Aldrich Buchner Funnels , Aldrich Buchner funnel , Aldrich Funnels , Glass Buchner Funnels , Glass Funnels , Glassware , Labware , Manufacturer Browser |  | 1,500 mL,22 mm,(Both funnels and frits are made of borosilicate glass),120 mm,10-20 μm porosity | , |  |  | 1,500 mL,22 mm,(Both funnels and frits are made of borosilicate glass),120 mm,10-20 μm porosity
,funnel capacity 4,000 mL, disc diam. 150 mm, porosity 145-175 μm,,,,, | Z547670 |  | Aldrich | Aldrich ® Buchner funnel |  | ,,,, | Aldrich , Aldrich Buchner Funnels , Aldrich Buchner funnel , Aldrich Funnels , Glass Buchner Funnels , Glass Funnels , Glassware , Labware , Manufacturer Browser |  | 4,000 mL,32 mm,(Both funnels and frits are made of borosilicate glass),150 mm,145-175 μm porosity | , |  |  | 4,000 mL,32 mm,(Both funnels and frits are made of borosilicate glass),150 mm,145-175 μm porosity
,funnel capacity 4,000 mL, disc diam. 150 mm, porosity 70-100 μm,,,,, | Z547123 |  | Aldrich | Aldrich ® Buchner funnel |  | ,,,, | Aldrich , Aldrich Buchner Funnels , Aldrich Buchner funnel , Aldrich Funnels , Glass Buchner Funnels , Glass Funnels , Glassware , Labware , Manufacturer Browser |  | 4,000 mL,32 mm,(Both funnels and frits are made of borosilicate glass),150 mm,70-100 μm porosity | , |  |  | 4,000 mL,32 mm,(Both funnels and frits are made of borosilicate glass),150 mm,70-100 μm porosity
,funnel capacity 4,000 mL, disc diam. 150 mm, porosity 25-50 μm,,,,, | Z546828 |  | Aldrich | Aldrich ® Buchner funnel |  | ,,,, | Aldrich , Aldrich Buchner Funnels , Aldrich Buchner funnel , Aldrich Funnels , Glass Buchner Funnels , Glass Funnels , Glassware , Labware , Manufacturer Browser |  | 4,000 mL,32 mm,(Both funnels and frits are made of borosilicate glass),150 mm,25-50 μm porosity | , |  |  | 4,000 mL,32 mm,(Both funnels and frits are made of borosilicate glass),150 mm,25-50 μm porosity
,funnel capacity 6,000 mL, disc diam. 150 mm, porosity 145-175 μm,,,,, | Z550094 |  | Aldrich | Aldrich ® Buchner funnel |  | ,,,, | Aldrich , Aldrich Buchner Funnels , Aldrich Buchner funnel , Aldrich Funnels , Glass Buchner Funnels , Glass Funnels , Glassware , Labware , Manufacturer Browser |  | 6,000 mL,32 mm,(Both funnels and frits are made of borosilicate glass),150 mm,145-175 μm porosity | , |  |  | 6,000 mL,32 mm,(Both funnels and frits are made of borosilicate glass),150 mm,145-175 μm porosity
,funnel capacity 6,000 mL, disc diam. 150 mm, porosity 70-100 μm,,,,, | Z547131 |  | Aldrich | Aldrich ® Buchner funnel |  | ,,,, | Aldrich , Aldrich Buchner Funnels , Aldrich Buchner funnel , Aldrich Funnels , Glass Buchner Funnels , Glass Funnels , Glassware , Labware , Manufacturer Browser |  | 6,000 mL,32 mm,(Both funnels and frits are made of borosilicate glass),150 mm,70-100 μm porosity | , |  |  | 6,000 mL,32 mm,(Both funnels and frits are made of borosilicate glass),150 mm,70-100 μm porosity
,funnel capacity 6,000 mL, disc diam. 150 mm, porosity 25-50 μm,,,,, | Z546852 |  | Aldrich | Aldrich ® Buchner funnel |  | ,,,, | Aldrich , Aldrich Buchner Funnels , Aldrich Buchner funnel , Aldrich Funnels , Glass Buchner Funnels , Glass Funnels , Glassware , Labware , Manufacturer Browser |  | 6,000 mL,32 mm,(Both funnels and frits are made of borosilicate glass),150 mm,25-50 μm porosity | , |  |  | 6,000 mL,32 mm,(Both funnels and frits are made of borosilicate glass),150 mm,25-50 μm porosity
,funnel capacity 6,000 mL, disc diam. 150 mm, porosity 10-20 μm,,,,, | Z550019 |  | Aldrich | Aldrich ® Buchner funnel |  | ,,,, | Aldrich , Aldrich Buchner Funnels , Aldrich Buchner funnel , Aldrich Funnels , Glass Buchner Funnels , Glass Funnels , Glassware , Labware , Manufacturer Browser |  | 6,000 mL,32 mm,(Both funnels and frits are made of borosilicate glass),150 mm,10-20 μm porosity | , |  |  | 6,000 mL,32 mm,(Both funnels and frits are made of borosilicate glass),150 mm,10-20 μm porosity
,capacity 2 mL, disc diam. 10 mm, porosity 25-50 μm, Joint: ST/NS 14/20,,,,, | Z547565 |  | Aldrich | Aldrich ® Buchner funnel with joint | 32119214 | ,,,, | Aldrich , Aldrich Buchner Funnel with Joint , Aldrich Buchner Funnels , Aldrich Funnels , Glass Buchner Funnels , Glass Funnels , Glassware , Labware , Manufacturer Browser |  | Joint: ST/NS14/20,2 mL,10 mm,25-50 μm porosity | , |  |  | Joint: ST/NS14/20,2 mL,10 mm,25-50 μm porosity
,capacity 2 mL, disc diam. 10 mm, porosity 10-20 μm, Joint: ST/NS 14/20,,,,, | Z547573 |  | Aldrich | Aldrich ® Buchner funnel with joint |  | ,,,, | Aldrich , Aldrich Buchner Funnel with Joint , Aldrich Buchner Funnels , Aldrich Funnels , Glass Buchner Funnels , Glass Funnels , Glassware , Labware , Manufacturer Browser |  | Joint: ST/NS14/20,2 mL,10 mm,10-20 μm porosity | , |  |  | Joint: ST/NS14/20,2 mL,10 mm,10-20 μm porosity
,capacity 2 mL, disc diam. 10 mm, porosity 4-8 μm, Joint: ST/NS 14/20,,,,, | Z547581 |  | Aldrich | Aldrich ® Buchner funnel with joint |  | ,,,, | Aldrich , Aldrich Buchner Funnel with Joint , Aldrich Buchner Funnels , Aldrich Funnels , Glass Buchner Funnels , Glass Funnels , Glassware , Labware , Manufacturer Browser |  | Joint: ST/NS14/20,2 mL,10 mm,4-8 μm porosity | , |  |  | Joint: ST/NS14/20,2 mL,10 mm,4-8 μm porosity
,capacity 15 mL, disc diam. 20 mm, porosity 25-50 μm, Joint: ST/NS 14/20,,,,, | Z547646 |  | Aldrich | Aldrich ® Buchner funnel with joint |  | ,,,, | Aldrich , Aldrich Buchner Funnel with Joint , Aldrich Buchner Funnels , Aldrich Funnels , Glass Buchner Funnels , Glass Funnels , Glassware , Labware , Manufacturer Browser |  | Joint: ST/NS14/20,15 mL,20 mm,25-50 μm porosity | , |  |  | Joint: ST/NS14/20,15 mL,20 mm,25-50 μm porosity
,capacity 15 mL, disc diam. 20 mm, porosity 10-20 μm, Joint: ST/NS 14/20,,,,, | Z547654 |  | Aldrich | Aldrich ® Buchner funnel with joint | 32119214 | ,,,, | Aldrich , Aldrich Buchner Funnel with Joint , Aldrich Buchner Funnels , Aldrich Funnels , Glass Buchner Funnels , Glass Funnels , Glassware , Labware , Manufacturer Browser |  | Joint: ST/NS14/20,15 mL,20 mm,10-20 μm porosity | , |  |  | Joint: ST/NS14/20,15 mL,20 mm,10-20 μm porosity
,capacity 15 mL, disc diam. 20 mm, porosity 4-8 μm, Joint: ST/NS 14/20,,,,, | Z547662 |  | Aldrich | Aldrich ® Buchner funnel with joint |  | ,,,, | Aldrich , Aldrich Buchner Funnel with Joint , Aldrich Buchner Funnels , Aldrich Funnels , Glass Buchner Funnels , Glass Funnels , Glassware , Labware , Manufacturer Browser |  | Joint: ST/NS14/20,15 mL,20 mm,4-8 μm porosity | , |  |  | Joint: ST/NS14/20,15 mL,20 mm,4-8 μm porosity
,capacity 30 mL, disc diam. 30 mm, porosity 145-175 μm, Joint: ST/NS 14/20,,,,, | Z547700 |  | Aldrich | Aldrich ® Buchner funnel with joint |  | ,,,, | Aldrich , Aldrich Buchner Funnel with Joint , Aldrich Buchner Funnels , Aldrich Funnels , Glass Buchner Funnels , Glass Funnels , Glassware , Labware , Manufacturer Browser |  | Joint: ST/NS14/20,30 mL,30 mm,145-175 μm porosity | , |  |  | Joint: ST/NS14/20,30 mL,30 mm,145-175 μm porosity
,capacity 30 mL, disc diam. 30 mm, porosity 145-175 μm, Joint: ST/NS 24/40,,,,, | Z547816 |  | Aldrich | Aldrich ® Buchner funnel with joint |  | ,,,, | Aldrich , Aldrich Buchner Funnel with Joint , Aldrich Buchner Funnels , Aldrich Funnels , Glass Buchner Funnels , Glass Funnels , Glassware , Labware , Manufacturer Browser |  | Joint: ST/NS24/40,30 mL,30 mm,145-175 μm porosity | , |  |  | Joint: ST/NS24/40,30 mL,30 mm,145-175 μm porosity
,capacity 30 mL, disc diam. 30 mm, porosity 70-100 μm, Joint: ST/NS 14/20,,,,, | Z547719 |  | Aldrich | Aldrich ® Buchner funnel with joint |  | ,,,, | Aldrich , Aldrich Buchner Funnel with Joint , Aldrich Buchner Funnels , Aldrich Funnels , Glass Buchner Funnels , Glass Funnels , Glassware , Labware , Manufacturer Browser |  | Joint: ST/NS14/20,30 mL,30 mm,70-100 μm porosity | , |  |  | Joint: ST/NS14/20,30 mL,30 mm,70-100 μm porosity
,capacity 30 mL, disc diam. 30 mm, porosity 70-100 μm, Joint: ST/NS 24/40,,,,, | Z547824 |  | Aldrich | Aldrich ® Buchner funnel with joint |  | ,,,, | Aldrich , Aldrich Buchner Funnel with Joint , Aldrich Buchner Funnels , Aldrich Funnels , Glass Buchner Funnels , Glass Funnels , Glassware , Labware , Manufacturer Browser |  | Joint: ST/NS24/40,30 mL,30 mm,70-100 μm porosity | , |  |  | Joint: ST/NS24/40,30 mL,30 mm,70-100 μm porosity
,capacity 30 mL, disc diam. 30 mm, porosity 25-50 μm, Joint: ST/NS 14/20,,,,, | Z547727 |  | Aldrich | Aldrich ® Buchner funnel with joint | 32119214 | ,,,, | Aldrich , Aldrich Buchner Funnel with Joint , Aldrich Buchner Funnels , Aldrich Funnels , Glass Buchner Funnels , Glass Funnels , Glassware , Labware , Manufacturer Browser |  | Joint: ST/NS14/20,30 mL,30 mm,25-50 μm porosity | , |  |  | Joint: ST/NS14/20,30 mL,30 mm,25-50 μm porosity
,capacity 30 mL, disc diam. 30 mm, porosity 25-50 μm, Joint: ST/NS 24/40,,,,, | Z547832 |  | Aldrich | Aldrich ® Buchner funnel with joint | 32119214 | ,,,, | Aldrich , Aldrich Buchner Funnel with Joint , Aldrich Buchner Funnels , Aldrich Funnels , Glass Buchner Funnels , Glass Funnels , Glassware , Labware , Manufacturer Browser |  | Joint: ST/NS24/40,30 mL,30 mm,25-50 μm porosity | , |  |  | Joint: ST/NS24/40,30 mL,30 mm,25-50 μm porosity
,capacity 30 mL, disc diam. 30 mm, porosity 10-20 μm, Joint: ST/NS 14/20,,,,, | Z547735 |  | Aldrich | Aldrich ® Buchner funnel with joint |  | ,,,, | Aldrich , Aldrich Buchner Funnel with Joint , Aldrich Buchner Funnels , Aldrich Funnels , Glass Buchner Funnels , Glass Funnels , Glassware , Labware , Manufacturer Browser |  | Joint: ST/NS14/20,30 mL,30 mm,10-20 μm porosity | , |  |  | Joint: ST/NS14/20,30 mL,30 mm,10-20 μm porosity
,capacity 30 mL, disc diam. 30 mm, porosity 10-20 μm, Joint: ST/NS 24/40,,,,, | Z547840 |  | Aldrich | Aldrich ® Buchner funnel with joint |  | ,,,, | Aldrich , Aldrich Buchner Funnel with Joint , Aldrich Buchner Funnels , Aldrich Funnels , Glass Buchner Funnels , Glass Funnels , Glassware , Labware , Manufacturer Browser |  | Joint: ST/NS24/40,30 mL,30 mm,10-20 μm porosity | , |  |  | Joint: ST/NS24/40,30 mL,30 mm,10-20 μm porosity
,capacity 30 mL, disc diam. 30 mm, porosity 4-8 μm, Joint: ST/NS 24/40,,,,, | Z547859 |  | Aldrich | Aldrich ® Buchner funnel with joint |  | ,,,, | Aldrich , Aldrich Buchner Funnel with Joint , Aldrich Buchner Funnels , Aldrich Funnels , Glass Buchner Funnels , Glass Funnels , Glassware , Labware , Manufacturer Browser |  | Joint: ST/NS24/40,30 mL,30 mm,4-8 μm porosity | , |  |  | Joint: ST/NS24/40,30 mL,30 mm,4-8 μm porosity
,capacity 60 mL, disc diam. 40 mm, porosity 70-100 μm, Joint: ST/NS 24/40,,,,, | Z546887 |  | Aldrich | Aldrich ® Buchner funnel with joint |  | ,,,, | Aldrich , Aldrich Buchner Funnel with Joint , Aldrich Buchner Funnels , Aldrich Funnels , Glass Buchner Funnels , Glass Funnels , Glassware , Labware , Manufacturer Browser |  | Joint: ST/NS24/40,60 mL,40 mm,70-100 μm porosity | , |  |  | Joint: ST/NS24/40,60 mL,40 mm,70-100 μm porosity
,capacity 60 mL, disc diam. 40 mm, porosity 25-50 μm, Joint: ST/NS 24/40,,,,, | Z546895 |  | Aldrich | Aldrich ® Buchner funnel with joint |  | ,,,, | Aldrich , Aldrich Buchner Funnel with Joint , Aldrich Buchner Funnels , Aldrich Funnels , Glass Buchner Funnels , Glass Funnels , Glassware , Labware , Manufacturer Browser |  | Joint: ST/NS24/40,60 mL,40 mm,25-50 μm porosity | , |  |  | Joint: ST/NS24/40,60 mL,40 mm,25-50 μm porosity
,capacity 60 mL, disc diam. 40 mm, porosity 10-20 μm, Joint: ST/NS 24/40,,,,, | Z546909 |  | Aldrich | Aldrich ® Buchner funnel with joint | 32119214 | ,,,, | Aldrich , Aldrich Buchner Funnel with Joint , Aldrich Buchner Funnels , Aldrich Funnels , Glass Buchner Funnels , Glass Funnels , Glassware , Labware , Manufacturer Browser |  | Joint: ST/NS24/40,60 mL,40 mm,10-20 μm porosity | , |  |  | Joint: ST/NS24/40,60 mL,40 mm,10-20 μm porosity
,capacity 60 mL, disc diam. 40 mm, porosity 4-8 μm, Joint: ST/NS 24/40,,,,, | Z546917 |  | Aldrich | Aldrich ® Buchner funnel with joint |  | ,,,, | Aldrich , Aldrich Buchner Funnel with Joint , Aldrich Buchner Funnels , Aldrich Funnels , Glass Buchner Funnels , Glass Funnels , Glassware , Labware , Manufacturer Browser |  | Joint: ST/NS24/40,60 mL,40 mm,4-8 μm porosity | , |  |  | Joint: ST/NS24/40,60 mL,40 mm,4-8 μm porosity
,capacity 140 mL, disc diam. 65 mm, porosity 145-175 μm, Joint: ST/NS 24/40,,,,, | Z546925 |  | Aldrich | Aldrich ® Buchner funnel with joint |  | ,,,, | Aldrich , Aldrich Buchner Funnel with Joint , Aldrich Buchner Funnels , Aldrich Funnels , Glass Buchner Funnels , Glass Funnels , Glassware , Labware , Manufacturer Browser |  | Joint: ST/NS24/40,140 mL,65 mm,145-175 μm porosity | , |  |  | Joint: ST/NS24/40,140 mL,65 mm,145-175 μm porosity
,capacity 140 mL, disc diam. 65 mm, porosity 70-100 μm, Joint: ST/NS 24/40,,,,, | Z546933 |  | Aldrich | Aldrich ® Buchner funnel with joint |  | ,,,, | Aldrich , Aldrich Buchner Funnel with Joint , Aldrich Buchner Funnels , Aldrich Funnels , Glass Buchner Funnels , Glass Funnels , Glassware , Labware , Manufacturer Browser |  | Joint: ST/NS24/40,140 mL,65 mm,70-100 μm porosity | , |  |  | Joint: ST/NS24/40,140 mL,65 mm,70-100 μm porosity
,capacity 140 mL, disc diam. 65 mm, porosity 25-50 μm, Joint: ST/NS 24/40,,,,, | Z546941 |  | Aldrich | Aldrich ® Buchner funnel with joint |  | ,,,, | Aldrich , Aldrich Buchner Funnel with Joint , Aldrich Buchner Funnels , Aldrich Funnels , Glass Buchner Funnels , Glass Funnels , Glassware , Labware , Manufacturer Browser |  | Joint: ST/NS24/40,140 mL,65 mm,25-50 μm porosity | , |  |  | Joint: ST/NS24/40,140 mL,65 mm,25-50 μm porosity
,capacity 140 mL, disc diam. 65 mm, porosity 10-20 μm, Joint: ST/NS 24/40,,,,, | Z547611 |  | Aldrich | Aldrich ® Buchner funnel with joint |  | ,,,, | Aldrich , Aldrich Buchner Funnel with Joint , Aldrich Buchner Funnels , Aldrich Funnels , Glass Buchner Funnels , Glass Funnels , Glassware , Labware , Manufacturer Browser |  | Joint: ST/NS24/40,140 mL,65 mm,10-20 μm porosity | , |  |  | Joint: ST/NS24/40,140 mL,65 mm,10-20 μm porosity
,capacity 140 mL, disc diam. 65 mm, porosity 4-8 μm, Joint: ST/NS 24/40,,,,, | Z546976 |  | Aldrich | Aldrich ® Buchner funnel with joint |  | ,,,, | Aldrich , Aldrich Buchner Funnel with Joint , Aldrich Buchner Funnels , Aldrich Funnels , Glass Buchner Funnels , Glass Funnels , Glassware , Labware , Manufacturer Browser |  | Joint: ST/NS24/40,140 mL,65 mm,4-8 μm porosity | , |  |  | Joint: ST/NS24/40,140 mL,65 mm,4-8 μm porosity
,capacity 350 mL, disc diam. 80 mm, porosity 145-175 μm, Joint: ST/NS 24/40,,,,, | Z546984 |  | Aldrich | Aldrich ® Buchner funnel with joint |  | ,,,, | Aldrich , Aldrich Buchner Funnel with Joint , Aldrich Buchner Funnels , Aldrich Funnels , Glass Buchner Funnels , Glass Funnels , Glassware , Labware , Manufacturer Browser |  | Joint: ST/NS24/40,350 mL,80 mm,145-175 μm porosity | , |  |  | Joint: ST/NS24/40,350 mL,80 mm,145-175 μm porosity
,capacity 350 mL, disc diam. 80 mm, porosity 70-100 μm, Joint: ST/NS 24/40,,,,, | Z546992 |  | Aldrich | Aldrich ® Buchner funnel with joint |  | ,,,, | Aldrich , Aldrich Buchner Funnel with Joint , Aldrich Buchner Funnels , Aldrich Funnels , Glass Buchner Funnels , Glass Funnels , Glassware , Labware , Manufacturer Browser |  | Joint: ST/NS24/40,350 mL,80 mm,70-100 μm porosity | , |  |  | Joint: ST/NS24/40,350 mL,80 mm,70-100 μm porosity
,capacity 350 mL, disc diam. 80 mm, porosity 25-50 μm, Joint: ST/NS 24/40,,,,, | Z547018 |  | Aldrich | Aldrich ® Buchner funnel with joint |  | ,,,, | Aldrich , Aldrich Buchner Funnel with Joint , Aldrich Buchner Funnels , Aldrich Funnels , Glass Buchner Funnels , Glass Funnels , Glassware , Labware , Manufacturer Browser |  | Joint: ST/NS24/40,350 mL,80 mm,25-50 μm porosity | , |  |  | Joint: ST/NS24/40,350 mL,80 mm,25-50 μm porosity
,capacity 350 mL, disc diam. 80 mm, porosity 10-20 μm, Joint: ST/NS 24/40,,,,, | Z547026 |  | Aldrich | Aldrich ® Buchner funnel with joint |  | ,,,, | Aldrich , Aldrich Buchner Funnel with Joint , Aldrich Buchner Funnels , Aldrich Funnels , Glass Buchner Funnels , Glass Funnels , Glassware , Labware , Manufacturer Browser |  | Joint: ST/NS24/40,350 mL,80 mm,10-20 μm porosity | , |  |  | Joint: ST/NS24/40,350 mL,80 mm,10-20 μm porosity
,capacity 350 mL, disc diam. 80 mm, porosity 4-8 μm, Joint: ST/NS 24/40,,,,, | Z547034 |  | Aldrich | Aldrich ® Buchner funnel with joint |  | ,,,, | Aldrich , Aldrich Buchner Funnel with Joint , Aldrich Buchner Funnels , Aldrich Funnels , Glass Buchner Funnels , Glass Funnels , Glassware , Labware , Manufacturer Browser |  | Joint: ST/NS24/40,350 mL,80 mm,4-8 μm porosity | , |  |  | Joint: ST/NS24/40,350 mL,80 mm,4-8 μm porosity
,capacity 600 mL, disc diam. 90 mm, porosity 145-175 μm, Joint: ST/NS 24/40,,,,, | Z548073 |  | Aldrich | Aldrich ® Buchner funnel with joint |  | ,,,, | Aldrich , Aldrich Buchner Funnel with Joint , Aldrich Buchner Funnels , Aldrich Funnels , Glass Buchner Funnels , Glass Funnels , Glassware , Labware , Manufacturer Browser |  | Joint: ST/NS24/40,600 mL,90 mm,145-175 μm porosity | , |  |  | Joint: ST/NS24/40,600 mL,90 mm,145-175 μm porosity
,capacity 600 mL, disc diam. 90 mm, porosity 70-100 μm, Joint: ST/NS 24/40,,,,, | Z548081 |  | Aldrich | Aldrich ® Buchner funnel with joint |  | ,,,, | Aldrich , Aldrich Buchner Funnel with Joint , Aldrich Buchner Funnels , Aldrich Funnels , Glass Buchner Funnels , Glass Funnels , Glassware , Labware , Manufacturer Browser |  | Joint: ST/NS24/40,600 mL,90 mm,70-100 μm porosity | , |  |  | Joint: ST/NS24/40,600 mL,90 mm,70-100 μm porosity
,capacity 600 mL, disc diam. 90 mm, porosity 25-50 μm, Joint: ST/NS 24/40,,,,, | Z548103 |  | Aldrich | Aldrich ® Buchner funnel with joint |  | ,,,, | Aldrich , Aldrich Buchner Funnel with Joint , Aldrich Buchner Funnels , Aldrich Funnels , Glass Buchner Funnels , Glass Funnels , Glassware , Labware , Manufacturer Browser |  | Joint: ST/NS24/40,600 mL,90 mm,25-50 μm porosity | , |  |  | Joint: ST/NS24/40,600 mL,90 mm,25-50 μm porosity
,capacity 600 mL, disc diam. 90 mm, porosity 10-20 μm, Joint: ST/NS 24/40,,,,, | Z548111 |  | Aldrich | Aldrich ® Buchner funnel with joint |  | ,,,, | Aldrich , Aldrich Buchner Funnel with Joint , Aldrich Buchner Funnels , Aldrich Funnels , Glass Buchner Funnels , Glass Funnels , Glassware , Labware , Manufacturer Browser |  | Joint: ST/NS24/40,600 mL,90 mm,10-20 μm porosity | , |  |  | Joint: ST/NS24/40,600 mL,90 mm,10-20 μm porosity
,capacity 1,500 mL, disc diam. 120 mm, porosity 145-175 μm, Joint: ST/NS 24/40,,,,, | Z548170 |  | Aldrich | Aldrich ® Buchner funnel with joint |  | ,,,, | Aldrich , Aldrich Buchner Funnel with Joint , Aldrich Buchner Funnels , Aldrich Funnels , Glass Buchner Funnels , Glass Funnels , Glassware , Labware , Manufacturer Browser |  | Joint: ST/NS24/40,1,500 mL,120 mm,145-175 μm porosity | , |  |  | Joint: ST/NS24/40,1,500 mL,120 mm,145-175 μm porosity
,capacity 1,500 mL, disc diam. 120 mm, porosity 70-100 μm, Joint: ST/NS 24/40,,,,, | Z548189 |  | Aldrich | Aldrich ® Buchner funnel with joint |  | ,,,, | Aldrich , Aldrich Buchner Funnel with Joint , Aldrich Buchner Funnels , Aldrich Funnels , Glass Buchner Funnels , Glass Funnels , Glassware , Labware , Manufacturer Browser |  | Joint: ST/NS24/40,1,500 mL,120 mm,70-100 μm porosity | , |  |  | Joint: ST/NS24/40,1,500 mL,120 mm,70-100 μm porosity
,capacity 1,500 mL, disc diam. 120 mm, porosity 25-50 μm, Joint: ST/NS 24/40,,,,, | Z548197 |  | Aldrich | Aldrich ® Buchner funnel with joint |  | ,,,, | Aldrich , Aldrich Buchner Funnel with Joint , Aldrich Buchner Funnels , Aldrich Funnels , Glass Buchner Funnels , Glass Funnels , Glassware , Labware , Manufacturer Browser |  | Joint: ST/NS24/40,1,500 mL,120 mm,25-50 μm porosity | , |  |  | Joint: ST/NS24/40,1,500 mL,120 mm,25-50 μm porosity
,capacity 1,500 mL, disc diam. 120 mm, porosity 10-20 μm, Joint: ST/NS 24/40,,,,, | Z548200 |  | Aldrich | Aldrich ® Buchner funnel with joint |  | ,,,, | Aldrich , Aldrich Buchner Funnel with Joint , Aldrich Buchner Funnels , Aldrich Funnels , Glass Buchner Funnels , Glass Funnels , Glassware , Labware , Manufacturer Browser |  | Joint: ST/NS24/40,1,500 mL,120 mm,10-20 μm porosity | , |  |  | Joint: ST/NS24/40,1,500 mL,120 mm,10-20 μm porosity
,capacity 60 mL, porosity 70-100 μm,,,,, | Z553115 |  | Aldrich | Aldrich ® Buchner funnel with joint and SafetyBarb ® hose connector |  | ,,,, | Aldrich , Aldrich Buchner Funnel with Joint and SafetyBarb Hose Connector , Aldrich Buchner Funnels , Aldrich Funnels , Glass Buchner Funnels , Glass Funnels , Glassware , Labware , Manufacturer Browser |  | Joint ST/NS24/40,60 mL,70-100 μm porosity | , |  |  | Joint ST/NS24/40,60 mL,70-100 μm porosity
,capacity 60 mL, porosity 10-20 μm,,,,, | Z553093 |  | Aldrich | Aldrich ® Buchner funnel with joint and SafetyBarb ® hose connector |  | ,,,, | Aldrich , Aldrich Buchner Funnel with Joint and SafetyBarb Hose Connector , Aldrich Buchner Funnels , Aldrich Funnels , Glass Buchner Funnels , Glass Funnels , Glassware , Labware , Manufacturer Browser |  | Joint ST/NS24/40,60 mL,10-20 μm porosity | , |  |  | Joint ST/NS24/40,60 mL,10-20 μm porosity
,capacity 60 mL, porosity 4-8 μm,,,,, | Z553085 |  | Aldrich | Aldrich ® Buchner funnel with joint and SafetyBarb ® hose connector |  | ,,,, | Aldrich , Aldrich Buchner Funnel with Joint and SafetyBarb Hose Connector , Aldrich Buchner Funnels , Aldrich Funnels , Glass Buchner Funnels , Glass Funnels , Glassware , Labware , Manufacturer Browser |  | Joint ST/NS24/40,60 mL,4-8 μm porosity | , |  |  | Joint ST/NS24/40,60 mL,4-8 μm porosity
,capacity 140 mL, porosity 145-175 μm,,,,, | Z554197 |  | Aldrich | Aldrich ® Buchner funnel with joint and SafetyBarb ® hose connector |  | ,,,, | Aldrich , Aldrich Buchner Funnel with Joint and SafetyBarb Hose Connector , Aldrich Buchner Funnels , Aldrich Funnels , Glass Buchner Funnels , Glass Funnels , Glassware , Labware , Manufacturer Browser |  | Joint ST/NS24/40,140 mL,145-175 μm porosity | , |  |  | Joint ST/NS24/40,140 mL,145-175 μm porosity
,capacity 350 mL, porosity 145-175 μm,,,,, | Z554243 |  | Aldrich | Aldrich ® Buchner funnel with joint and SafetyBarb ® hose connector |  | ,,,, | Aldrich , Aldrich Buchner Funnel with Joint and SafetyBarb Hose Connector , Aldrich Buchner Funnels , Aldrich Funnels , Glass Buchner Funnels , Glass Funnels , Glassware , Labware , Manufacturer Browser |  | Joint ST/NS24/40,350 mL,145-175 μm porosity | , |  |  | Joint ST/NS24/40,350 mL,145-175 μm porosity
,capacity 30 mL, disc diam. 24 mm, porosity 145-175 μm,,,,, | Z554308 |  | Aldrich | Aldrich ® Buchner Ver SA funnel ™ |  | ,,,, | Aldrich , Aldrich Buchner Funnels , Aldrich Buchner VersaFunnel , Aldrich Funnels , Glass Buchner Funnels , Glass Funnels , Glassware , Labware , Manufacturer Browser |  | 30 mL,7 mm × 10 mm,24 mm,145-175 μm porosity,PTFE cup gaskets | , |  |  | 30 mL,7 mm × 10 mm,24 mm,145-175 μm porosity,PTFE cup gaskets
,capacity 30 mL, disc diam. 24 mm, porosity 70-100 μm,,,,, | Z554294 |  | Aldrich | Aldrich ® Buchner Ver SA funnel ™ |  | ,,,, | Aldrich , Aldrich Buchner Funnels , Aldrich Buchner VersaFunnel , Aldrich Funnels , Glass Buchner Funnels , Glass Funnels , Glassware , Labware , Manufacturer Browser |  | 30 mL,7 mm × 10 mm,24 mm,70-100 μm porosity,PTFE cup gaskets | , |  |  | 30 mL,7 mm × 10 mm,24 mm,70-100 μm porosity,PTFE cup gaskets
,capacity 30 mL, disc diam. 24 mm, porosity 25-50 μm,,,,, | Z554286 |  | Aldrich | Aldrich ® Buchner Ver SA funnel ™ |  | ,,,, | Aldrich , Aldrich Buchner Funnels , Aldrich Buchner VersaFunnel , Aldrich Funnels , Glass Buchner Funnels , Glass Funnels , Glassware , Labware , Manufacturer Browser |  | 30 mL,7 mm × 10 mm,24 mm,25-50 μm porosity,PTFE cup gaskets | , |  |  | 30 mL,7 mm × 10 mm,24 mm,25-50 μm porosity,PTFE cup gaskets
,capacity 30 mL, disc diam. 24 mm, porosity 10-20 μm,,,,, | Z554278 |  | Aldrich | Aldrich ® Buchner Ver SA funnel ™ |  | ,,,, | Aldrich , Aldrich Buchner Funnels , Aldrich Buchner VersaFunnel , Aldrich Funnels , Glass Buchner Funnels , Glass Funnels , Glassware , Labware , Manufacturer Browser |  | 30 mL,7 mm × 10 mm,24 mm,10-20 μm porosity,PTFE cup gaskets | , |  |  | 30 mL,7 mm × 10 mm,24 mm,10-20 μm porosity,PTFE cup gaskets
,capacity 30 mL, disc diam. 24 mm, porosity 4-8 μm,,,,, | Z554251 |  | Aldrich | Aldrich ® Buchner Ver SA funnel ™ |  | ,,,, | Aldrich , Aldrich Buchner Funnels , Aldrich Buchner VersaFunnel , Aldrich Funnels , Glass Buchner Funnels , Glass Funnels , Glassware , Labware , Manufacturer Browser |  | 30 mL,7 mm × 10 mm,24 mm,4-8 μm porosity,PTFE cup gaskets | , |  |  | 30 mL,7 mm × 10 mm,24 mm,4-8 μm porosity,PTFE cup gaskets
,capacity 60 mL, disc diam. 24 mm, porosity 145-175 μm,,,,, | Z554359 |  | Aldrich | Aldrich ® Buchner Ver SA funnel ™ |  | ,,,, | Aldrich , Aldrich Buchner Funnels , Aldrich Buchner VersaFunnel , Aldrich Funnels , Glass Buchner Funnels , Glass Funnels , Glassware , Labware , Manufacturer Browser |  | 60 mL,7 mm × 10 mm,24 mm,145-175 μm porosity,PTFE cup gaskets | , |  |  | 60 mL,7 mm × 10 mm,24 mm,145-175 μm porosity,PTFE cup gaskets
,capacity 60 mL, disc diam. 24 mm, porosity 70-100 μm,,,,, | Z554340 |  | Aldrich | Aldrich ® Buchner Ver SA funnel ™ |  | ,,,, | Aldrich , Aldrich Buchner Funnels , Aldrich Buchner VersaFunnel , Aldrich Funnels , Glass Buchner Funnels , Glass Funnels , Glassware , Labware , Manufacturer Browser |  | 60 mL,7 mm × 10 mm,24 mm,70-100 μm porosity,PTFE cup gaskets | , |  |  | 60 mL,7 mm × 10 mm,24 mm,70-100 μm porosity,PTFE cup gaskets
,capacity 60 mL, disc diam. 24 mm, porosity 25-50 μm,,,,, | Z554332 |  | Aldrich | Aldrich ® Buchner Ver SA funnel ™ |  | ,,,, | Aldrich , Aldrich Buchner Funnels , Aldrich Buchner VersaFunnel , Aldrich Funnels , Glass Buchner Funnels , Glass Funnels , Glassware , Labware , Manufacturer Browser |  | 60 mL,7 mm × 10 mm,24 mm,25-50 μm porosity,PTFE cup gaskets | , |  |  | 60 mL,7 mm × 10 mm,24 mm,25-50 μm porosity,PTFE cup gaskets
,capacity 60 mL, disc diam. 24 mm, porosity 10-20 μm,,,,, | Z554324 |  | Aldrich | Aldrich ® Buchner Ver SA funnel ™ |  | ,,,, | Aldrich , Aldrich Buchner Funnels , Aldrich Buchner VersaFunnel , Aldrich Funnels , Glass Buchner Funnels , Glass Funnels , Glassware , Labware , Manufacturer Browser |  | 60 mL,7 mm × 10 mm,24 mm,10-20 μm porosity,PTFE cup gaskets | , |  |  | 60 mL,7 mm × 10 mm,24 mm,10-20 μm porosity,PTFE cup gaskets
,capacity 60 mL, disc diam. 24 mm, porosity 4-8 μm,,,,, | Z554316 |  | Aldrich | Aldrich ® Buchner Ver SA funnel ™ |  | ,,,, | Aldrich , Aldrich Buchner Funnels , Aldrich Buchner VersaFunnel , Aldrich Funnels , Glass Buchner Funnels , Glass Funnels , Glassware , Labware , Manufacturer Browser |  | 60 mL,7 mm × 10 mm,24 mm,4-8 μm porosity,PTFE cup gaskets | , |  |  | 60 mL,7 mm × 10 mm,24 mm,4-8 μm porosity,PTFE cup gaskets
,capacity 140 mL, disc diam. 50 mm, porosity 145-175 μm,,,,, | Z554405 |  | Aldrich | Aldrich ® Buchner Ver SA funnel ™ |  | ,,,, | Aldrich , Aldrich Buchner Funnels , Aldrich Buchner VersaFunnel , Aldrich Funnels , Glass Buchner Funnels , Glass Funnels , Glassware , Labware , Manufacturer Browser |  | 140 mL,8 mm × 12 mm,50 mm,145-175 μm porosity,PTFE cup gaskets | , |  |  | 140 mL,8 mm × 12 mm,50 mm,145-175 μm porosity,PTFE cup gaskets
,capacity 140 mL, disc diam. 50 mm, porosity 70-100 μm,,,,, | Z554391 |  | Aldrich | Aldrich ® Buchner Ver SA funnel ™ |  | ,,,, | Aldrich , Aldrich Buchner Funnels , Aldrich Buchner VersaFunnel , Aldrich Funnels , Glass Buchner Funnels , Glass Funnels , Glassware , Labware , Manufacturer Browser |  | 140 mL,8 mm × 12 mm,50 mm,70-100 μm porosity,PTFE cup gaskets | , |  |  | 140 mL,8 mm × 12 mm,50 mm,70-100 μm porosity,PTFE cup gaskets
,capacity 140 mL, disc diam. 50 mm, porosity 25-50 μm,,,,, | Z554383 |  | Aldrich | Aldrich ® Buchner Ver SA funnel ™ |  | ,,,, | Aldrich , Aldrich Buchner Funnels , Aldrich Buchner VersaFunnel , Aldrich Funnels , Glass Buchner Funnels , Glass Funnels , Glassware , Labware , Manufacturer Browser |  | 140 mL,8 mm × 12 mm,50 mm,25-50 μm porosity,PTFE cup gaskets | , |  |  | 140 mL,8 mm × 12 mm,50 mm,25-50 μm porosity,PTFE cup gaskets
,capacity 140 mL, disc diam. 50 mm, porosity 10-20 μm,,,,, | Z554375 |  | Aldrich | Aldrich ® Buchner Ver SA funnel ™ |  | ,,,, | Aldrich , Aldrich Buchner Funnels , Aldrich Buchner VersaFunnel , Aldrich Funnels , Glass Buchner Funnels , Glass Funnels , Glassware , Labware , Manufacturer Browser |  | 140 mL,8 mm × 12 mm,50 mm,10-20 μm porosity,PTFE cup gaskets | , |  |  | 140 mL,8 mm × 12 mm,50 mm,10-20 μm porosity,PTFE cup gaskets
,capacity 140 mL, disc diam. 50 mm, porosity 4-8 μm,,,,, | Z554367 |  | Aldrich | Aldrich ® Buchner Ver SA funnel ™ |  | ,,,, | Aldrich , Aldrich Buchner Funnels , Aldrich Buchner VersaFunnel , Aldrich Funnels , Glass Buchner Funnels , Glass Funnels , Glassware , Labware , Manufacturer Browser |  | 140 mL,8 mm × 12 mm,50 mm,4-8 μm porosity,PTFE cup gaskets | , |  |  | 140 mL,8 mm × 12 mm,50 mm,4-8 μm porosity,PTFE cup gaskets
,capacity 350 mL, disc diam. 50 mm, porosity 145-175 μm,,,,, | Z554464 |  | Aldrich | Aldrich ® Buchner Ver SA funnel ™ |  | ,,,, | Aldrich , Aldrich Buchner Funnels , Aldrich Buchner VersaFunnel , Aldrich Funnels , Glass Buchner Funnels , Glass Funnels , Glassware , Labware , Manufacturer Browser |  | 350 mL,8 mm × 12 mm,50 mm,145-175 μm porosity,PTFE cup gaskets | , |  |  | 350 mL,8 mm × 12 mm,50 mm,145-175 μm porosity,PTFE cup gaskets
,capacity 350 mL, disc diam. 50 mm, porosity 70-100 μm,,,,, | Z554456 |  | Aldrich | Aldrich ® Buchner Ver SA funnel ™ |  | ,,,, | Aldrich , Aldrich Buchner Funnels , Aldrich Buchner VersaFunnel , Aldrich Funnels , Glass Buchner Funnels , Glass Funnels , Glassware , Labware , Manufacturer Browser |  | 350 mL,8 mm × 12 mm,50 mm,70-100 μm porosity,PTFE cup gaskets | , |  |  | 350 mL,8 mm × 12 mm,50 mm,70-100 μm porosity,PTFE cup gaskets
,capacity 350 mL, disc diam. 50 mm, porosity 25-50 μm,,,,, | Z554448 |  | Aldrich | Aldrich ® Buchner Ver SA funnel ™ |  | ,,,, | Aldrich , Aldrich Buchner Funnels , Aldrich Buchner VersaFunnel , Aldrich Funnels , Glass Buchner Funnels , Glass Funnels , Glassware , Labware , Manufacturer Browser |  | 350 mL,8 mm × 12 mm,50 mm,25-50 μm porosity,PTFE cup gaskets | , |  |  | 350 mL,8 mm × 12 mm,50 mm,25-50 μm porosity,PTFE cup gaskets
,capacity 350 mL, disc diam. 50 mm, porosity 10-20 μm,,,,, | Z554421 |  | Aldrich | Aldrich ® Buchner Ver SA funnel ™ |  | ,,,, | Aldrich , Aldrich Buchner Funnels , Aldrich Buchner VersaFunnel , Aldrich Funnels , Glass Buchner Funnels , Glass Funnels , Glassware , Labware , Manufacturer Browser |  | 350 mL,8 mm × 12 mm,50 mm,10-20 μm porosity,PTFE cup gaskets | , |  |  | 350 mL,8 mm × 12 mm,50 mm,10-20 μm porosity,PTFE cup gaskets
,capacity 350 mL, disc diam. 50 mm, porosity 4-8 μm,,,,, | Z554413 |  | Aldrich | Aldrich ® Buchner Ver SA funnel ™ |  | ,,,, | Aldrich , Aldrich Buchner Funnels , Aldrich Buchner VersaFunnel , Aldrich Funnels , Glass Buchner Funnels , Glass Funnels , Glassware , Labware , Manufacturer Browser |  | 350 mL,8 mm × 12 mm,50 mm,4-8 μm porosity,PTFE cup gaskets | , |  |  | 350 mL,8 mm × 12 mm,50 mm,4-8 μm porosity,PTFE cup gaskets
,capacity 600 mL, disc diam. 90 mm, porosity 145-175 μm,,,,, | Z554502 |  | Aldrich | Aldrich ® Buchner Ver SA funnel ™ |  | ,,,, | Aldrich , Aldrich Buchner Funnels , Aldrich Buchner VersaFunnel , Aldrich Funnels , Glass Buchner Funnels , Glass Funnels , Glassware , Labware , Manufacturer Browser |  | 600 mL,14 mm × 18 mm,90 mm,145-175 μm porosity,PTFE cup gaskets | , |  |  | 600 mL,14 mm × 18 mm,90 mm,145-175 μm porosity,PTFE cup gaskets
,capacity 600 mL, disc diam. 90 mm, porosity 70-100 μm,,,,, | Z554499 |  | Aldrich | Aldrich ® Buchner Ver SA funnel ™ |  | ,,,, | Aldrich , Aldrich Buchner Funnels , Aldrich Buchner VersaFunnel , Aldrich Funnels , Glass Buchner Funnels , Glass Funnels , Glassware , Labware , Manufacturer Browser |  | 600 mL,14 mm × 18 mm,90 mm,70-100 μm porosity,PTFE cup gaskets | , |  |  | 600 mL,14 mm × 18 mm,90 mm,70-100 μm porosity,PTFE cup gaskets
,capacity 600 mL, disc diam. 90 mm, porosity 25-50 μm,,,,, | Z554480 |  | Aldrich | Aldrich ® Buchner Ver SA funnel ™ |  | ,,,, | Aldrich , Aldrich Buchner Funnels , Aldrich Buchner VersaFunnel , Aldrich Funnels , Glass Buchner Funnels , Glass Funnels , Glassware , Labware , Manufacturer Browser |  | 600 mL,14 mm × 18 mm,90 mm,25-50 μm porosity,PTFE cup gaskets | , |  |  | 600 mL,14 mm × 18 mm,90 mm,25-50 μm porosity,PTFE cup gaskets
,capacity 600 mL, disc diam. 90 mm, porosity 10-20 μm,,,,, | Z554472 |  | Aldrich | Aldrich ® Buchner Ver SA funnel ™ |  | ,,,, | Aldrich , Aldrich Buchner Funnels , Aldrich Buchner VersaFunnel , Aldrich Funnels , Glass Buchner Funnels , Glass Funnels , Glassware , Labware , Manufacturer Browser |  | 600 mL,14 mm × 18 mm,90 mm,10-20 μm porosity,PTFE cup gaskets | , |  |  | 600 mL,14 mm × 18 mm,90 mm,10-20 μm porosity,PTFE cup gaskets
,capacity 1,500 mL, disc diam. 90 mm, porosity 145-175 μm,,,,, | Z554545 |  | Aldrich | Aldrich ® Buchner Ver SA funnel ™ |  | ,,,, | Aldrich , Aldrich Buchner Funnels , Aldrich Buchner VersaFunnel , Aldrich Funnels , Glass Buchner Funnels , Glass Funnels , Glassware , Labware , Manufacturer Browser |  | 1,500 mL,14 mm × 18 mm,90 mm,145-175 μm porosity,PTFE cup gaskets | , |  |  | 1,500 mL,14 mm × 18 mm,90 mm,145-175 μm porosity,PTFE cup gaskets
,capacity 1,500 mL, disc diam. 90 mm, porosity 70-100 μm,,,,, | Z554537 |  | Aldrich | Aldrich ® Buchner Ver SA funnel ™ |  | ,,,, | Aldrich , Aldrich Buchner Funnels , Aldrich Buchner VersaFunnel , Aldrich Funnels , Glass Buchner Funnels , Glass Funnels , Glassware , Labware , Manufacturer Browser |  | 1,500 mL,14 mm × 18 mm,90 mm,70-100 μm porosity,PTFE cup gaskets | , |  |  | 1,500 mL,14 mm × 18 mm,90 mm,70-100 μm porosity,PTFE cup gaskets
,capacity 1,500 mL, disc diam. 90 mm, porosity 25-50 μm,,,,, | Z554529 |  | Aldrich | Aldrich ® Buchner Ver SA funnel ™ |  | ,,,, | Aldrich , Aldrich Buchner Funnels , Aldrich Buchner VersaFunnel , Aldrich Funnels , Glass Buchner Funnels , Glass Funnels , Glassware , Labware , Manufacturer Browser |  | 1,500 mL,14 mm × 18 mm,90 mm,25-50 μm porosity,PTFE cup gaskets | , |  |  | 1,500 mL,14 mm × 18 mm,90 mm,25-50 μm porosity,PTFE cup gaskets
,capacity 1,500 mL, disc diam. 90 mm, porosity 10-20 μm,,,,, | Z554510 |  | Aldrich | Aldrich ® Buchner Ver SA funnel ™ |  | ,,,, | Aldrich , Aldrich Buchner Funnels , Aldrich Buchner VersaFunnel , Aldrich Funnels , Glass Buchner Funnels , Glass Funnels , Glassware , Labware , Manufacturer Browser |  | 1,500 mL,14 mm × 18 mm,90 mm,10-20 μm porosity,PTFE cup gaskets | , |  |  | 1,500 mL,14 mm × 18 mm,90 mm,10-20 μm porosity,PTFE cup gaskets
,for 30mL and 60mL,,,,, | Z554901 |  | Aldrich | Aldrich ® Buchner Ver SA funnel ™ bottom |  | ,,,, | Aldrich , Aldrich Buchner Funnel Bottom , Aldrich Buchner Funnels , Aldrich Funnels , Glass Buchner Funnels , Glass Funnels , Glassware , Labware , Manufacturer Browser |  |  | ,
,for 140mL and 350mL,,,,, | Z554936 |  | Aldrich | Aldrich ® Buchner Ver SA funnel ™ bottom |  | ,,,, | Aldrich , Aldrich Buchner Funnel Bottom , Aldrich Buchner Funnels , Aldrich Funnels , Glass Buchner Funnels , Glass Funnels , Glassware , Labware , Manufacturer Browser |  |  | ,
,for 600mL and 1,500mL,,,,, | Z554944 |  | Aldrich | Aldrich ® Buchner Ver SA funnel ™ bottom |  | ,,,, | Aldrich , Aldrich Buchner Funnel Bottom , Aldrich Buchner Funnels , Aldrich Funnels , Glass Buchner Funnels , Glass Funnels , Glassware , Labware , Manufacturer Browser |  |  | ,
,for 30mL and 60mL,,,,, | Z554863 |  | Aldrich | Aldrich ® Buchner Ver SA funnel ™ top |  | ,,,, | Aldrich , Aldrich Buchner Funnel Top , Aldrich Buchner Funnels , Aldrich Funnels , Glass Buchner Funnels , Glass Funnels , Glassware , Labware , Manufacturer Browser |  |  | ,
,for 140mL and 350mL,,,,, | Z554871 |  | Aldrich | Aldrich ® Buchner Ver SA funnel ™ top |  | ,,,, | Aldrich , Aldrich Buchner Funnel Top , Aldrich Buchner Funnels , Aldrich Funnels , Glass Buchner Funnels , Glass Funnels , Glassware , Labware , Manufacturer Browser |  |  | ,
,for 600mL and 1,500mL,,,,, | Z554898 |  | Aldrich | Aldrich ® Buchner Ver SA funnel ™ top |  | ,,,, | Aldrich , Aldrich Buchner Funnel Top , Aldrich Buchner Funnels , Aldrich Funnels , Glass Buchner Funnels , Glass Funnels , Glassware , Labware , Manufacturer Browser |  |  | ,
,funnel capacity 600 mL, disc diam. 90 mm, porosity 70-100 μm,,,,, | Z547387 |  | Aldrich | Aldrich ® jacketed Buchner funnel |  | ,,,, | Aldrich , Aldrich Buchner Funnels , Aldrich Funnels , Aldrich Jacketed Buchner Funnel , Glass Buchner Funnels , Glass Funnels , Glassware , Labware , Manufacturer Browser |  | 600 mL,22 mm,90 mm,70-100 μm porosity | , |  |  | 600 mL,22 mm,90 mm,70-100 μm porosity
,funnel capacity 600 mL, disc diam. 90 mm, porosity 25-50 μm,,,,, | Z547085 |  | Aldrich | Aldrich ® jacketed Buchner funnel |  | ,,,, | Aldrich , Aldrich Buchner Funnels , Aldrich Funnels , Aldrich Jacketed Buchner Funnel , Glass Buchner Funnels , Glass Funnels , Glassware , Labware , Manufacturer Browser |  | 600 mL,22 mm,90 mm,25-50 μm porosity | , |  |  | 600 mL,22 mm,90 mm,25-50 μm porosity
,funnel capacity 600 mL, disc diam. 90 mm, porosity 10-20 μm,,,,, | Z547174 |  | Aldrich | Aldrich ® jacketed Buchner funnel |  | ,,,, | Aldrich , Aldrich Buchner Funnels , Aldrich Funnels , Aldrich Jacketed Buchner Funnel , Glass Buchner Funnels , Glass Funnels , Glassware , Labware , Manufacturer Browser |  | 600 mL,22 mm,90 mm,10-20 μm porosity | , |  |  | 600 mL,22 mm,90 mm,10-20 μm porosity
,funnel capacity 1,500 mL, disc diam. 120 mm, porosity 25-50 μm,,,,, | Z547417 |  | Aldrich | Aldrich ® jacketed Buchner funnel |  | ,,,, | Aldrich , Aldrich Buchner Funnels , Aldrich Funnels , Aldrich Jacketed Buchner Funnel , Glass Buchner Funnels , Glass Funnels , Glassware , Labware , Manufacturer Browser |  | 1,500 mL,22 mm,120 mm,25-50 μm porosity | , |  |  | 1,500 mL,22 mm,120 mm,25-50 μm porosity
,funnel capacity 1,500 mL, disc diam. 120 mm, porosity 10-20 μm,,,,, | Z547425 |  | Aldrich | Aldrich ® jacketed Buchner funnel |  | ,,,, | Aldrich , Aldrich Buchner Funnels , Aldrich Funnels , Aldrich Jacketed Buchner Funnel , Glass Buchner Funnels , Glass Funnels , Glassware , Labware , Manufacturer Browser |  | 1,500 mL,22 mm,120 mm,10-20 μm porosity | , |  |  | 1,500 mL,22 mm,120 mm,10-20 μm porosity
,capacity 60 mL, disc diam. 40 mm, porosity 70-100 μm, Joint: ST/NS 24/40,,,,, | Z550388 |  | Aldrich | Aldrich ® jacketed Buchner funnel with joint |  | ,,,, | Aldrich , Aldrich Buchner Funnels , Aldrich Funnels , Aldrich Jacketed Buchner Funnel with Joint , Glass Buchner Funnels , Glass Funnels , Glassware , Labware , Manufacturer Browser |  | 12 mm,Joint: ST/NS24/40,60 mL,40 mm,70-100 μm porosity | , |  |  | 12 mm,Joint: ST/NS24/40,60 mL,40 mm,70-100 μm porosity
,capacity 60 mL, disc diam. 40 mm, porosity 25-50 μm, Joint: ST/NS 24/40,,,,, | Z550396 |  | Aldrich | Aldrich ® jacketed Buchner funnel with joint |  | ,,,, | Aldrich , Aldrich Buchner Funnels , Aldrich Funnels , Aldrich Jacketed Buchner Funnel with Joint , Glass Buchner Funnels , Glass Funnels , Glassware , Labware , Manufacturer Browser |  | 12 mm,Joint: ST/NS24/40,60 mL,40 mm,25-50 μm porosity | , |  |  | 12 mm,Joint: ST/NS24/40,60 mL,40 mm,25-50 μm porosity
,capacity 60 mL, disc diam. 40 mm, porosity 25-50 μm, Joint: ST/NS 29/32,,,,, | Z517755 |  | Aldrich | Aldrich ® jacketed Buchner funnel with joint |  | ,,,, | Aldrich , Aldrich Buchner Funnels , Aldrich Funnels , Aldrich Jacketed Buchner Funnel with Joint , Buchner Funnels, Fritted , Funnels , Glass Buchner Funnels , Glass Funnels , Glassware , Labware , Manufacturer Browser |  | 12 mm,Joint: ST/NS29/32,60 mL,40 mm,25-50 μm porosity | , |  |  | 12 mm,Joint: ST/NS29/32,60 mL,40 mm,25-50 μm porosity
,capacity 140 mL, disc diam. 65 mm, porosity 145-175 μm, Joint: ST/NS 24/40,,,,, | Z550485 |  | Aldrich | Aldrich ® jacketed Buchner funnel with joint |  | ,,,, | Aldrich , Aldrich Buchner Funnels , Aldrich Funnels , Aldrich Jacketed Buchner Funnel with Joint , Glass Buchner Funnels , Glass Funnels , Glassware , Labware , Manufacturer Browser |  | 15 mm,Joint: ST/NS24/40,140 mL,65 mm,145-175 μm porosity | , |  |  | 15 mm,Joint: ST/NS24/40,140 mL,65 mm,145-175 μm porosity
,capacity 140 mL, disc diam. 65 mm, porosity 10-20 μm, Joint: ST/NS 24/40,,,,, | Z550515 |  | Aldrich | Aldrich ® jacketed Buchner funnel with joint |  | ,,,, | Aldrich , Aldrich Buchner Funnels , Aldrich Funnels , Aldrich Jacketed Buchner Funnel with Joint , Glass Buchner Funnels , Glass Funnels , Glassware , Labware , Manufacturer Browser |  | 15 mm,Joint: ST/NS24/40,140 mL,65 mm,10-20 μm porosity | , |  |  | 15 mm,Joint: ST/NS24/40,140 mL,65 mm,10-20 μm porosity
,capacity 140 mL, disc diam. 65 mm, porosity 4-8 μm, Joint: ST/NS 24/40,,,,, | Z550523 |  | Aldrich | Aldrich ® jacketed Buchner funnel with joint |  | ,,,, | Aldrich , Aldrich Buchner Funnels , Aldrich Funnels , Aldrich Jacketed Buchner Funnel with Joint , Glass Buchner Funnels , Glass Funnels , Glassware , Labware , Manufacturer Browser |  | 15 mm,Joint: ST/NS24/40,140 mL,65 mm,4-8 μm porosity | , |  |  | 15 mm,Joint: ST/NS24/40,140 mL,65 mm,4-8 μm porosity
,capacity 350 mL, disc diam. 80 mm, porosity 145-175 μm, Joint: ST/NS 24/40,,,,, | Z547166 |  | Aldrich | Aldrich ® jacketed Buchner funnel with joint |  | ,,,, | Aldrich , Aldrich Buchner Funnels , Aldrich Funnels , Aldrich Jacketed Buchner Funnel with Joint , Glass Buchner Funnels , Glass Funnels , Glassware , Labware , Manufacturer Browser |  | 22 mm,Joint: ST/NS24/40,350 mL,80 mm,145-175 μm porosity | , |  |  | 22 mm,Joint: ST/NS24/40,350 mL,80 mm,145-175 μm porosity
,capacity 600 mL, disc diam. 90 mm, porosity 25-50 μm, Joint: ST/NS 24/40,,,,, | Z550736 |  | Aldrich | Aldrich ® jacketed Buchner funnel with joint |  | ,,,, | Aldrich , Aldrich Buchner Funnels , Aldrich Funnels , Aldrich Jacketed Buchner Funnel with Joint , Glass Buchner Funnels , Glass Funnels , Glassware , Labware , Manufacturer Browser |  | 22 mm,Joint: ST/NS24/40,600 mL,90 mm,25-50 μm porosity | , |  |  | 22 mm,Joint: ST/NS24/40,600 mL,90 mm,25-50 μm porosity
,funnel O.D. 25 cm,,,,, | Z245577 |  | Aldrich | Aldrich ® stainless steel Buchner funnel |  | ,,,, | Aldrich , Aldrich Buchner Funnels , Aldrich Funnels , Aldrich Stainless Steel Büchner Funnel , Buchner, Table-top , Funnels , Glass Buchner Funnels , Glass Funnels , Glassware , Labware , Manufacturer Browser |  | Ace Glass 1256309,25 cm,12.7 cm , plate to top | , |  |  | Ace Glass 1256309,25 cm,12.7 cm , plate to top
,funnel O.D. × I.D. 50.5 cm × 50.0 cm,,,,, | Z245585 |  | Aldrich | Aldrich ® stainless steel Buchner funnel |  | ,,,, | Aldrich , Aldrich Buchner Funnels , Aldrich Funnels , Aldrich Stainless Steel Büchner Funnel , Buchner, Table-top , Funnels , Glass Buchner Funnels , Glass Funnels , Glassware , Labware , Manufacturer Browser |  | Ace Glass 1256327,50.5 cm × 50.0 cm,25.4 cm , plate to top | , |  |  | Ace Glass 1256327,50.5 cm × 50.0 cm,25.4 cm , plate to top
,disc diam. 24 mm,,,,, | Z554987 |  | Aldrich | Cup gaskets for Aldrich ® Buchner Ver SA funnels ™ |  | ,,,, | Aldrich , Aldrich Buchner Funnels , Aldrich Funnels , Cup gaskets for Aldrich Buchner VerSAfunnel , Glass Buchner Funnels , Glass Funnels , Glassware , Labware , Manufacturer Browser |  | pkg of 2 ea,PTFE,24 mm | , |  |  | pkg of 2 ea,PTFE,24 mm
,disc diam. 50 mm,,,,, | Z554995 |  | Aldrich | Cup gaskets for Aldrich ® Buchner Ver SA funnels ™ |  | ,,,, | Aldrich , Aldrich Buchner Funnels , Aldrich Funnels , Cup gaskets for Aldrich Buchner VerSAfunnel , Glass Buchner Funnels , Glass Funnels , Glassware , Labware , Manufacturer Browser |  | pkg of 2 ea,PTFE,50 mm | , |  |  | pkg of 2 ea,PTFE,50 mm
,disc diam. 90 mm,,,,, | Z555002 |  | Aldrich | Cup gaskets for Aldrich ® Buchner Ver SA funnels ™ |  | ,,,, | Aldrich , Aldrich Buchner Funnels , Aldrich Funnels , Cup gaskets for Aldrich Buchner VerSAfunnel , Glass Buchner Funnels , Glass Funnels , Glassware , Labware , Manufacturer Browser |  | pkg of 2 ea,PTFE,90 mm | , |  |  | pkg of 2 ea,PTFE,90 mm
,capacity 70 mL,,,,, | Z232394 |  | Aldrich | Duran ® Buchner funnel |  | ,,,, | Buchner Funnels , Duran , Duran Buchner Funnel , Duran Buchner funnel , Duran Funnels , Funnels , Glass Buchner Funnels , Glass Funnels , Glassware , Labware , Manufacturer Browser , Schott , Schott Funnels |  | Schott,DURAN,70 mL,use paper diam. 45 mm,48 mm,not available in USA and Canada | , |  |  | Schott,DURAN,70 mL,use paper diam. 45 mm,48 mm,not available in USA and Canada
,capacity 125 mL,,,,, | Z232408 |  | Aldrich | Duran ® Buchner funnel |  | ,,,, | Buchner Funnels , Duran , Duran Buchner Funnel , Duran Buchner funnel , Duran Funnels , Funnels , Glass Buchner Funnels , Glass Funnels , Glassware , Labware , Manufacturer Browser , Schott , Schott Funnels |  | Schott,DURAN,125 mL,use paper diam. 55 mm,60 mm,not available in USA and Canada | , |  |  | Schott,DURAN,125 mL,use paper diam. 55 mm,60 mm,not available in USA and Canada
,capacity 220 mL,,,,, | Z232416 |  | Aldrich | Duran ® Buchner funnel | 32119214 | ,,,, | Buchner Funnels , Duran , Duran Buchner Funnel , Duran Buchner funnel , Duran Funnels , Funnels , Glass Buchner Funnels , Glass Funnels , Glassware , Labware , Manufacturer Browser , Schott , Schott Funnels |  | Schott,DURAN,220 mL,use paper diam. 70 mm,73 mm,not available in USA and Canada | , |  |  | Schott,DURAN,220 mL,use paper diam. 70 mm,73 mm,not available in USA and Canada
,capacity 500 mL,,,,, | Z232424 |  | Aldrich | Duran ® Buchner funnel | 32119214 | ,,,, | Buchner Funnels , Duran , Duran Buchner Funnel , Duran Buchner funnel , Duran Funnels , Funnels , Glass Buchner Funnels , Glass Funnels , Glassware , Labware , Manufacturer Browser , Schott , Schott Funnels |  | Schott,DURAN,500 mL,use paper diam. 90 mm,95 mm,not available in USA and Canada | , |  |  | Schott,DURAN,500 mL,use paper diam. 90 mm,95 mm,not available in USA and Canada
,capacity 1,000 mL,,,,, | Z232432 |  | Aldrich | Duran ® Buchner funnel |  | ,,,, | Buchner Funnels , Duran , Duran Buchner Funnel , Duran Buchner funnel , Duran Funnels , Funnels , Glass Buchner Funnels , Glass Funnels , Glassware , Labware , Manufacturer Browser , Schott , Schott Funnels |  | Schott,DURAN,1,000 mL,use paper diam. 110 mm,120 mm,not available in USA and Canada | , |  |  | Schott,DURAN,1,000 mL,use paper diam. 110 mm,120 mm,not available in USA and Canada
,capacity 50 mL, nominal max pore size 40-100 μm,,,,, | Z232440 |  | Aldrich | Duran ® sintered disc filter funnel |  | ,,,, | Buchner Funnels, Fritted , Duran , Duran Funnels , Duran Sintered Disc Filter Funnel , Duran sintered disc filter funnel , Funnels , Glass Buchner Funnels , Glass Funnels , Glassware , Labware , Manufacturer Browser , Schott , Schott Funnels |  | Schott,DURAN,50 mL,(Both funnels and frits are made from borosilicate glass),40-100 μm nominal max pore size,35 mm,not available in USA and Canada | , |  |  | Schott,DURAN,50 mL,(Both funnels and frits are made from borosilicate glass),40-100 μm nominal max pore size,35 mm,not available in USA and Canada
,capacity 50 mL, nominal max pore size 16-40 μm,,,,, | Z232459 |  | Aldrich | Duran ® sintered disc filter funnel |  | ,,,, | Buchner Funnels, Fritted , Duran , Duran Funnels , Duran Sintered Disc Filter Funnel , Duran sintered disc filter funnel , Funnels , Glass Buchner Funnels , Glass Funnels , Glassware , Labware , Manufacturer Browser , Schott , Schott Funnels |  | Schott,DURAN,50 mL,(Both funnels and frits are made from borosilicate glass),16-40 μm nominal max pore size,35 mm,not available in USA and Canada | , |  |  | Schott,DURAN,50 mL,(Both funnels and frits are made from borosilicate glass),16-40 μm nominal max pore size,35 mm,not available in USA and Canada
,capacity 50 mL, nominal max pore size 10-16 μm,,,,, | Z232467 |  | Aldrich | Duran ® sintered disc filter funnel |  | ,,,, | Buchner Funnels, Fritted , Duran , Duran Funnels , Duran Sintered Disc Filter Funnel , Duran sintered disc filter funnel , Funnels , Glass Buchner Funnels , Glass Funnels , Glassware , Labware , Manufacturer Browser , Schott , Schott Funnels |  | Schott,DURAN,50 mL,(Both funnels and frits are made from borosilicate glass),10-16 μm nominal max pore size,35 mm,not available in USA and Canada | , |  |  | Schott,DURAN,50 mL,(Both funnels and frits are made from borosilicate glass),10-16 μm nominal max pore size,35 mm,not available in USA and Canada
,capacity 50 mL, nominal max pore size 1.0-1.6 μm,,,,, | Z232475 |  | Aldrich | Duran ® sintered disc filter funnel |  | ,,,, | Buchner Funnels, Fritted , Duran , Duran Funnels , Duran Sintered Disc Filter Funnel , Duran sintered disc filter funnel , Funnels , Glass Buchner Funnels , Glass Funnels , Glassware , Labware , Manufacturer Browser , Schott , Schott Funnels |  | Schott,DURAN,50 mL,(Both funnels and frits are made from borosilicate glass),1.0-1.6 μm nominal max pore size,35 mm,not available in USA and Canada | , |  |  | Schott,DURAN,50 mL,(Both funnels and frits are made from borosilicate glass),1.0-1.6 μm nominal max pore size,35 mm,not available in USA and Canada
,capacity 75 mL, nominal max pore size 40-100 μm,,,,, | Z232483 |  | Aldrich | Duran ® sintered disc filter funnel |  | ,,,, | Buchner Funnels, Fritted , Duran , Duran Funnels , Duran Sintered Disc Filter Funnel , Duran sintered disc filter funnel , Funnels , Glass Buchner Funnels , Glass Funnels , Glassware , Labware , Manufacturer Browser , Schott , Schott Funnels |  | Schott,DURAN,75 mL,(Both funnels and frits are made from borosilicate glass),40-100 μm nominal max pore size,not available in USA and Canada,45 mm | , |  |  | Schott,DURAN,75 mL,(Both funnels and frits are made from borosilicate glass),40-100 μm nominal max pore size,not available in USA and Canada,45 mm
,capacity 75 mL, nominal max pore size 16-40 μm,,,,, | Z232491 |  | Aldrich | Duran ® sintered disc filter funnel |  | ,,,, | Buchner Funnels, Fritted , Duran , Duran Funnels , Duran Sintered Disc Filter Funnel , Duran sintered disc filter funnel , Funnels , Glass Buchner Funnels , Glass Funnels , Glassware , Labware , Manufacturer Browser , Schott , Schott Funnels |  | Schott,DURAN,75 mL,(Both funnels and frits are made from borosilicate glass),16-40 μm nominal max pore size,45 mm,not available in USA and Canada | , |  |  | Schott,DURAN,75 mL,(Both funnels and frits are made from borosilicate glass),16-40 μm nominal max pore size,45 mm,not available in USA and Canada
,capacity 75 mL, nominal max pore size 10-16 μm,,,,, | Z232505 |  | Aldrich | Duran ® sintered disc filter funnel |  | ,,,, | Buchner Funnels, Fritted , Duran , Duran Funnels , Duran Sintered Disc Filter Funnel , Duran sintered disc filter funnel , Funnels , Glass Buchner Funnels , Glass Funnels , Glassware , Labware , Manufacturer Browser , Schott , Schott Funnels |  | Schott,DURAN,75 mL,(Both funnels and frits are made from borosilicate glass),10-16 μm nominal max pore size,45 mm,not available in USA and Canada | , |  |  | Schott,DURAN,75 mL,(Both funnels and frits are made from borosilicate glass),10-16 μm nominal max pore size,45 mm,not available in USA and Canada
,capacity 75 mL, nominal max pore size 1.0-1.6 μm,,,,, | Z232513 |  | Aldrich | Duran ® sintered disc filter funnel |  | ,,,, | Buchner Funnels, Fritted , Duran , Duran Funnels , Duran Sintered Disc Filter Funnel , Duran sintered disc filter funnel , Funnels , Glass Buchner Funnels , Glass Funnels , Glassware , Labware , Manufacturer Browser , Schott , Schott Funnels |  | Schott,DURAN,75 mL,(Both funnels and frits are made from borosilicate glass),1.0-1.6 μm nominal max pore size,45 mm,not available in USA and Canada | , |  |  | Schott,DURAN,75 mL,(Both funnels and frits are made from borosilicate glass),1.0-1.6 μm nominal max pore size,45 mm,not available in USA and Canada
,capacity 125 mL, nominal max pore size 40-100 μm,,,,, | Z232521 |  | Aldrich | Duran ® sintered disc filter funnel |  | ,,,, | Buchner Funnels, Fritted , Duran , Duran Funnels , Duran Sintered Disc Filter Funnel , Duran sintered disc filter funnel , Funnels , Glass Buchner Funnels , Glass Funnels , Glassware , Labware , Manufacturer Browser , Schott , Schott Funnels |  | Schott,DURAN,125 mL,(Both funnels and frits are made from borosilicate glass),40-100 μm nominal max pore size,60 mm,not available in USA and Canada | , |  |  | Schott,DURAN,125 mL,(Both funnels and frits are made from borosilicate glass),40-100 μm nominal max pore size,60 mm,not available in USA and Canada
,capacity 125 mL, nominal max pore size 16-40 μm,,,,, | Z232548 |  | Aldrich | Duran ® sintered disc filter funnel |  | ,,,, | Buchner Funnels, Fritted , Duran , Duran Funnels , Duran Sintered Disc Filter Funnel , Duran sintered disc filter funnel , Funnels , Glass Buchner Funnels , Glass Funnels , Glassware , Labware , Manufacturer Browser , Schott , Schott Funnels |  | Schott,DURAN,125 mL,(Both funnels and frits are made from borosilicate glass),16-40 μm nominal max pore size,60 mm,not available in USA and Canada | , |  |  | Schott,DURAN,125 mL,(Both funnels and frits are made from borosilicate glass),16-40 μm nominal max pore size,60 mm,not available in USA and Canada
,capacity 125 mL, nominal max pore size 10-16 μm,,,,, | Z232556 |  | Aldrich | Duran ® sintered disc filter funnel |  | ,,,, | Buchner Funnels, Fritted , Duran , Duran Funnels , Duran Sintered Disc Filter Funnel , Duran sintered disc filter funnel , Funnels , Glass Buchner Funnels , Glass Funnels , Glassware , Labware , Manufacturer Browser , Schott , Schott Funnels |  | Schott,DURAN,125 mL,(Both funnels and frits are made from borosilicate glass),10-16 μm nominal max pore size,60 mm,not available in USA and Canada | , |  |  | Schott,DURAN,125 mL,(Both funnels and frits are made from borosilicate glass),10-16 μm nominal max pore size,60 mm,not available in USA and Canada
,capacity 125 mL, nominal max pore size 1.0-1.6 μm,,,,, | Z232564 |  | Aldrich | Duran ® sintered disc filter funnel |  | ,,,, | Buchner Funnels, Fritted , Duran , Duran Funnels , Duran Sintered Disc Filter Funnel , Duran sintered disc filter funnel , Funnels , Glass Buchner Funnels , Glass Funnels , Glassware , Labware , Manufacturer Browser , Schott , Schott Funnels |  | Schott,DURAN,125 mL,(Both funnels and frits are made from borosilicate glass),1.0-1.6 μm nominal max pore size,60 mm,not available in USA and Canada | , |  |  | Schott,DURAN,125 mL,(Both funnels and frits are made from borosilicate glass),1.0-1.6 μm nominal max pore size,60 mm,not available in USA and Canada
,capacity 500 mL, nominal max pore size 40-100 μm,,,,, | Z232572 |  | Aldrich | Duran ® sintered disc filter funnel |  | ,,,, | Buchner Funnels, Fritted , Duran , Duran Funnels , Duran Sintered Disc Filter Funnel , Duran sintered disc filter funnel , Funnels , Glass Buchner Funnels , Glass Funnels , Glassware , Labware , Manufacturer Browser , Schott , Schott Funnels |  | Schott,DURAN,500 mL,(Both funnels and frits are made from borosilicate glass),40-100 μm nominal max pore size,95 mm,not available in USA and Canada | , |  |  | Schott,DURAN,500 mL,(Both funnels and frits are made from borosilicate glass),40-100 μm nominal max pore size,95 mm,not available in USA and Canada
,capacity 500 mL, nominal max pore size 16-40 μm,,,,, | Z232580 |  | Aldrich | Duran ® sintered disc filter funnel |  | ,,,, | Buchner Funnels, Fritted , Duran , Duran Funnels , Duran Sintered Disc Filter Funnel , Duran sintered disc filter funnel , Funnels , Glass Buchner Funnels , Glass Funnels , Glassware , Labware , Manufacturer Browser , Schott , Schott Funnels |  | Schott,DURAN,500 mL,(Both funnels and frits are made from borosilicate glass),16-40 μm nominal max pore size,95 mm,not available in USA and Canada | , |  |  | Schott,DURAN,500 mL,(Both funnels and frits are made from borosilicate glass),16-40 μm nominal max pore size,95 mm,not available in USA and Canada
,capacity 500 mL, nominal max pore size 10-16 μm,,,,, | Z232599 |  | Aldrich | Duran ® sintered disc filter funnel |  | ,,,, | Buchner Funnels, Fritted , Duran , Duran Funnels , Duran Sintered Disc Filter Funnel , Duran sintered disc filter funnel , Funnels , Glass Buchner Funnels , Glass Funnels , Glassware , Labware , Manufacturer Browser , Schott , Schott Funnels |  | Schott,DURAN,500 mL,(Both funnels and frits are made from borosilicate glass),10-16 μm nominal max pore size,95 mm,not available in USA and Canada | , |  |  | Schott,DURAN,500 mL,(Both funnels and frits are made from borosilicate glass),10-16 μm nominal max pore size,95 mm,not available in USA and Canada
,capacity 500 mL, nominal max pore size 1.0-1.6 μm,,,,, | Z232602 |  | Aldrich | Duran ® sintered disc filter funnel |  | ,,,, | Buchner Funnels, Fritted , Duran , Duran Funnels , Duran Sintered Disc Filter Funnel , Duran sintered disc filter funnel , Funnels , Glass Buchner Funnels , Glass Funnels , Glassware , Labware , Manufacturer Browser , Schott , Schott Funnels |  | Schott,DURAN,500 mL,(Both funnels and frits are made from borosilicate glass),1.0-1.6 μm nominal max pore size,95 mm,not available in USA and Canada | , |  |  | Schott,DURAN,500 mL,(Both funnels and frits are made from borosilicate glass),1.0-1.6 μm nominal max pore size,95 mm,not available in USA and Canada
,capacity 1,000 mL, nominal max pore size 40-100 μm,,,,, | Z232610 |  | Aldrich | Duran ® sintered disc filter funnel |  | ,,,, | Buchner Funnels, Fritted , Duran , Duran Funnels , Duran Sintered Disc Filter Funnel , Duran sintered disc filter funnel , Funnels , Glass Buchner Funnels , Glass Funnels , Glassware , Labware , Manufacturer Browser , Schott , Schott Funnels |  | Schott,DURAN,1,000 mL,(Both funnels and frits are made from borosilicate glass),40-100 μm nominal max pore size,120 mm,not available in USA and Canada | , |  |  | Schott,DURAN,1,000 mL,(Both funnels and frits are made from borosilicate glass),40-100 μm nominal max pore size,120 mm,not available in USA and Canada
,capacity 1,000 mL, nominal max pore size 16-40 μm,,,,, | Z232629 |  | Aldrich | Duran ® sintered disc filter funnel |  | ,,,, | Buchner Funnels, Fritted , Duran , Duran Funnels , Duran Sintered Disc Filter Funnel , Duran sintered disc filter funnel , Funnels , Glass Buchner Funnels , Glass Funnels , Glassware , Labware , Manufacturer Browser , Schott , Schott Funnels |  | Schott,DURAN,1,000 mL,(Both funnels and frits are made from borosilicate glass),16-40 μm nominal max pore size,120 mm,not available in USA and Canada | , |  |  | Schott,DURAN,1,000 mL,(Both funnels and frits are made from borosilicate glass),16-40 μm nominal max pore size,120 mm,not available in USA and Canada
,capacity 1,000 mL, nominal max pore size 10-16 μm,,,,, | Z232637 |  | Aldrich | Duran ® sintered disc filter funnel |  | ,,,, | Buchner Funnels, Fritted , Duran , Duran Funnels , Duran Sintered Disc Filter Funnel , Duran sintered disc filter funnel , Funnels , Glass Buchner Funnels , Glass Funnels , Glassware , Labware , Manufacturer Browser , Schott , Schott Funnels |  | Schott,DURAN,1,000 mL,(Both funnels and frits are made from borosilicate glass),10-16 μm nominal max pore size,120 mm,not available in USA and Canada | , |  |  | Schott,DURAN,1,000 mL,(Both funnels and frits are made from borosilicate glass),10-16 μm nominal max pore size,120 mm,not available in USA and Canada
,capacity 1,000 mL, nominal max pore size 1.0-1.6 μm,,,,, | Z232645 |  | Aldrich | Duran ® sintered disc filter funnel |  | ,,,, | Buchner Funnels, Fritted , Duran , Duran Funnels , Duran Sintered Disc Filter Funnel , Duran sintered disc filter funnel , Funnels , Glass Buchner Funnels , Glass Funnels , Glassware , Labware , Manufacturer Browser , Schott , Schott Funnels |  | Schott,DURAN,1,000 mL,(Both funnels and frits are made from borosilicate glass),1.0-1.6 μm nominal max pore size,120 mm,not available in USA and Canada | , |  |  | Schott,DURAN,1,000 mL,(Both funnels and frits are made from borosilicate glass),1.0-1.6 μm nominal max pore size,120 mm,not available in USA and Canada
,disc diam. 24 mm, porosity 145-175 μm,,,,, | Z555053 |  | Aldrich | Open-edged fritted disc for Aldrich ® Buchner Ver SA funnels ™ |  | ,,,, | Aldrich , Aldrich Buchner Funnels , Aldrich Funnels , Glass Buchner Funnels , Glass Funnels , Glassware , Labware , Manufacturer Browser , Open-edged fritted disc for Aldrich Buchner VerSAfunnel |  | 24 mm,145-175 μm porosity,7.5 mm | , |  |  | 24 mm,145-175 μm porosity,7.5 mm
,disc diam. 24 mm, porosity 70-100 μm,,,,, | Z555045 |  | Aldrich | Open-edged fritted disc for Aldrich ® Buchner Ver SA funnels ™ |  | ,,,, | Aldrich , Aldrich Buchner Funnels , Aldrich Funnels , Glass Buchner Funnels , Glass Funnels , Glassware , Labware , Manufacturer Browser , Open-edged fritted disc for Aldrich Buchner VerSAfunnel |  | 24 mm,70-100 μm porosity,7.5 mm | , |  |  | 24 mm,70-100 μm porosity,7.5 mm
,disc diam. 24 mm, porosity 25-50 μm,,,,, | Z555037 |  | Aldrich | Open-edged fritted disc for Aldrich ® Buchner Ver SA funnels ™ |  | ,,,, | Aldrich , Aldrich Buchner Funnels , Aldrich Funnels , Glass Buchner Funnels , Glass Funnels , Glassware , Labware , Manufacturer Browser , Open-edged fritted disc for Aldrich Buchner VerSAfunnel |  | 24 mm,25-50 μm porosity,7.5 mm | , |  |  | 24 mm,25-50 μm porosity,7.5 mm
,disc diam. 24 mm, porosity 10-20 μm,,,,, | Z555029 |  | Aldrich | Open-edged fritted disc for Aldrich ® Buchner Ver SA funnels ™ |  | ,,,, | Aldrich , Aldrich Buchner Funnels , Aldrich Funnels , Glass Buchner Funnels , Glass Funnels , Glassware , Labware , Manufacturer Browser , Open-edged fritted disc for Aldrich Buchner VerSAfunnel |  | 24 mm,10-20 μm porosity,7.5 mm | , |  |  | 24 mm,10-20 μm porosity,7.5 mm
,disc diam. 24 mm, porosity 4-8 μm,,,,, | Z555010 |  | Aldrich | Open-edged fritted disc for Aldrich ® Buchner Ver SA funnels ™ |  | ,,,, | Aldrich , Aldrich Buchner Funnels , Aldrich Funnels , Glass Buchner Funnels , Glass Funnels , Glassware , Labware , Manufacturer Browser , Open-edged fritted disc for Aldrich Buchner VerSAfunnel |  | 24 mm,4-8 μm porosity,7.5 mm | , |  |  | 24 mm,4-8 μm porosity,7.5 mm
,disc diam. 50 mm, porosity 145-175 μm,,,,, | Z555126 |  | Aldrich | Open-edged fritted disc for Aldrich ® Buchner Ver SA funnels ™ |  | ,,,, | Aldrich , Aldrich Buchner Funnels , Aldrich Funnels , Glass Buchner Funnels , Glass Funnels , Glassware , Labware , Manufacturer Browser , Open-edged fritted disc for Aldrich Buchner VerSAfunnel |  | 50 mm,145-175 μm porosity,7.5 mm | , |  |  | 50 mm,145-175 μm porosity,7.5 mm
,disc diam. 50 mm, porosity 70-100 μm,,,,, | Z555118 |  | Aldrich | Open-edged fritted disc for Aldrich ® Buchner Ver SA funnels ™ |  | ,,,, | Aldrich , Aldrich Buchner Funnels , Aldrich Funnels , Glass Buchner Funnels , Glass Funnels , Glassware , Labware , Manufacturer Browser , Open-edged fritted disc for Aldrich Buchner VerSAfunnel |  | 50 mm,70-100 μm porosity,7.5 mm | , |  |  | 50 mm,70-100 μm porosity,7.5 mm
,disc diam. 50 mm, porosity 25-50 μm,,,,, | Z555096 |  | Aldrich | Open-edged fritted disc for Aldrich ® Buchner Ver SA funnels ™ |  | ,,,, | Aldrich , Aldrich Buchner Funnels , Aldrich Funnels , Glass Buchner Funnels , Glass Funnels , Glassware , Labware , Manufacturer Browser , Open-edged fritted disc for Aldrich Buchner VerSAfunnel |  | 50 mm,25-50 μm porosity,7.5 mm | , |  |  | 50 mm,25-50 μm porosity,7.5 mm
,disc diam. 50 mm, porosity 10-20 μm,,,,, | Z555088 |  | Aldrich | Open-edged fritted disc for Aldrich ® Buchner Ver SA funnels ™ |  | ,,,, | Aldrich , Aldrich Buchner Funnels , Aldrich Funnels , Glass Buchner Funnels , Glass Funnels , Glassware , Labware , Manufacturer Browser , Open-edged fritted disc for Aldrich Buchner VerSAfunnel |  | 50 mm,10-20 μm porosity,7.5 mm | , |  |  | 50 mm,10-20 μm porosity,7.5 mm
,disc diam. 50 mm, porosity 4-8 μm,,,,, | Z555061 |  | Aldrich | Open-edged fritted disc for Aldrich ® Buchner Ver SA funnels ™ |  | ,,,, | Aldrich , Aldrich Buchner Funnels , Aldrich Funnels , Glass Buchner Funnels , Glass Funnels , Glassware , Labware , Manufacturer Browser , Open-edged fritted disc for Aldrich Buchner VerSAfunnel |  | 50 mm,4-8 μm porosity,7.5 mm | , |  |  | 50 mm,4-8 μm porosity,7.5 mm
,disc diam. 90 mm, porosity 145-175 μm,,,,, | Z555169 |  | Aldrich | Open-edged fritted disc for Aldrich ® Buchner Ver SA funnels ™ |  | ,,,, | Aldrich , Aldrich Buchner Funnels , Aldrich Funnels , Glass Buchner Funnels , Glass Funnels , Glassware , Labware , Manufacturer Browser , Open-edged fritted disc for Aldrich Buchner VerSAfunnel |  | 90 mm,145-175 μm porosity,7.5 mm | , |  |  | 90 mm,145-175 μm porosity,7.5 mm
,disc diam. 90 mm, porosity 70-100 μm,,,,, | Z555150 |  | Aldrich | Open-edged fritted disc for Aldrich ® Buchner Ver SA funnels ™ |  | ,,,, | Aldrich , Aldrich Buchner Funnels , Aldrich Funnels , Glass Buchner Funnels , Glass Funnels , Glassware , Labware , Manufacturer Browser , Open-edged fritted disc for Aldrich Buchner VerSAfunnel |  | 90 mm,70-100 μm porosity,7.5 mm | , |  |  | 90 mm,70-100 μm porosity,7.5 mm
,disc diam. 90 mm, porosity 25-50 μm,,,,, | Z555142 |  | Aldrich | Open-edged fritted disc for Aldrich ® Buchner Ver SA funnels ™ |  | ,,,, | Aldrich , Aldrich Buchner Funnels , Aldrich Funnels , Glass Buchner Funnels , Glass Funnels , Glassware , Labware , Manufacturer Browser , Open-edged fritted disc for Aldrich Buchner VerSAfunnel |  | 90 mm,25-50 μm porosity,7.5 mm | , |  |  | 90 mm,25-50 μm porosity,7.5 mm
,disc diam. 90 mm, porosity 10-20 μm,,,,, | Z555134 |  | Aldrich | Open-edged fritted disc for Aldrich ® Buchner Ver SA funnels ™ |  | ,,,, | Aldrich , Aldrich Buchner Funnels , Aldrich Funnels , Glass Buchner Funnels , Glass Funnels , Glassware , Labware , Manufacturer Browser , Open-edged fritted disc for Aldrich Buchner VerSAfunnel |  | 90 mm,10-20 μm porosity,7.5 mm | , |  |  | 90 mm,10-20 μm porosity,7.5 mm
,disc diam. 90 mm,,,,, | Z555193 |  | Aldrich | Plain gaskets for Aldrich ® Buchner funnels with glass-edged frit |  | ,,,, | Glass Buchner Funnels , Glass Funnels , Glassware , Labware |  | pkg of 2 ea,PTFE,90 mm | , |  |  | pkg of 2 ea,PTFE,90 mm
,capacity 30 mL, porosity 40-60 μm,,,,, | CLS3606030C |  | Aldrich | Pyrex ® Buchner funnel with fritted disc |  | ,,,, | Corning , Corning Buchner Filters , Corning Funnels , Glass Buchner Funnels , Glass Funnels , Glassware , Labware , Manufacturer Browser , Pyrex Buchner funnel with fritted disc |  | Corning, 36060-30C,30 mL,30 mm,40-60 μm porosity | , |  |  | Corning, 36060-30C,30 mL,30 mm,40-60 μm porosity
,capacity 30 mL, porosity 10-15 μm,,,,, | CLS3606030M |  | Aldrich | Pyrex ® Buchner funnel with fritted disc |  | ,,,, | Corning , Corning Buchner Filters , Corning Funnels , Glass Buchner Funnels , Glass Funnels , Glassware , Labware , Manufacturer Browser , Pyrex Buchner funnel with fritted disc |  | Corning, 36060-30M,30 mL,30 mm,10-15 μm porosity | , |  |  | Corning, 36060-30M,30 mL,30 mm,10-15 μm porosity
,capacity 30 mL, porosity 4-5.5 μm,,,,, | CLS3606030F |  | Aldrich | Pyrex ® Buchner funnel with fritted disc |  | ,,,, | Corning , Corning Buchner Filters , Corning Funnels , Glass Buchner Funnels , Glass Funnels , Glassware , Labware , Manufacturer Browser , Pyrex Buchner funnel with fritted disc |  | Corning, 36060-30F,30 mL,30 mm,4-5.5 μm porosity | , |  |  | Corning, 36060-30F,30 mL,30 mm,4-5.5 μm porosity
,capacity 60 mL, porosity 40-60 μm,,,,, | CLS3606060C |  | Aldrich | Pyrex ® Buchner funnel with fritted disc |  | ,,,, | Corning , Corning Buchner Filters , Corning Funnels , Glass Buchner Funnels , Glass Funnels , Glassware , Labware , Manufacturer Browser , Pyrex Buchner funnel with fritted disc |  | Corning, 36060-60C,60 mL,40 mm,40-60 μm porosity | , |  |  | Corning, 36060-60C,60 mL,40 mm,40-60 μm porosity
,capacity 60 mL, porosity 10-15 μm,,,,, | CLS3606060M |  | Aldrich | Pyrex ® Buchner funnel with fritted disc |  | ,,,, | Corning , Corning Buchner Filters , Corning Funnels , Glass Buchner Funnels , Glass Funnels , Glassware , Labware , Manufacturer Browser , Pyrex Buchner funnel with fritted disc |  | Corning, 36060-60M,60 mL,40 mm,10-15 μm porosity | , |  |  | Corning, 36060-60M,60 mL,40 mm,10-15 μm porosity
,capacity 60 mL, porosity 4-5.5 μm,,,,, | CLS3606060F |  | Aldrich | Pyrex ® Buchner funnel with fritted disc |  | ,,,, | Corning , Corning Buchner Filters , Corning Funnels , Glass Buchner Funnels , Glass Funnels , Glassware , Labware , Manufacturer Browser , Pyrex Buchner funnel with fritted disc |  | Corning, 36060-60F,60 mL,40 mm,4-5.5 μm porosity | , |  |  | Corning, 36060-60F,60 mL,40 mm,4-5.5 μm porosity
,capacity 150 mL, porosity 4-5.5 μm,,,,, | CLS36060150F |  | Aldrich | Pyrex ® Buchner funnel with fritted disc |  | ,,,, | Corning , Corning Buchner Filters , Corning Funnels , Glass Buchner Funnels , Glass Funnels , Glassware , Labware , Manufacturer Browser , Pyrex Buchner funnel with fritted disc |  | Corning, 36060-150F,150 mL,60 mm,4-5.5 μm porosity | , |  |  | Corning, 36060-150F,150 mL,60 mm,4-5.5 μm porosity
,capacity 350 mL, porosity 40-60 μm,,,,, | CLS36060350C |  | Aldrich | Pyrex ® Buchner funnel with fritted disc |  | ,,,, | Corning , Corning Buchner Filters , Corning Funnels , Glass Buchner Funnels , Glass Funnels , Glassware , Labware , Manufacturer Browser , Pyrex Buchner funnel with fritted disc |  | Corning, 36060-350C,350 mL,80 mm,40-60 μm porosity | , |  |  | Corning, 36060-350C,350 mL,80 mm,40-60 μm porosity
,capacity 350 mL, porosity 10-15 μm,,,,, | CLS36060350M |  | Aldrich | Pyrex ® Buchner funnel with fritted disc |  | ,,,, | Corning , Corning Buchner Filters , Corning Funnels , Glass Buchner Funnels , Glass Funnels , Glassware , Labware , Manufacturer Browser , Pyrex Buchner funnel with fritted disc |  | Corning, 36060-350M,350 mL,80 mm,10-15 μm porosity | , |  |  | Corning, 36060-350M,350 mL,80 mm,10-15 μm porosity
,capacity 350 mL, porosity 4-5.5 μm,,,,, | CLS36060350F |  | Aldrich | Pyrex ® Buchner funnel with fritted disc |  | ,,,, | Corning , Corning Buchner Filters , Corning Funnels , Glass Buchner Funnels , Glass Funnels , Glassware , Labware , Manufacturer Browser , Pyrex Buchner funnel with fritted disc |  | Corning, 36060-350F,350 mL,80 mm,4-5.5 μm porosity | , |  |  | Corning, 36060-350F,350 mL,80 mm,4-5.5 μm porosity
,for 30mL and 60mL,,,,, | Z554952 |  | Aldrich | Threaded connector for Aldrich ® Buchner Ver SA funnels ™ |  | ,,,, | Aldrich , Aldrich Buchner Funnels , Aldrich Funnels , Glass Buchner Funnels , Glass Funnels , Glassware , Labware , Manufacturer Browser , Threaded connector for Aldrich Buchner Ver SA funnels |  | high-density polyethylene | , |  |  | high-density polyethylene
,for 140mL and 350mL,,,,, | Z554960 |  | Aldrich | Threaded connector for Aldrich ® Buchner Ver SA funnels ™ |  | ,,,, | Aldrich , Aldrich Buchner Funnels , Aldrich Funnels , Glass Buchner Funnels , Glass Funnels , Glassware , Labware , Manufacturer Browser , Threaded connector for Aldrich Buchner Ver SA funnels |  | high-density polyethylene | , |  |  | high-density polyethylene
,for 600mL and 1,500mL,,,,, | Z554979 |  | Aldrich | Threaded connector for Aldrich ® Buchner Ver SA funnels ™ |  | ,,,, | Aldrich , Aldrich Buchner Funnels , Aldrich Funnels , Glass Buchner Funnels , Glass Funnels , Glassware , Labware , Manufacturer Browser , Threaded connector for Aldrich Buchner Ver SA funnels |  | high-density polyethylene | , |  |  | high-density polyethylene
,capacity 1 L, Joint: ST/NS 29/32,,,,, | Z517348 |  | Aldrich | Aldrich ® large capacity fritted filter funnel |  | ,,,, | Aldrich , Aldrich Filter Funnels , Aldrich Funnels , Aldrich Large Capacity Fritted Filter Funnel , Glass Filtering/Fritted Funnels , Glass Funnels , Glassware , Labware , Manufacturer Browser |  | 95 mm × 340 mm,Joint: ST/NS29/32,1 L,90 mm | , |  |  | 95 mm × 340 mm,Joint: ST/NS29/32,1 L,90 mm
,capacity 2 L, Joint: ST/NS 29/32,,,,, | Z517356 |  | Aldrich | Aldrich ® large capacity fritted filter funnel |  | ,,,, | Aldrich , Aldrich Filter Funnels , Aldrich Funnels , Aldrich Large Capacity Fritted Filter Funnel , Glass Filtering/Fritted Funnels , Glass Funnels , Glassware , Labware , Manufacturer Browser |  | 130 mm × 360 mm,Joint: ST/NS29/32,2 L,120 mm | , |  |  | 130 mm × 360 mm,Joint: ST/NS29/32,2 L,120 mm
,pkg of 1 ea,,,,, | Z517275 |  | Aldrich | Stainless steel clamp for Aldrich ® 75 mm O-ring top |  | ,,,, | Aldrich , Aldrich 75mm O-Ring Top , Aldrich Filtration Flasks , Aldrich Flasks , Glass Filtering/Fritted Funnels , Glass Funnels , Glassware , Labware , Manufacturer Browser |  | pkg of 1 ea | , |  |  | pkg of 1 ea
,capacity 250 mL,,,,, | Z288055 |  | Aldrich | Ace jacketed separatory funnels |  | ,,,, | Ace , Ace Funnels , Ace Jacketed Separatory Funnels , Glass Funnels , Glassware , Labware , Manufacturer Browser , Separatory Glass Funnels |  | Ace Glass 727037,250 mL,2 | , |  |  | Ace Glass 727037,250 mL,2
,capacity 60 mL, stopper Joint: ST/NS 24/40,,,,, | Z243256 |  | Aldrich | ACE Squibb separatory funnel with Locktight stopper |  | ,,,, | Ace , Ace Funnels , Ace Squibb Separatory Funnel with Locktight Stopper , Glass Funnels , Glassware , Labware , Manufacturer Browser , Separatory Glass Funnels |  | Joint: ST/NS stopper24/40,60 mL,Ace Glass 723155 | , |  |  | Joint: ST/NS stopper24/40,60 mL,Ace Glass 723155
,capacity 125 mL, stopper Joint: ST/NS 24/40,,,,, | Z243264 |  | Aldrich | ACE Squibb separatory funnel with Locktight stopper |  | ,,,, | Ace , Ace Funnels , Ace Squibb Separatory Funnel with Locktight Stopper , Glass Funnels , Glassware , Labware , Manufacturer Browser , Separatory Glass Funnels |  | Joint: ST/NS stopper24/40,125 mL,Ace Glass 723157 | , |  |  | Joint: ST/NS stopper24/40,125 mL,Ace Glass 723157
,capacity 250 mL, stopper Joint: ST/NS 24/40,,,,, | Z243272 |  | Aldrich | ACE Squibb separatory funnel with Locktight stopper |  | ,,,, | Ace , Ace Funnels , Ace Squibb Separatory Funnel with Locktight Stopper , Glass Funnels , Glassware , Labware , Manufacturer Browser , Separatory Glass Funnels |  | Joint: ST/NS stopper24/40,250 mL,Ace Glass 723159 | , |  |  | Joint: ST/NS stopper24/40,250 mL,Ace Glass 723159
,capacity 500 mL, stopper Joint: ST/NS 24/40,,,,, | Z243280 |  | Aldrich | ACE Squibb separatory funnel with Locktight stopper |  | ,,,, | Ace , Ace Funnels , Ace Squibb Separatory Funnel with Locktight Stopper , Glass Funnels , Glassware , Labware , Manufacturer Browser , Separatory Glass Funnels |  | Joint: ST/NS stopper24/40,500 mL,Ace Glass 723161 | , |  |  | Joint: ST/NS stopper24/40,500 mL,Ace Glass 723161
,capacity 1,000 mL, stopper Joint: ST/NS 24/40,,,,, | Z243299 |  | Aldrich | ACE Squibb separatory funnel with Locktight stopper |  | ,,,, | Ace , Ace Funnels , Ace Squibb Separatory Funnel with Locktight Stopper , Glass Funnels , Glassware , Labware , Manufacturer Browser , Separatory Glass Funnels |  | Joint: ST/NS stopper24/40,1,000 mL,Ace Glass 723163 | , |  |  | Joint: ST/NS stopper24/40,1,000 mL,Ace Glass 723163
,capacity 2,000 mL, stopper Joint: ST/NS 45/50,,,,, | Z243302 |  | Aldrich | ACE Squibb separatory funnel with Locktight stopper |  | ,,,, | Ace , Ace Funnels , Ace Squibb Separatory Funnel with Locktight Stopper , Glass Funnels , Glassware , Labware , Manufacturer Browser , Separatory Glass Funnels |  | Joint: ST/NS stopper45/50,2,000 mL,Ace Glass 723165 | , |  |  | Joint: ST/NS stopper45/50,2,000 mL,Ace Glass 723165
,overall capacity 4 L, PTFE stopcock, Joint: ST/NS 45/40,,,,, | Z127841 |  | Aldrich | Aldrich ® large separatory funnel |  | ,,,, | Aldrich , Aldrich Funnels , Aldrich Large Separatory Funnel , Aldrich Separatory Funnels , Glass Funnels , Glassware , Labware , Manufacturer Browser , Separatory Glass Funnels |  | Joint: ST/NS45/40,4 L,PTFE stopcock | , |  |  | Joint: ST/NS45/40,4 L,PTFE stopcock
,overall capacity 6 L, PTFE stopcock, Joint: ST/NS 45/40,,,,, | Z127868 |  | Aldrich | Aldrich ® large separatory funnel |  | ,,,, | Aldrich , Aldrich Funnels , Aldrich Large Separatory Funnel , Aldrich Separatory Funnels , Glass Funnels , Glassware , Labware , Manufacturer Browser , Separatory Glass Funnels |  | Joint: ST/NS45/40,6 L,PTFE stopcock | , |  |  | Joint: ST/NS45/40,6 L,PTFE stopcock
,overall capacity 10 L, PTFE stopcock, Joint: ST/NS 45/40,,,,, | Z127876 |  | Aldrich | Aldrich ® large separatory funnel |  | ,,,, | Aldrich , Aldrich Funnels , Aldrich Large Separatory Funnel , Aldrich Separatory Funnels , Glass Funnels , Glassware , Labware , Manufacturer Browser , Separatory Glass Funnels |  | Joint: ST/NS45/40,10 L,PTFE stopcock | , |  |  | Joint: ST/NS45/40,10 L,PTFE stopcock
,overall capacity 12 L, glass stopcock,,,,, | Z102601 |  | Aldrich | Aldrich ® large separatory funnel |  | ,,,, | Aldrich , Aldrich Funnels , Aldrich Large Separatory Funnel , Aldrich Separatory Funnels , Glass Funnels , Glassware , Labware , Manufacturer Browser , Separatory Glass Funnels |  | 12 L,glass stopcock,10 mm,50 mm | , |  |  | 12 L,glass stopcock,10 mm,50 mm
,overall capacity 22 L, glass stopcock,,,,, | Z102628 |  | Aldrich | Aldrich ® large separatory funnel |  | ,,,, | Aldrich , Aldrich Funnels , Aldrich Large Separatory Funnel , Aldrich Separatory Funnels , Glass Funnels , Glassware , Labware , Manufacturer Browser , Separatory Glass Funnels |  | 22 L,glass stopcock,10 mm,85 mm | , |  |  | 22 L,glass stopcock,10 mm,85 mm
,capacity 25 mL,,,,, | Z550574 |  | Aldrich | Aldrich ® separatory funnel with glass stopcock |  | ,,,, | Aldrich , Aldrich Funnels , Aldrich Separatory Funnel with Glass Stopcock , Aldrich Separatory Funnels , Glass Funnels , Glassware , Labware , Manufacturer Browser , Separatory Glass Funnels |  | 25 mL,2 mm,conical | , |  |  | 25 mL,2 mm,conical
,capacity 50 mL,,,,, | Z548014 |  | Aldrich | Aldrich ® separatory funnel with glass stopcock |  | ,,,, | Aldrich , Aldrich Funnels , Aldrich Separatory Funnel with Glass Stopcock , Aldrich Separatory Funnels , Glass Funnels , Glassware , Labware , Manufacturer Browser , Separatory Glass Funnels |  | 50 mL,2 mm,conical | , |  |  | 50 mL,2 mm,conical
,capacity 60 mL,,,,, | Z548022 |  | Aldrich | Aldrich ® separatory funnel with glass stopcock |  | ,,,, | Aldrich , Aldrich Funnels , Aldrich Separatory Funnel with Glass Stopcock , Aldrich Separatory Funnels , Glass Funnels , Glassware , Labware , Manufacturer Browser , Separatory Glass Funnels |  | 60 mL,2 mm,conical | , |  |  | 60 mL,2 mm,conical
,capacity 100 mL,,,,, | Z550647 |  | Aldrich | Aldrich ® separatory funnel with glass stopcock |  | ,,,, | Aldrich , Aldrich Funnels , Aldrich Separatory Funnel with Glass Stopcock , Aldrich Separatory Funnels , Glass Funnels , Glassware , Labware , Manufacturer Browser , Separatory Glass Funnels |  | 100 mL,2 mm,conical | , |  |  | 100 mL,2 mm,conical
,capacity 125 mL,,,,, | Z550582 |  | Aldrich | Aldrich ® separatory funnel with glass stopcock |  | ,,,, | Aldrich , Aldrich Funnels , Aldrich Separatory Funnel with Glass Stopcock , Aldrich Separatory Funnels , Glass Funnels , Glassware , Labware , Manufacturer Browser , Separatory Glass Funnels |  | 125 mL,2 mm,conical | , |  |  | 125 mL,2 mm,conical
,capacity 250 mL,,,,, | Z548030 |  | Aldrich | Aldrich ® separatory funnel with glass stopcock |  | ,,,, | Aldrich , Aldrich Funnels , Aldrich Separatory Funnel with Glass Stopcock , Aldrich Separatory Funnels , Glass Funnels , Glassware , Labware , Manufacturer Browser , Separatory Glass Funnels |  | 250 mL,2 mm,conical | , |  |  | 250 mL,2 mm,conical
,capacity 500 mL,,,,, | Z550655 |  | Aldrich | Aldrich ® separatory funnel with glass stopcock |  | ,,,, | Aldrich , Aldrich Funnels , Aldrich Separatory Funnel with Glass Stopcock , Aldrich Separatory Funnels , Glass Funnels , Glassware , Labware , Manufacturer Browser , Separatory Glass Funnels |  | 500 mL,4 mm,conical | , |  |  | 500 mL,4 mm,conical
,capacity 1,000 mL,,,,, | Z548049 |  | Aldrich | Aldrich ® separatory funnel with glass stopcock |  | ,,,, | Aldrich , Aldrich Funnels , Aldrich Separatory Funnel with Glass Stopcock , Aldrich Separatory Funnels , Glass Funnels , Glassware , Labware , Manufacturer Browser , Separatory Glass Funnels |  | 1,000 mL,4 mm,conical | , |  |  | 1,000 mL,4 mm,conical
,capacity 2,000 mL,,,,, | Z550663 |  | Aldrich | Aldrich ® separatory funnel with glass stopcock |  | ,,,, | Aldrich , Aldrich Funnels , Aldrich Separatory Funnel with Glass Stopcock , Aldrich Separatory Funnels , Glass Funnels , Glassware , Labware , Manufacturer Browser , Separatory Glass Funnels |  | 2,000 mL,4 mm,conical | , |  |  | 2,000 mL,4 mm,conical
,capacity 25 mL,,,,, | Z548057 |  | Aldrich | Aldrich ® separatory funnel with PTFE stopcock |  | ,,,, | Aldrich , Aldrich Funnels , Aldrich Separatory Funnel with PTFE Stopcock , Aldrich Separatory Funnels , Glass Funnels , Glassware , Labware , Manufacturer Browser , Separatory Glass Funnels |  | 25 mL,2 mm,conical | , |  |  | 25 mL,2 mm,conical
,capacity 50 mL,,,,, | Z548065 |  | Aldrich | Aldrich ® separatory funnel with PTFE stopcock |  | ,,,, | Aldrich , Aldrich Funnels , Aldrich Separatory Funnel with PTFE Stopcock , Aldrich Separatory Funnels , Glass Funnels , Glassware , Labware , Manufacturer Browser , Separatory Glass Funnels |  | 50 mL,2 mm,conical | , |  |  | 50 mL,2 mm,conical
,capacity 60 mL,,,,, | Z550698 |  | Aldrich | Aldrich ® separatory funnel with PTFE stopcock |  | ,,,, | Aldrich , Aldrich Funnels , Aldrich Separatory Funnel with PTFE Stopcock , Aldrich Separatory Funnels , Glass Funnels , Glassware , Labware , Manufacturer Browser , Separatory Glass Funnels |  | 60 mL,2 mm,conical | , |  |  | 60 mL,2 mm,conical
,capacity 100 mL,,,,, | Z550752 |  | Aldrich | Aldrich ® separatory funnel with PTFE stopcock |  | ,,,, | Aldrich , Aldrich Funnels , Aldrich Separatory Funnel with PTFE Stopcock , Aldrich Separatory Funnels , Glass Funnels , Glassware , Labware , Manufacturer Browser , Separatory Glass Funnels |  | 100 mL,2 mm,conical | , |  |  | 100 mL,2 mm,conical
,capacity 125 mL,,,,, | Z548146 |  | Aldrich | Aldrich ® separatory funnel with PTFE stopcock |  | ,,,, | Aldrich , Aldrich Funnels , Aldrich Separatory Funnel with PTFE Stopcock , Aldrich Separatory Funnels , Glass Funnels , Glassware , Labware , Manufacturer Browser , Separatory Glass Funnels |  | 125 mL,2 mm,conical | , |  |  | 125 mL,2 mm,conical
,capacity 250 mL,,,,, | Z550760 |  | Aldrich | Aldrich ® separatory funnel with PTFE stopcock |  | ,,,, | Aldrich , Aldrich Funnels , Aldrich Separatory Funnel with PTFE Stopcock , Aldrich Separatory Funnels , Glass Funnels , Glassware , Labware , Manufacturer Browser , Separatory Glass Funnels |  | 250 mL,2 mm,conical | , |  |  | 250 mL,2 mm,conical
,capacity 500 mL,,,,, | Z548154 |  | Aldrich | Aldrich ® separatory funnel with PTFE stopcock |  | ,,,, | Aldrich , Aldrich Funnels , Aldrich Separatory Funnel with PTFE Stopcock , Aldrich Separatory Funnels , Glass Funnels , Glassware , Labware , Manufacturer Browser , Separatory Glass Funnels |  | 500 mL,4 mm,conical | , |  |  | 500 mL,4 mm,conical
,capacity 1,000 mL,,,,, | Z550779 |  | Aldrich | Aldrich ® separatory funnel with PTFE stopcock |  | ,,,, | Aldrich , Aldrich Funnels , Aldrich Separatory Funnel with PTFE Stopcock , Aldrich Separatory Funnels , Glass Funnels , Glassware , Labware , Manufacturer Browser , Separatory Glass Funnels |  | 1,000 mL,4 mm,conical | , |  |  | 1,000 mL,4 mm,conical
,capacity 2,000 mL,,,,, | Z548162 |  | Aldrich | Aldrich ® separatory funnel with PTFE stopcock |  | ,,,, | Aldrich , Aldrich Funnels , Aldrich Separatory Funnel with PTFE Stopcock , Aldrich Separatory Funnels , Glass Funnels , Glassware , Labware , Manufacturer Browser , Separatory Glass Funnels |  | 2,000 mL,4 mm,conical | , |  |  | 2,000 mL,4 mm,conical
,capacity 60 mL, Joint: ST/NS 14/20,,,,, | Z723142 |  | Aldrich | Aldrich ® separatory funnel with PTFE stopcock and ST joint |  | ,,,, | Glass Funnels , Glassware , Labware , Separatory Glass Funnels |  | Joint: ST/NS14/20,60 mL,2 mm | , |  |  | Joint: ST/NS14/20,60 mL,2 mm
,capacity 125 mL,,,,, | Z418218 |  | Aldrich | Aldrich ® System 45 ™ Squibb separatory funnel |  | ,,,, | Aldrich , Aldrich System 45 , Aldrich System 45 Funnels , Aldrich System 45 Squibb Separatory Funnel , Funnels , Glass Funnels , Glassware , Labware , Manufacturer Browser , Separatory Funnels , Separatory Glass Funnels |  | 2 mm,45 mm,125 mL | , |  |  | 2 mm,45 mm,125 mL
,capacity 250 mL,,,,, | Z418226 |  | Aldrich | Aldrich ® System 45 ™ Squibb separatory funnel |  | ,,,, | Aldrich , Aldrich System 45 , Aldrich System 45 Funnels , Aldrich System 45 Squibb Separatory Funnel , Funnels , Glass Funnels , Glassware , Labware , Manufacturer Browser , Separatory Funnels , Separatory Glass Funnels |  | 4 mm,45 mm,250 mL | , |  |  | 4 mm,45 mm,250 mL
,capacity 500 mL,,,,, | Z418234 |  | Aldrich | Aldrich ® System 45 ™ Squibb separatory funnel |  | ,,,, | Aldrich , Aldrich System 45 , Aldrich System 45 Funnels , Aldrich System 45 Squibb Separatory Funnel , Funnels , Glass Funnels , Glassware , Labware , Manufacturer Browser , Separatory Funnels , Separatory Glass Funnels |  | 4 mm,45 mm,500 mL | , |  |  | 4 mm,45 mm,500 mL
,capacity 1,000 mL,,,,, | Z418242 |  | Aldrich | Aldrich ® System 45 ™ Squibb separatory funnel |  | ,,,, | Aldrich , Aldrich System 45 , Aldrich System 45 Funnels , Aldrich System 45 Squibb Separatory Funnel , Funnels , Glass Funnels , Glassware , Labware , Manufacturer Browser , Separatory Funnels , Separatory Glass Funnels |  | 4 mm,45 mm,1,000 mL | , |  |  | 4 mm,45 mm,1,000 mL
,capacity 2,000 mL,,,,, | Z418250 |  | Aldrich | Aldrich ® System 45 ™ Squibb separatory funnel |  | ,,,, | Aldrich , Aldrich System 45 , Aldrich System 45 Funnels , Aldrich System 45 Squibb Separatory Funnel , Funnels , Glass Funnels , Glassware , Labware , Manufacturer Browser , Separatory Funnels , Separatory Glass Funnels |  | 6 mm,45 mm,2,000 mL | , |  |  | 6 mm,45 mm,2,000 mL
,capacity 4,000 mL,,,,, | Z418269 |  | Aldrich | Aldrich ® System 45 ™ Squibb separatory funnel |  | ,,,, | Aldrich , Aldrich System 45 , Aldrich System 45 Funnels , Aldrich System 45 Squibb Separatory Funnel , Funnels , Glass Funnels , Glassware , Labware , Manufacturer Browser , Separatory Funnels , Separatory Glass Funnels |  | 8 mm,45 mm,4,000 mL | , |  |  | 8 mm,45 mm,4,000 mL
,capacity 6,000 mL,,,,, | Z418277 |  | Aldrich | Aldrich ® System 45 ™ Squibb separatory funnel |  | ,,,, | Aldrich , Aldrich System 45 , Aldrich System 45 Funnels , Aldrich System 45 Squibb Separatory Funnel , Funnels , Glass Funnels , Glassware , Labware , Manufacturer Browser , Separatory Funnels , Separatory Glass Funnels |  | 8 mm,45 mm,6,000 mL | , |  |  | 8 mm,45 mm,6,000 mL
,funnel capacity 125 mL,,,,, | CLS66402125 |  | Aldrich | PYREXPLUS ® Squibb separatory funnel, Pyrex ® tapered stopper, PTFE stopcock |  | ,,,, | Corning , Corning Funnels , Corning Separatory Filters , Glass Funnels , Glassware , Labware , Manufacturer Browser , PYREXPLUS Squibb separatory funnel, Pyrex tapered stopper, PTFE stopcock , Separatory Glass Funnels |  | Corning, 66402-125,22,125 mL,2,10 mm × 65 mm , below stopcock,280 mm | , |  |  | Corning, 66402-125,22,125 mL,2,10 mm × 65 mm , below stopcock,280 mm
,funnel capacity 250 mL,,,,, | CLS66402250 |  | Aldrich | PYREXPLUS ® Squibb separatory funnel, Pyrex ® tapered stopper, PTFE stopcock |  | ,,,, | Corning , Corning Funnels , Corning Separatory Filters , Glass Funnels , Glassware , Labware , Manufacturer Browser , PYREXPLUS Squibb separatory funnel, Pyrex tapered stopper, PTFE stopcock , Separatory Glass Funnels |  | Corning, 66402-250,22,250 mL,4,10 mm × 65 mm , below stopcock,311 mm | , |  |  | Corning, 66402-250,22,250 mL,4,10 mm × 65 mm , below stopcock,311 mm
,funnel capacity 500 mL,,,,, | CLS66402500 |  | Aldrich | PYREXPLUS ® Squibb separatory funnel, Pyrex ® tapered stopper, PTFE stopcock |  | ,,,, | Corning , Corning Funnels , Corning Separatory Filters , Glass Funnels , Glassware , Labware , Manufacturer Browser , PYREXPLUS Squibb separatory funnel, Pyrex tapered stopper, PTFE stopcock , Separatory Glass Funnels |  | Corning, 66402-500,27,500 mL,4,10 mm × 65 mm , below stopcock,355 mm | , |  |  | Corning, 66402-500,27,500 mL,4,10 mm × 65 mm , below stopcock,355 mm
,funnel capacity 1,000 mL,,,,, | CLS664021L |  | Aldrich | PYREXPLUS ® Squibb separatory funnel, Pyrex ® tapered stopper, PTFE stopcock |  | ,,,, | Corning , Corning Funnels , Corning Separatory Filters , Glass Funnels , Glassware , Labware , Manufacturer Browser , PYREXPLUS Squibb separatory funnel, Pyrex tapered stopper, PTFE stopcock , Separatory Glass Funnels |  | Corning, 66402-1L,27,1,000 mL,4,10 mm × 65 mm , below stopcock,392 mm | , |  |  | Corning, 66402-1L,27,1,000 mL,4,10 mm × 65 mm , below stopcock,392 mm
,funnel capacity 2,000 mL,,,,, | CLS664022L |  | Aldrich | PYREXPLUS ® Squibb separatory funnel, Pyrex ® tapered stopper, PTFE stopcock |  | ,,,, | Corning , Corning Funnels , Corning Separatory Filters , Glass Funnels , Glassware , Labware , Manufacturer Browser , PYREXPLUS Squibb separatory funnel, Pyrex tapered stopper, PTFE stopcock , Separatory Glass Funnels |  | Corning, 66402-2L,38 mm,2,000 mL,6,12 mm × 65 mm , below stopcock,496 mm | , |  |  | Corning, 66402-2L,38 mm,2,000 mL,6,12 mm × 65 mm , below stopcock,496 mm
,PE stopper, PTFE stopcock, capacity 60 mL,,,,, | CLS640460 |  | Aldrich | Pyrex ® Squibb separatory funnel, PE stopper, PTFE stopcock |  | ,,,, | Corning , Corning Funnels , Corning Separatory Filters , Glass Funnels , Glassware , Labware , Manufacturer Browser , Pyrex Squibb separatory funnel, PE stopper, PTFE stopcock , Separatory Glass Funnels |  | 16,Corning, 6404-60,60 mL,2 | , |  |  | 16,Corning, 6404-60,60 mL,2
,PE stopper, PTFE stopcock, capacity 125 mL,,,,, | CLS6404125 |  | Aldrich | Pyrex ® Squibb separatory funnel, PE stopper, PTFE stopcock |  | ,,,, | Corning , Corning Funnels , Corning Separatory Filters , Glass Funnels , Glassware , Labware , Manufacturer Browser , Pyrex Squibb separatory funnel, PE stopper, PTFE stopcock , Separatory Glass Funnels |  | 22,Corning, 6404-125,125 mL,2 | , |  |  | 22,Corning, 6404-125,125 mL,2
,PE stopper, PTFE stopcock, capacity 250 mL,,,,, | CLS6404250 |  | Aldrich | Pyrex ® Squibb separatory funnel, PE stopper, PTFE stopcock |  | ,,,, | Corning , Corning Funnels , Corning Separatory Filters , Glass Funnels , Glassware , Labware , Manufacturer Browser , Pyrex Squibb separatory funnel, PE stopper, PTFE stopcock , Separatory Glass Funnels |  | 22,Corning, 6404-250,250 mL,4 | , |  |  | 22,Corning, 6404-250,250 mL,4
,PE stopper, PTFE stopcock, capacity 500 mL,,,,, | CLS6404500 |  | Aldrich | Pyrex ® Squibb separatory funnel, PE stopper, PTFE stopcock |  | ,,,, | Corning , Corning Funnels , Corning Separatory Filters , Glass Funnels , Glassware , Labware , Manufacturer Browser , Pyrex Squibb separatory funnel, PE stopper, PTFE stopcock , Separatory Glass Funnels |  | 27,Corning, 6404-500,500 mL,4 | , |  |  | 27,Corning, 6404-500,500 mL,4
,PE stopper, PTFE stopcock, capacity 1,000 mL,,,,, | CLS64041L |  | Aldrich | Pyrex ® Squibb separatory funnel, PE stopper, PTFE stopcock |  | ,,,, | Corning , Corning Funnels , Corning Separatory Filters , Glass Funnels , Glassware , Labware , Manufacturer Browser , Pyrex Squibb separatory funnel, PE stopper, PTFE stopcock , Separatory Glass Funnels |  | 27,Corning, 6404-1L,1,000 mL,4 | , |  |  | 27,Corning, 6404-1L,1,000 mL,4
,PE stopper, PTFE stopcock, capacity 2,000 mL,,,,, | CLS64042L |  | Aldrich | Pyrex ® Squibb separatory funnel, PE stopper, PTFE stopcock |  | ,,,, | Corning , Corning Funnels , Corning Separatory Filters , Glass Funnels , Glassware , Labware , Manufacturer Browser , Pyrex Squibb separatory funnel, PE stopper, PTFE stopcock , Separatory Glass Funnels |  | 38,Corning, 6404-2L,2,000 mL,6 | , |  |  | 38,Corning, 6404-2L,2,000 mL,6
,capacity 30 mL,,,,, | CLS640030 |  | Aldrich | Pyrex ® Squibb separatory funnel, Pyrex ® jointed stopper, jointed stopcock |  | ,,,, | Corning , Corning Funnels , Corning Separatory Filters , Glass Funnels , Glassware , Labware , Manufacturer Browser , Pyrex Squibb separatory funnel, Pyrex jointed stopper, jointed stopcock , Separatory Glass Funnels |  | Corning, 6400-30,30 mL,9,2,10 mm × 65 mm , below stopcock,40 mm,216 mm | , |  |  | Corning, 6400-30,30 mL,9,2,10 mm × 65 mm , below stopcock,40 mm,216 mm
,capacity 125 mL,,,,, | CLS6400125 |  | Aldrich | Pyrex ® Squibb separatory funnel, Pyrex ® jointed stopper, jointed stopcock |  | ,,,, | Corning , Corning Funnels , Corning Separatory Filters , Glass Funnels , Glassware , Labware , Manufacturer Browser , Pyrex Squibb separatory funnel, Pyrex jointed stopper, jointed stopcock , Separatory Glass Funnels |  | Corning, 6400-125,125 mL,22,2,10 mm × 65 mm , below stopcock,60 mm,279 mm | , |  |  | Corning, 6400-125,125 mL,22,2,10 mm × 65 mm , below stopcock,60 mm,279 mm
,capacity 250 mL,,,,, | CLS6400250 |  | Aldrich | Pyrex ® Squibb separatory funnel, Pyrex ® jointed stopper, jointed stopcock |  | ,,,, | Corning , Corning Funnels , Corning Separatory Filters , Glass Funnels , Glassware , Labware , Manufacturer Browser , Pyrex Squibb separatory funnel, Pyrex jointed stopper, jointed stopcock , Separatory Glass Funnels |  | Corning, 6400-250,250 mL,22,2,10 mm × 65 mm , below stopcock,77 mm,311 mm | , |  |  | Corning, 6400-250,250 mL,22,2,10 mm × 65 mm , below stopcock,77 mm,311 mm
,capacity 500 mL,,,,, | CLS6400500 |  | Aldrich | Pyrex ® Squibb separatory funnel, Pyrex ® jointed stopper, jointed stopcock |  | ,,,, | Corning , Corning Funnels , Corning Separatory Filters , Glass Funnels , Glassware , Labware , Manufacturer Browser , Pyrex Squibb separatory funnel, Pyrex jointed stopper, jointed stopcock , Separatory Glass Funnels |  | Corning, 6400-500,500 mL,27,4,10 mm × 65 mm , below stopcock,98 mm,354 mm | , |  |  | Corning, 6400-500,500 mL,27,4,10 mm × 65 mm , below stopcock,98 mm,354 mm
,capacity 1,000 mL,,,,, | CLS64001L |  | Aldrich | Pyrex ® Squibb separatory funnel, Pyrex ® jointed stopper, jointed stopcock |  | ,,,, | Corning , Corning Funnels , Corning Separatory Filters , Glass Funnels , Glassware , Labware , Manufacturer Browser , Pyrex Squibb separatory funnel, Pyrex jointed stopper, jointed stopcock , Separatory Glass Funnels |  | Corning, 6400-1L,1,000 mL,27,4,10 mm × 65 mm , below stopcock,119 mm,392 mm | , |  |  | Corning, 6400-1L,1,000 mL,27,4,10 mm × 65 mm , below stopcock,119 mm,392 mm
,capacity 2,000 mL,,,,, | CLS64002L |  | Aldrich | Pyrex ® Squibb separatory funnel, Pyrex ® jointed stopper, jointed stopcock |  | ,,,, | Corning , Corning Funnels , Corning Separatory Filters , Glass Funnels , Glassware , Labware , Manufacturer Browser , Pyrex Squibb separatory funnel, Pyrex jointed stopper, jointed stopcock , Separatory Glass Funnels |  | Corning, 6400-2L,2,000 mL,38,6,12 mm × 65 mm , below stopcock,152 mm,496 mm | , |  |  | Corning, 6400-2L,2,000 mL,38,6,12 mm × 65 mm , below stopcock,152 mm,496 mm
,capacity 4,000 mL,,,,, | CLS64004L |  | Aldrich | Pyrex ® Squibb separatory funnel, Pyrex ® jointed stopper, jointed stopcock |  | ,,,, | Corning , Corning Funnels , Corning Separatory Filters , Glass Funnels , Glassware , Labware , Manufacturer Browser , Pyrex Squibb separatory funnel, Pyrex jointed stopper, jointed stopcock , Separatory Glass Funnels |  | Corning, 6400-4L,4,000 mL,38,8,14 mm × 65 mm , below stopcock,206 mm,629 mm | , |  |  | Corning, 6400-4L,4,000 mL,38,8,14 mm × 65 mm , below stopcock,206 mm,629 mm
,capacity 60 mL,,,,, | CLS640260 |  | Aldrich | Pyrex ® Squibb separatory funnel, Pyrex jointed stopper, PTFE stopcock |  | ,,,, | Corning , Corning Funnels , Corning Separatory Filters , Glass Funnels , Glassware , Labware , Manufacturer Browser , Pyrex Squibb separatory funnel, Pyrex jointed stopper, PTFE stopcock , Separatory Glass Funnels |  | Corning, 6402-60,60 mL,16,2,10 mm × 65 mm,225 mm | , |  |  | Corning, 6402-60,60 mL,16,2,10 mm × 65 mm,225 mm
,capacity 125 mL,,,,, | CLS6402125 |  | Aldrich | Pyrex ® Squibb separatory funnel, Pyrex jointed stopper, PTFE stopcock |  | ,,,, | Corning , Corning Funnels , Corning Separatory Filters , Glass Funnels , Glassware , Labware , Manufacturer Browser , Pyrex Squibb separatory funnel, Pyrex jointed stopper, PTFE stopcock , Separatory Glass Funnels |  | Corning, 6402-125,125 mL,22,2,10 mm × 65 mm,280 mm | , |  |  | Corning, 6402-125,125 mL,22,2,10 mm × 65 mm,280 mm
,capacity 250 mL,,,,, | CLS6402250 |  | Aldrich | Pyrex ® Squibb separatory funnel, Pyrex jointed stopper, PTFE stopcock |  | ,,,, | Corning , Corning Funnels , Corning Separatory Filters , Glass Funnels , Glassware , Labware , Manufacturer Browser , Pyrex Squibb separatory funnel, Pyrex jointed stopper, PTFE stopcock , Separatory Glass Funnels |  | Corning, 6402-250,250 mL,22,4,10 mm × 65 mm,311 mm | , |  |  | Corning, 6402-250,250 mL,22,4,10 mm × 65 mm,311 mm
,capacity 500 mL,,,,, | CLS6402500 |  | Aldrich | Pyrex ® Squibb separatory funnel, Pyrex jointed stopper, PTFE stopcock |  | ,,,, | Corning , Corning Funnels , Corning Separatory Filters , Glass Funnels , Glassware , Labware , Manufacturer Browser , Pyrex Squibb separatory funnel, Pyrex jointed stopper, PTFE stopcock , Separatory Glass Funnels |  | Corning, 6402-500,500 mL,27,4,10 mm × 65 mm,355 mm | , |  |  | Corning, 6402-500,500 mL,27,4,10 mm × 65 mm,355 mm
,capacity 1,000 mL,,,,, | CLS64021L |  | Aldrich | Pyrex ® Squibb separatory funnel, Pyrex jointed stopper, PTFE stopcock |  | ,,,, | Corning , Corning Funnels , Corning Separatory Filters , Glass Funnels , Glassware , Labware , Manufacturer Browser , Pyrex Squibb separatory funnel, Pyrex jointed stopper, PTFE stopcock , Separatory Glass Funnels |  | Corning, 6402-1L,1,000 mL,27,4,10 mm × 65 mm,392 mm | , |  |  | Corning, 6402-1L,1,000 mL,27,4,10 mm × 65 mm,392 mm
,capacity 2,000 mL,,,,, | CLS64022L |  | Aldrich | Pyrex ® Squibb separatory funnel, Pyrex jointed stopper, PTFE stopcock |  | ,,,, | Corning , Corning Funnels , Corning Separatory Filters , Glass Funnels , Glassware , Labware , Manufacturer Browser , Pyrex Squibb separatory funnel, Pyrex jointed stopper, PTFE stopcock , Separatory Glass Funnels |  | Corning, 6402-2L,2,000 mL,38,6,12 mm × 65 mm,496 mm | , |  |  | Corning, 6402-2L,2,000 mL,38,6,12 mm × 65 mm,496 mm
,size 500 mL,,,,, | CLS6302500 |  | Aldrich | Pyrex ® Squibb separatory funnel, ST stopper, Rotaflo ® stopcock |  | ,,,, | Corning , Corning Funnels , Corning Separatory Filters , Glass Funnels , Glassware , Labware , Manufacturer Browser , Pyrex Squibb separatory funnel, ST stopper, Rotaflo stopcock , Separatory Glass Funnels |  | Corning, 6302-500,27,385 mm,GP-6,98 mm,500 mL | , |  |  | Corning, 6302-500,27,385 mm,GP-6,98 mm,500 mL
,capacity 50 mL, Joint: ST/NS 14/23,,,,, | Z304239 |  | Aldrich | Quickfit ® separating funnels |  | ,,,, | Funnels , Glass Funnels , Glassware , Labware , Separatory Funnels , Separatory Glass Funnels |  | Joint: ST/NS14/23,50 mL,not available in USA and Canada,Quickfit, D 2/11 | , |  |  | Joint: ST/NS14/23,50 mL,not available in USA and Canada,Quickfit, D 2/11
,with quartz well,,,,, | Z214558 |  | Aldrich | Micro photochemical reaction assembly |  | ,,,, | Ace , Ace Photochemistry , Glass Photochemical Supplies , Glassware , Labware , Manufacturer Browser , Micro reactor and accessories |  | not available in EU,Ace Glass 788060,CE compliant: No,not available in Canada | , |  |  | not available in EU,Ace Glass 788060,CE compliant: No,not available in Canada
,borosilicate glass, #25 Ace-Thred, joint side Joint: 14/10,,,,, | Z214574 |  | Aldrich | Micro photochemical reactor body |  | ,,,, | Ace , Ace Photochemistry , Glass Photochemical Supplies , Glassware , Labware , Manufacturer Browser , Micro reactor and accessories |  | side Joint: joint14/10,#25 Ace-Thred,borosilicate glass,Ace Glass 788020 | , |  |  | side Joint: joint14/10,#25 Ace-Thred,borosilicate glass,Ace Glass 788020
,Nylon Ace-Thred #25,,,,, | Z158747 |  | Aldrich | Micro photochemical reactor bushing |  | ,,,, | Ace , Ace Photochemistry , Glass Photochemical Supplies , Glassware , Labware , Manufacturer Browser , Micro reactor and accessories |  | Ace Glass 750610 | , |  |  | Ace Glass 750610
,output5.5 watts,,,,, | Z214612 |  | Aldrich | Micro photochemical reactor UV lamp |  | ,,,, | Ace , Ace Photochemistry , Glass Photochemical Supplies , Glassware , Labware , Manufacturer Browser , Micro reactor and accessories |  | not available in EU,Ace Glass 1213208,not available in Canada,CE compliant: No,5.5 watts | , |  |  | not available in EU,Ace Glass 1213208,not available in Canada,CE compliant: No,5.5 watts
,AC input 115 V,,,,, | Z214620 |  | Aldrich | Micro photochemical reactor UV power supply |  | ,,,, | Ace , Ace Photochemistry , Glass Photochemical Supplies , Glassware , Labware , Manufacturer Browser , Micro reactor and accessories |  | not available in EU,Ace Glass 1213230,CE compliant: No,not available in Canada | , |  |  | not available in EU,Ace Glass 1213230,CE compliant: No,not available in Canada
,borosilicate glass, pkg of 1 ea,,,,, | Z557072 |  | Aldrich | Aldrich ® sublimation head, for Z221163 |  | ,,,, | Aldrich , Aldrich Sublimation , Aldrich sublimation apparatus and accessories , Glass Sublimation Supplies , Glassware , Labware , Manufacturer Browser |  | pkg of 1 ea,borosilicate glass | , |  |  | pkg of 1 ea,borosilicate glass
,borosilicate glass, pkg of 1 ea,,,,, | Z557056 |  | Aldrich | Aldrich ® sublimation head, for Z221171 |  | ,,,, | Aldrich , Aldrich Sublimation , Aldrich sublimation apparatus and accessories , Glass Sublimation Supplies , Glassware , Labware , Manufacturer Browser |  | pkg of 1 ea,borosilicate glass | , |  |  | pkg of 1 ea,borosilicate glass
,includes hardware,,,,, | Z557080 |  | Aldrich | Aldrich ® sublimation reservoir, for Z221163 |  | ,,,, | Aldrich , Aldrich Sublimation , Aldrich sublimation apparatus and accessories , Glass Sublimation Supplies , Glassware , Labware , Manufacturer Browser |  |  | ,
,includes hardware,,,,, | Z557064 |  | Aldrich | Aldrich ® sublimation resevoir, for Z221171 |  | ,,,, | Aldrich , Aldrich Sublimation , Aldrich sublimation apparatus and accessories , Glass Sublimation Supplies , Glassware , Labware , Manufacturer Browser |  | 26 mm , cylinder | , |  |  | 26 mm , cylinder
,O.D. × L 25 mm × 200 mm, 50.0 mL volume, accuracy: 0.4 mL,,,,, | CLS795225 |  | Aldrich | Pyrex ® Lifetime Red ™ graduated tube |  | ,,,, | Corning , Corning Centrifuge Tubes , Corning Glass Centrifuge Tubes , Corning Tubes , Glass Test Tubes , Glass Tubes , Glassware , Labware , Manufacturer Browser , Pyrex Glass Centrifuge Tubes |  | Corning, 7952-25,50.0 mL volume, accuracy: 0.4 mL,25 mm × 200 mm | , |  |  | Corning, 7952-25,50.0 mL volume, accuracy: 0.4 mL,25 mm × 200 mm
,capacity 3 mL,,,,, | CLS980010 |  | Aldrich | Pyrex ® test tubes, beaded rim |  | ,,,, | Corning , Corning Test-Tubes , Corning Tubes , Glass Test Tubes , Glass Tubes , Glassware , Labware , Manufacturer Browser , Tubes |  | Corning, 9800-10,3 mL,10 mm × 75 mm | , |  |  | Corning, 9800-10,3 mL,10 mm × 75 mm
,capacity 5 mL,,,,, | CLS980012 |  | Aldrich | Pyrex ® test tubes, beaded rim |  | ,,,, | Corning , Corning Test-Tubes , Corning Tubes , Glass Test Tubes , Glass Tubes , Glassware , Labware , Manufacturer Browser , Tubes |  | Corning, 9800-12,5 mL,12 mm × 75 mm | , |  |  | Corning, 9800-12,5 mL,12 mm × 75 mm
,capacity 9 mL,,,,, | CLS980013 |  | Aldrich | Pyrex ® test tubes, beaded rim |  | ,,,, | Corning , Corning Test-Tubes , Corning Tubes , Glass Test Tubes , Glass Tubes , Glassware , Labware , Manufacturer Browser , Tubes |  | Corning, 9800-13,9 mL,13 mm × 100 mm | , |  |  | Corning, 9800-13,9 mL,13 mm × 100 mm
,capacity 14 mL,,,,, | CLS980015 |  | Aldrich | Pyrex ® test tubes, beaded rim |  | ,,,, | Corning , Corning Test-Tubes , Corning Tubes , Glass Test Tubes , Glass Tubes , Glassware , Labware , Manufacturer Browser , Tubes |  | Corning, 9800-15,14 mL,15 mm × 125 mm | , |  |  | Corning, 9800-15,14 mL,15 mm × 125 mm
,capacity 20 mL,,,,, | CLS980016 |  | Aldrich | Pyrex ® test tubes, beaded rim |  | ,,,, | Corning , Corning Test-Tubes , Corning Tubes , Glass Test Tubes , Glass Tubes , Glassware , Labware , Manufacturer Browser , Tubes |  | Corning, 9800-16,20 mL,16 mm × 150 mm | , |  |  | Corning, 9800-16,20 mL,16 mm × 150 mm
,capacity 27 mL,,,,, | CLS980018 |  | Aldrich | Pyrex ® test tubes, beaded rim |  | ,,,, | Corning , Corning Test-Tubes , Corning Tubes , Glass Test Tubes , Glass Tubes , Glassware , Labware , Manufacturer Browser , Tubes |  | Corning, 9800-18,27 mL,18 mm × 150 mm | , |  |  | Corning, 9800-18,27 mL,18 mm × 150 mm
,capacity 34 mL,,,,, | CLS980020 |  | Aldrich | Pyrex ® test tubes, beaded rim |  | ,,,, | Corning , Corning Test-Tubes , Corning Tubes , Glass Test Tubes , Glass Tubes , Glassware , Labware , Manufacturer Browser , Tubes |  | Corning, 9800-20,34 mL,20 mm × 150 mm | , |  |  | Corning, 9800-20,34 mL,20 mm × 150 mm
,capacity 55 mL,,,,, | CLS980025 |  | Aldrich | Pyrex ® test tubes, beaded rim |  | ,,,, | Corning , Corning Test-Tubes , Corning Tubes , Glass Test Tubes , Glass Tubes , Glassware , Labware , Manufacturer Browser , Tubes |  | Corning, 9800-25,55 mL,25 mm × 150 mm | , |  |  | Corning, 9800-25,55 mL,25 mm × 150 mm
,capacity 70 mL,,,,, | CLS980025X |  | Aldrich | Pyrex ® test tubes, beaded rim |  | ,,,, | Corning , Corning Test-Tubes , Corning Tubes , Glass Test Tubes , Glass Tubes , Glassware , Labware , Manufacturer Browser , Tubes |  | Corning, 9800-25X,70 mL,25 mm × 200 mm | , |  |  | Corning, 9800-25X,70 mL,25 mm × 200 mm
,pkg of 1 ea,,,,, | Z170658 |  | Aldrich | Aldrich ® glass mercury trap |  | ,,,, | Aldrich , Aldrich Vacuum , Aldrich Vacuum Traps , Chemistry Equipment and Labware , Glass Vacuum Gauges and Manometers , Glass mercury trap , Glassware , Labware , Manufacturer Browser , Mercury trap , Vacuum Equipment , Vacuum Gauges and Manometers |  | pkg of 1 ea | , |  |  | pkg of 1 ea
,0-1 mmHg pressure,,,,, | Z180920 |  | Aldrich | Ace auto-zero McLeod vacuum gauges |  | ,,,, | Ace , Ace McLeod gauge , Ace Vacuum , Chemistry Equipment and Labware , Glass Vacuum Gauges and Manometers , Glassware , Labware , Manufacturer Browser , McLeod vacuum gauges , Vacuum Equipment , Vacuum Gauges and Manometers |  | Ace Glass 872547,0-1 mmHg pressure | , |  |  | Ace Glass 872547,0-1 mmHg pressure
,0-5 mmHg pressure,,,,, | Z180939 |  | Aldrich | Ace auto-zero McLeod vacuum gauges |  | ,,,, | Ace , Ace McLeod gauge , Ace Vacuum , Chemistry Equipment and Labware , Glass Vacuum Gauges and Manometers , Glassware , Labware , Manufacturer Browser , McLeod vacuum gauges , Vacuum Equipment , Vacuum Gauges and Manometers |  | Ace Glass 872549,0-5 mmHg pressure | , |  |  | Ace Glass 872549,0-5 mmHg pressure
,0-10 mmHg pressure,,,,, | Z180947 |  | Aldrich | Ace auto-zero McLeod vacuum gauges |  | ,,,, | Ace , Ace McLeod gauge , Ace Vacuum , Chemistry Equipment and Labware , Glass Vacuum Gauges and Manometers , Glassware , Labware , Manufacturer Browser , McLeod vacuum gauges , Vacuum Equipment , Vacuum Gauges and Manometers |  | Ace Glass 872551,0-10 mmHg pressure | , |  |  | Ace Glass 872551,0-10 mmHg pressure
,pressure 0-5 mmHg,,,,, | Z126047 |  | Aldrich | Ace McLeod vacuum gauge |  | ,,,, | Ace , Ace McLeod gauge , Ace Vacuum , Chemistry Equipment and Labware , Glass Vacuum Gauges and Manometers , Glassware , Labware , Manufacturer Browser , McLeod vacuum gauges , Vacuum Equipment , Vacuum Gauges and Manometers |  | Ace Glass 872805,0-5 mmHg | , |  |  | Ace Glass 872805,0-5 mmHg
,pressure 0-10 mmHg,,,,, | Z126055 |  | Aldrich | Ace McLeod vacuum gauge |  | ,,,, | Ace , Ace McLeod gauge , Ace Vacuum , Chemistry Equipment and Labware , Glass Vacuum Gauges and Manometers , Glassware , Labware , Manufacturer Browser , McLeod vacuum gauges , Vacuum Equipment , Vacuum Gauges and Manometers |  | Ace Glass 872807,0-10 mmHg | , |  |  | Ace Glass 872807,0-10 mmHg
,pressure 0-15 mmHg,,,,, | Z126063 |  | Aldrich | Ace McLeod vacuum gauge |  | ,,,, | Ace , Ace McLeod gauge , Ace Vacuum , Chemistry Equipment and Labware , Glass Vacuum Gauges and Manometers , Glassware , Labware , Manufacturer Browser , McLeod vacuum gauges , Vacuum Equipment , Vacuum Gauges and Manometers |  | Ace Glass 872809,0-15 mmHg | , |  |  | Ace Glass 872809,0-15 mmHg
,McLeod gauge (Oil swivel),,,,, | Z421022 |  | Aldrich | Aldrich ® swivel McLeod vacuum gauge |  | ,,,, | Aldrich , Aldrich Vacuum , Aldrich Vacuum Gauges , Aldrich swivel McLeod gauge , Chemical Synthesis , Chemistry Equipment and Labware , Glass Vacuum Gauges and Manometers , Glassware , Greener Alternatives and Technologies , Labware , Manufacturer Browser , McLeod Vacuum Gauges , McLeod vacuum gauges , Mercury-free , Vacuum Equipment , Vacuum Gauges and Manometers |  | 0-1 torr, in 0.02 torr div.,Square root scale: 1 millitorr to 1 torr | , |  |  | 0-1 torr, in 0.02 torr div.,Square root scale: 1 millitorr to 1 torr
,McLeod gauge (Mercury swivel),,,,, | Z407496 |  | Aldrich | Aldrich ® swivel McLeod vacuum gauge |  | ,,,, | Aldrich , Aldrich Vacuum , Aldrich Vacuum Gauges , Aldrich swivel McLeod gauge , Chemistry Equipment and Labware , Glass Vacuum Gauges and Manometers , Glassware , Labware , Manufacturer Browser , McLeod vacuum gauges , Vacuum Equipment , Vacuum Gauges and Manometers |  | 0-5 mm, in 0.1mm div.,Square root scale: 2μm to 5mm | , |  |  | 0-5 mm, in 0.1mm div.,Square root scale: 2μm to 5mm
,replacement parts kit,,,,, | Z557765 |  | Aldrich | Aldrich ® swivel McLeod vacuum gauge |  | ,,,, | Aldrich , Aldrich Vacuum , Aldrich Vacuum Gauges , Chemical Synthesis , Glass Vacuum Gauges and Manometers , Glassware , Greener Alternatives and Technologies , Labware , Manufacturer Browser , McLeod Vacuum Gauges , McLeod vacuum gauges , Mercury-free |  |  | ,
,0-15 mmHg pressure,,,,, | Z157880 |  | Aldrich | Scale for Ace McLeod vacuum gauge |  | ,,,, | Ace McLeod gauge , Chemistry Equipment and Labware , Glass Vacuum Gauges and Manometers , Glassware , Labware , Scale for McLeod gauges , Vacuum Equipment , Vacuum Gauges and Manometers |  | Ace Glass 872636,0-15 mmHg pressure | , |  |  | Ace Glass 872636,0-15 mmHg pressure
,positions, 3,,,,, | Z244015 |  | Aldrich | ACE Manifold with threaded stopcocks |  | ,,,, | Ace , Ace Vacuum , Ace Vacuum Manifolds , Ace manifolds , Chemistry Equipment and Labware , Glass Vacuum Manifolds , Glassware , Labware , Manufacturer Browser , Vacuum Equipment , Vacuum Manifolds |  | Ace Glass 872950,positions 3 | , |  |  | Ace Glass 872950,positions 3
,positions, 5,,,,, | Z244023 |  | Aldrich | ACE Manifold with threaded stopcocks |  | ,,,, | Ace , Ace Vacuum , Ace Vacuum Manifolds , Ace manifolds , Chemistry Equipment and Labware , Glass Vacuum Manifolds , Glassware , Labware , Manufacturer Browser , Vacuum Equipment , Vacuum Manifolds |  | Ace Glass 872954,positions 5 | , |  |  | Ace Glass 872954,positions 5
,#15 Ace-Threds,,,,, | Z286079 |  | Aldrich | Ace vacuum manifold system |  | ,,,, | Ace , Ace Vacuum , Ace Vacuum Manifolds , Ace manifolds , Chemistry Equipment and Labware , Glass Vacuum Manifolds , Glassware , Labware , Manufacturer Browser , Vacuum Equipment , Vacuum Manifolds |  | Ace Glass | , |  |  | Ace Glass
,positions, 3,,,,, | Z277118 |  | Aldrich | Ace vacuum manifold with Firestone valve |  | ,,,, | Ace , Ace Vacuum , Ace manifolds , Glass Vacuum Manifolds , Glassware , Labware , Manufacturer Browser |  | Ace Glass 876513,positions 3 | , |  |  | Ace Glass 876513,positions 3
,positions, 4,,,,, | Z277126 |  | Aldrich | Ace vacuum manifold with Firestone valve |  | ,,,, | Ace , Ace Vacuum , Ace manifolds , Glass Vacuum Manifolds , Glassware , Labware , Manufacturer Browser |  | Ace Glass 876527,positions 4 | , |  |  | Ace Glass 876527,positions 4
,positions, 5,,,,, | Z277134 |  | Aldrich | Ace vacuum manifold with Firestone valve |  | ,,,, | Ace , Ace Vacuum , Ace manifolds , Glass Vacuum Manifolds , Glassware , Labware , Manufacturer Browser |  | Ace Glass 876534,positions 5 | , |  |  | Ace Glass 876534,positions 5
,positions, 3,,,,, | Z202681 |  | Aldrich | Aldrich ® dual bank manifold with glass stopcocks |  | ,,,, | Aldrich , Aldrich Dual Bank Vacuum manifold with Glass Stopcocks , Aldrich Vacuum , Aldrich Vacuum Manifolds , Chemistry Equipment and Labware , Dual Bank Vacuum Manifolds , Dual bank manifolds , Glass Vacuum Manifolds , Glassware , Labware , Manufacturer Browser , Vacuum Equipment , Vacuum Manifolds |  | positions 3,300 mm | , |  |  | positions 3,300 mm
,positions, 4,,,,, | Z202703 |  | Aldrich | Aldrich ® dual bank manifold with glass stopcocks |  | ,,,, | Aldrich , Aldrich Dual Bank Vacuum manifold with Glass Stopcocks , Aldrich Vacuum , Aldrich Vacuum Manifolds , Chemistry Equipment and Labware , Dual Bank Vacuum Manifolds , Dual bank manifolds , Glass Vacuum Manifolds , Glassware , Labware , Manufacturer Browser , Vacuum Equipment , Vacuum Manifolds |  | positions 4,400 mm | , |  |  | positions 4,400 mm
,positions, 5,,,,, | Z243574 |  | Aldrich | Aldrich ® dual bank manifold with glass stopcocks |  | ,,,, | Aldrich , Aldrich Dual Bank Vacuum manifold with Glass Stopcocks , Aldrich Vacuum , Aldrich Vacuum Manifolds , Chemistry Equipment and Labware , Dual Bank Vacuum Manifolds , Dual bank manifolds , Glass Vacuum Manifolds , Glassware , Labware , Manufacturer Browser , Vacuum Equipment , Vacuum Manifolds |  | positions 5,500 mm | , |  |  | positions 5,500 mm
,positions, 3,,,,, | Z202673 |  | Aldrich | Aldrich ® dual bank manifold with glass stopcocks and vacuum-gauge port |  | ,,,, | Aldrich , Aldrich Dual Bank Vacuum manifold with Glass Stopcocks , Aldrich Vacuum , Aldrich Vacuum Manifolds , Chemistry Equipment and Labware , Dual Bank Vacuum Manifolds , Dual bank manifolds , Glass Vacuum Manifolds , Glassware , Labware , Manufacturer Browser , Vacuum Equipment , Vacuum Manifolds |  | positions 3,300 mm | , |  |  | positions 3,300 mm
,positions, 4,,,,, | Z174432 |  | Aldrich | Aldrich ® dual bank manifold with glass stopcocks and vacuum-gauge port |  | ,,,, | Aldrich , Aldrich Dual Bank Vacuum manifold with Glass Stopcocks , Aldrich Vacuum , Aldrich Vacuum Manifolds , Chemistry Equipment and Labware , Dual Bank Vacuum Manifolds , Dual bank manifolds , Glass Vacuum Manifolds , Glassware , Labware , Manufacturer Browser , Vacuum Equipment , Vacuum Manifolds |  | positions 4,400 mm | , |  |  | positions 4,400 mm
,positions, 5,,,,, | Z243566 |  | Aldrich | Aldrich ® dual bank manifold with glass stopcocks and vacuum-gauge port |  | ,,,, | Aldrich , Aldrich Dual Bank Vacuum manifold with Glass Stopcocks , Aldrich Vacuum , Aldrich Vacuum Manifolds , Chemistry Equipment and Labware , Dual Bank Vacuum Manifolds , Dual bank manifolds , Glass Vacuum Manifolds , Glassware , Labware , Manufacturer Browser , Vacuum Equipment , Vacuum Manifolds |  | positions 5,500 mm | , |  |  | positions 5,500 mm
,standard manifold, positions, 3,,,,, | Z414131 |  | Aldrich | Aldrich ® dual bank manifold with high-vacuum PTFE valves |  | ,,,, | Aldrich , Aldrich Dual Bank Manifold with High-Vacuum PTFE Valves , Aldrich Vacuum , Aldrich Vacuum Manifolds , Chemistry Equipment and Labware , Dual Bank Vacuum Manifolds , Dual bank manifolds , Glass Vacuum Manifolds , Glassware , Labware , Manufacturer Browser , Vacuum Equipment , Vacuum Manifolds |  | positions 3,300 mm | , |  |  | positions 3,300 mm
,standard manifold, positions, 4,,,,, | Z414158 |  | Aldrich | Aldrich ® dual bank manifold with high-vacuum PTFE valves |  | ,,,, | Aldrich , Aldrich Dual Bank Manifold with High-Vacuum PTFE Valves , Aldrich Vacuum , Aldrich Vacuum Manifolds , Chemistry Equipment and Labware , Dual Bank Vacuum Manifolds , Dual bank manifolds , Glass Vacuum Manifolds , Glassware , Labware , Manufacturer Browser , Vacuum Equipment , Vacuum Manifolds |  | positions 4,400 mm | , |  |  | positions 4,400 mm
,standard manifold, positions, 5,,,,, | Z414166 |  | Aldrich | Aldrich ® dual bank manifold with high-vacuum PTFE valves |  | ,,,, | Aldrich , Aldrich Dual Bank Manifold with High-Vacuum PTFE Valves , Aldrich Vacuum , Aldrich Vacuum Manifolds , Chemistry Equipment and Labware , Dual Bank Vacuum Manifolds , Dual bank manifolds , Glass Vacuum Manifolds , Glassware , Labware , Manufacturer Browser , Vacuum Equipment , Vacuum Manifolds |  | positions 5,500 mm | , |  |  | positions 5,500 mm
,manifold with vacuum-gauge port, positions, 3,,,,, | Z415626 |  | Aldrich | Aldrich ® dual bank manifold with high-vacuum PTFE valves |  | ,,,, | Aldrich , Aldrich Dual Bank Manifold with High-Vacuum PTFE Valves , Aldrich Vacuum , Aldrich Vacuum Manifolds , Chemistry Equipment and Labware , Dual Bank Vacuum Manifolds , Dual bank manifolds , Glass Vacuum Manifolds , Glassware , Labware , Manufacturer Browser , Vacuum Equipment , Vacuum Manifolds |  | positions 3,300 mm | , |  |  | positions 3,300 mm
,manifold with vacuum-gauge port, positions, 4,,,,, | Z415634 |  | Aldrich | Aldrich ® dual bank manifold with high-vacuum PTFE valves |  | ,,,, | Aldrich , Aldrich Dual Bank Manifold with High-Vacuum PTFE Valves , Aldrich Vacuum , Aldrich Vacuum Manifolds , Chemistry Equipment and Labware , Dual Bank Vacuum Manifolds , Dual bank manifolds , Glass Vacuum Manifolds , Glassware , Labware , Manufacturer Browser , Vacuum Equipment , Vacuum Manifolds |  | positions 4,400 mm | , |  |  | positions 4,400 mm
,manifold with vacuum-gauge port, positions, 5,,,,, | Z415642 |  | Aldrich | Aldrich ® dual bank manifold with high-vacuum PTFE valves |  | ,,,, | Aldrich , Aldrich Dual Bank Manifold with High-Vacuum PTFE Valves , Aldrich Vacuum , Aldrich Vacuum Manifolds , Chemistry Equipment and Labware , Dual Bank Vacuum Manifolds , Dual bank manifolds , Glass Vacuum Manifolds , Glassware , Labware , Manufacturer Browser , Vacuum Equipment , Vacuum Manifolds |  | positions 5,500 mm | , |  |  | positions 5,500 mm
,threaded ST/NS: 45/50 joint, glass stopcock, with two hose barbs,,,,, | Z174254 |  | Aldrich | Catalyst tower |  | ,,,, | Aldrich , Aldrich Vacuum , Aldrich Vacuum Gas Drying Towers , Chemistry Equipment and Labware , Glass Vacuum Manifolds , Glassware , Inert Gas System , Labware , Manufacturer Browser , Typical Inert Gas System , Vacuum Equipment , Vacuum Manifolds |  | 580 mm,48 mm × 44 mm | , |  |  | 580 mm,48 mm × 44 mm
,Joint: ST/NS 45/50,,,,, | Z174246 |  | Aldrich | Drying tower |  | ,,,, | Aldrich , Aldrich Vacuum , Aldrich Vacuum Gas Drying Towers , Chemistry Equipment and Labware , Glass Vacuum Manifolds , Glassware , Inert Gas System , Labware , Manufacturer Browser , Typical Inert Gas System , Vacuum Equipment , Vacuum Manifolds |  | Joint: ST/NS45/50 | , |  |  | Joint: ST/NS45/50
,pkg of 1 ea,,,,, | Z173053 |  | Aldrich | Mineral-oil bubbler |  | ,,,, | Air-Sensitive Chemistry , Aldrich Air Sensitive , Aldrich Air Sensitive Schlenk-Type , Aldrich Air Sensitive Schlenk-Type Bubblers , Chemistry Equipment and Labware , Glass Vacuum Manifolds , Glassware , Inert Gas System , Labware , Typical Inert Gas System , Vacuum Equipment , Vacuum Manifolds |  | pkg of 1 ea | , |  |  | pkg of 1 ea
,positions, 3, Joint: ST/NS 14/20,,,,, | Z530662 |  | Aldrich | Aldrich ® vacuum manifold with joints |  | ,,,, | Aldrich , Aldrich Vacuum , Aldrich Vacuum Manifold with Joints , Aldrich Vacuum Manifolds , Chemistry Equipment and Labware , Glass Vacuum Manifolds , Glassware , Labware , Manifolds with joint , Manufacturer Browser , Vacuum Equipment , Vacuum Manifolds , Vacuum manifold with joints |  | Joint: ST/NS14/20,positions 3,300 mm | , |  |  | Joint: ST/NS14/20,positions 3,300 mm
,positions, 4, Joint: ST/NS 14/20,,,,, | Z530670 |  | Aldrich | Aldrich ® vacuum manifold with joints |  | ,,,, | Aldrich , Aldrich Vacuum , Aldrich Vacuum Manifold with Joints , Aldrich Vacuum Manifolds , Chemistry Equipment and Labware , Glass Vacuum Manifolds , Glassware , Labware , Manifolds with joint , Manufacturer Browser , Vacuum Equipment , Vacuum Manifolds , Vacuum manifold with joints |  | Joint: ST/NS14/20,positions 4,400 mm | , |  |  | Joint: ST/NS14/20,positions 4,400 mm
,positions, 5, Joint: ST/NS 14/20,,,,, | Z530689 |  | Aldrich | Aldrich ® vacuum manifold with joints |  | ,,,, | Aldrich , Aldrich Vacuum , Aldrich Vacuum Manifold with Joints , Aldrich Vacuum Manifolds , Chemistry Equipment and Labware , Glass Vacuum Manifolds , Glassware , Labware , Manifolds with joint , Manufacturer Browser , Vacuum Equipment , Vacuum Manifolds , Vacuum manifold with joints |  | Joint: ST/NS14/20,positions 5,500 mm | , |  |  | Joint: ST/NS14/20,positions 5,500 mm
,positions, 3, Joint: ST/NS 24/40,,,,, | Z530697 |  | Aldrich | Aldrich ® vacuum manifold with joints |  | ,,,, | Aldrich , Aldrich Vacuum , Aldrich Vacuum Manifold with Joints , Aldrich Vacuum Manifolds , Chemistry Equipment and Labware , Glass Vacuum Manifolds , Glassware , Labware , Manifolds with joint , Manufacturer Browser , Vacuum Equipment , Vacuum Manifolds , Vacuum manifold with joints |  | Joint: ST/NS24/40,positions 3,300 mm | , |  |  | Joint: ST/NS24/40,positions 3,300 mm
,positions, 4, Joint: ST/NS 24/40,,,,, | Z530700 |  | Aldrich | Aldrich ® vacuum manifold with joints |  | ,,,, | Aldrich , Aldrich Vacuum , Aldrich Vacuum Manifold with Joints , Aldrich Vacuum Manifolds , Chemistry Equipment and Labware , Glass Vacuum Manifolds , Glassware , Labware , Manifolds with joint , Manufacturer Browser , Vacuum Equipment , Vacuum Manifolds , Vacuum manifold with joints |  | Joint: ST/NS24/40,positions 4,400 mm | , |  |  | Joint: ST/NS24/40,positions 4,400 mm
,positions, 5, Joint: ST/NS 24/40,,,,, | Z530719 |  | Aldrich | Aldrich ® vacuum manifold with joints |  | ,,,, | Aldrich , Aldrich Vacuum , Aldrich Vacuum Manifold with Joints , Aldrich Vacuum Manifolds , Chemistry Equipment and Labware , Glass Vacuum Manifolds , Glassware , Labware , Manifolds with joint , Manufacturer Browser , Vacuum Equipment , Vacuum Manifolds , Vacuum manifold with joints |  | Joint: ST/NS24/40,positions 5,500 mm | , |  |  | Joint: ST/NS24/40,positions 5,500 mm
,positions, 3, Joint: ST/NS 29/32,,,,, | Z517526 |  | Aldrich | Aldrich ® vacuum manifold with joints |  | ,,,, | Aldrich , Aldrich Vacuum , Aldrich Vacuum Manifold with Joints , Aldrich Vacuum Manifolds , Chemistry Equipment and Labware , Glass Vacuum Manifolds , Glassware , Labware , Manifolds with joint , Manufacturer Browser , Vacuum Equipment , Vacuum Manifolds , Vacuum manifold with joints |  | Joint: ST/NS29/32,positions 3,300 mm | , |  |  | Joint: ST/NS29/32,positions 3,300 mm
,positions, 4, Joint: ST/NS 29/32,,,,, | Z517534 |  | Aldrich | Aldrich ® vacuum manifold with joints |  | ,,,, | Aldrich , Aldrich Vacuum , Aldrich Vacuum Manifold with Joints , Aldrich Vacuum Manifolds , Chemistry Equipment and Labware , Glass Vacuum Manifolds , Glassware , Labware , Manifolds with joint , Manufacturer Browser , Vacuum Equipment , Vacuum Manifolds , Vacuum manifold with joints |  | Joint: ST/NS29/32,positions 4,400 mm | , |  |  | Joint: ST/NS29/32,positions 4,400 mm
,positions, 5, Joint: ST/NS 29/32,,,,, | Z517542 |  | Aldrich | Aldrich ® vacuum manifold with joints |  | ,,,, | Aldrich , Aldrich Vacuum , Aldrich Vacuum Manifold with Joints , Aldrich Vacuum Manifolds , Chemistry Equipment and Labware , Glass Vacuum Manifolds , Glassware , Labware , Manifolds with joint , Manufacturer Browser , Vacuum Equipment , Vacuum Manifolds , Vacuum manifold with joints |  | Joint: ST/NS29/32,positions 5,500 mm | , |  |  | Joint: ST/NS29/32,positions 5,500 mm
,standard manifold, positions, 3,,,,, | Z532193 |  | Aldrich | Aldrich ® single bank manifolds with high-vacuum PTFE valves |  | ,,,, | Aldrich , Aldrich Single Bank Vacuum Manifolds with High-Vacuum PTFE Valves , Aldrich Vacuum , Aldrich Vacuum Manifolds , Chemistry Equipment and Labware , Glass Vacuum Manifolds , Glassware , Labware , Manufacturer Browser , Single Bank Vacuum Manifolds , Single bank manifolds , Vacuum Equipment , Vacuum Manifolds |  | positions 3,barb tip is 10 mm O.D. and tapers up to 14 mm,300 mm | , |  |  | positions 3,barb tip is 10 mm O.D. and tapers up to 14 mm,300 mm
,standard manifold, positions, 4,,,,, | Z532207 |  | Aldrich | Aldrich ® single bank manifolds with high-vacuum PTFE valves |  | ,,,, | Aldrich , Aldrich Single Bank Vacuum Manifolds with High-Vacuum PTFE Valves , Aldrich Vacuum , Aldrich Vacuum Manifolds , Chemistry Equipment and Labware , Glass Vacuum Manifolds , Glassware , Labware , Manufacturer Browser , Single Bank Vacuum Manifolds , Single bank manifolds , Vacuum Equipment , Vacuum Manifolds |  | positions 4,barb tip is 10 mm O.D. and tapers up to 14 mm,400 mm | , |  |  | positions 4,barb tip is 10 mm O.D. and tapers up to 14 mm,400 mm
,standard manifold, positions, 5,,,,, | Z532215 |  | Aldrich | Aldrich ® single bank manifolds with high-vacuum PTFE valves |  | ,,,, | Aldrich , Aldrich Single Bank Vacuum Manifolds with High-Vacuum PTFE Valves , Aldrich Vacuum , Aldrich Vacuum Manifolds , Chemistry Equipment and Labware , Glass Vacuum Manifolds , Glassware , Labware , Manufacturer Browser , Single Bank Vacuum Manifolds , Single bank manifolds , Vacuum Equipment , Vacuum Manifolds |  | positions 5,barb tip is 10 mm O.D. and tapers up to 14 mm,500 mm | , |  |  | positions 5,barb tip is 10 mm O.D. and tapers up to 14 mm,500 mm
,manifold with vacuum-gauge port, positions, 3,,,,, | Z532223 |  | Aldrich | Aldrich ® single bank manifolds with high-vacuum PTFE valves |  | ,,,, | Aldrich , Aldrich Single Bank Vacuum Manifolds with High-Vacuum PTFE Valves , Aldrich Vacuum , Aldrich Vacuum Manifolds , Chemistry Equipment and Labware , Glass Vacuum Manifolds , Glassware , Labware , Manufacturer Browser , Single Bank Vacuum Manifolds , Single bank manifolds , Vacuum Equipment , Vacuum Manifolds |  | positions 3,barb tip is 10 mm O.D. and tapers up to 14 mm,300 mm | , |  |  | positions 3,barb tip is 10 mm O.D. and tapers up to 14 mm,300 mm
,manifold with vacuum-gauge port, positions, 4,,,,, | Z532231 |  | Aldrich | Aldrich ® single bank manifolds with high-vacuum PTFE valves |  | ,,,, | Aldrich , Aldrich Single Bank Vacuum Manifolds with High-Vacuum PTFE Valves , Aldrich Vacuum , Aldrich Vacuum Manifolds , Chemistry Equipment and Labware , Glass Vacuum Manifolds , Glassware , Labware , Manufacturer Browser , Single Bank Vacuum Manifolds , Single bank manifolds , Vacuum Equipment , Vacuum Manifolds |  | positions 4,barb tip is 10 mm O.D. and tapers up to 14 mm,400 mm | , |  |  | positions 4,barb tip is 10 mm O.D. and tapers up to 14 mm,400 mm
,manifold with vacuum-gauge port, positions, 5,,,,, | Z532258 |  | Aldrich | Aldrich ® single bank manifolds with high-vacuum PTFE valves |  | ,,,, | Aldrich , Aldrich Single Bank Vacuum Manifolds with High-Vacuum PTFE Valves , Aldrich Vacuum , Aldrich Vacuum Manifolds , Chemistry Equipment and Labware , Glass Vacuum Manifolds , Glassware , Labware , Manufacturer Browser , Single Bank Vacuum Manifolds , Single bank manifolds , Vacuum Equipment , Vacuum Manifolds |  | positions 5,barb tip is 10 mm O.D. and tapers up to 14 mm,500 mm | , |  |  | positions 5,barb tip is 10 mm O.D. and tapers up to 14 mm,500 mm
,Standard manifold, positions, 3,,,,, | Z532134 |  | Aldrich | Aldrich ® single bank manifold with glass stopcocks |  | ,,,, | Aldrich , Aldrich Single Bank Manifold with Glass Stopcocks , Aldrich Vacuum , Aldrich Vacuum Manifolds , Chemistry Equipment and Labware , Glass Vacuum Manifolds , Glassware , Labware , Manufacturer Browser , Single Bank Vacuum Manifolds , Single bank manifolds , Vacuum Equipment , Vacuum Manifolds |  | positions 3,300 mm | , |  |  | positions 3,300 mm
,Standard manifold, positions, 4,,,,, | Z532142 |  | Aldrich | Aldrich ® single bank manifold with glass stopcocks |  | ,,,, | Aldrich , Aldrich Single Bank Manifold with Glass Stopcocks , Aldrich Vacuum , Aldrich Vacuum Manifolds , Chemistry Equipment and Labware , Glass Vacuum Manifolds , Glassware , Labware , Manufacturer Browser , Single Bank Vacuum Manifolds , Single bank manifolds , Vacuum Equipment , Vacuum Manifolds |  | positions 4,400 mm | , |  |  | positions 4,400 mm
,Standard manifold, positions, 5,,,,, | Z532150 |  | Aldrich | Aldrich ® single bank manifold with glass stopcocks |  | ,,,, | Aldrich , Aldrich Single Bank Manifold with Glass Stopcocks , Aldrich Vacuum , Aldrich Vacuum Manifolds , Chemistry Equipment and Labware , Glass Vacuum Manifolds , Glassware , Labware , Manufacturer Browser , Single Bank Vacuum Manifolds , Single bank manifolds , Vacuum Equipment , Vacuum Manifolds |  | positions 5,500 mm | , |  |  | positions 5,500 mm
,Manifold with vacuum-gauge port, positions, 3,,,,, | Z532169 |  | Aldrich | Aldrich ® single bank manifold with glass stopcocks |  | ,,,, | Aldrich , Aldrich Single Bank Manifold with Glass Stopcocks , Aldrich Vacuum , Aldrich Vacuum Manifolds , Chemistry Equipment and Labware , Glass Vacuum Manifolds , Glassware , Labware , Manufacturer Browser , Single Bank Vacuum Manifolds , Single bank manifolds , Vacuum Equipment , Vacuum Manifolds |  | positions 3,300 mm | , |  |  | positions 3,300 mm
,Manifold with vacuum-gauge port, positions, 4,,,,, | Z532177 |  | Aldrich | Aldrich ® single bank manifold with glass stopcocks |  | ,,,, | Aldrich , Aldrich Single Bank Manifold with Glass Stopcocks , Aldrich Vacuum , Aldrich Vacuum Manifolds , Chemistry Equipment and Labware , Glass Vacuum Manifolds , Glassware , Labware , Manufacturer Browser , Single Bank Vacuum Manifolds , Single bank manifolds , Vacuum Equipment , Vacuum Manifolds |  | positions 4,400 mm | , |  |  | positions 4,400 mm
,Manifold with vacuum-gauge port, positions, 5,,,,, | Z532185 |  | Aldrich | Aldrich ® single bank manifold with glass stopcocks |  | ,,,, | Aldrich , Aldrich Single Bank Manifold with Glass Stopcocks , Aldrich Vacuum , Aldrich Vacuum Manifolds , Chemistry Equipment and Labware , Glass Vacuum Manifolds , Glassware , Labware , Manufacturer Browser , Single Bank Vacuum Manifolds , Single bank manifolds , Vacuum Equipment , Vacuum Manifolds |  | positions 5,500 mm | , |  |  | positions 5,500 mm
,positions, 3, bore size 4 mm, glass stopcock,,,,, | Z561770 |  | Aldrich | Aldrich ® single bank manifold with 1 hose connection and 1 closed end |  | ,,,, | Aldrich , Aldrich Single Bank Vacuum Manifold with 1 Hose Connection and 1 Closed End , Aldrich Vacuum , Aldrich Vacuum Manifolds , Chemistry Equipment and Labware , Glass Vacuum Manifolds , Glassware , Labware , Manufacturer Browser , Single Bank Vacuum Manifolds , Single bank manifolds , Vacuum Equipment , Vacuum Manifolds |  | glass stopcock,4 mm,positions 3 | , |  |  | glass stopcock,4 mm,positions 3
,positions, 4, bore size 4 mm, glass stopcock,,,,, | Z561789 |  | Aldrich | Aldrich ® single bank manifold with 1 hose connection and 1 closed end |  | ,,,, | Aldrich , Aldrich Single Bank Vacuum Manifold with 1 Hose Connection and 1 Closed End , Aldrich Vacuum , Aldrich Vacuum Manifolds , Chemistry Equipment and Labware , Glass Vacuum Manifolds , Glassware , Labware , Manufacturer Browser , Single Bank Vacuum Manifolds , Single bank manifolds , Vacuum Equipment , Vacuum Manifolds |  | glass stopcock,4 mm,positions 4 | , |  |  | glass stopcock,4 mm,positions 4
,positions, 5, bore size 4 mm, glass stopcock,,,,, | Z561797 |  | Aldrich | Aldrich ® single bank manifold with 1 hose connection and 1 closed end |  | ,,,, | Aldrich , Aldrich Single Bank Vacuum Manifold with 1 Hose Connection and 1 Closed End , Aldrich Vacuum , Aldrich Vacuum Manifolds , Chemistry Equipment and Labware , Glass Vacuum Manifolds , Glassware , Labware , Manufacturer Browser , Single Bank Vacuum Manifolds , Single bank manifolds , Vacuum Equipment , Vacuum Manifolds |  | glass stopcock,4 mm,positions 5 | , |  |  | glass stopcock,4 mm,positions 5
,positions, 3, L 225 mm,,,,, | Z530727 |  | Aldrich | Space Saver vacuum manifold |  | ,,,, | Aldrich , Aldrich Space Saver Vacuum Manifold , Aldrich Vacuum , Aldrich Vacuum Manifolds , Chemistry Equipment and Labware , Glass Vacuum Manifolds , Glassware , Labware , Manufacturer Browser , Space Saver manifolds , SpaceSaver Vacuum Manifolds , Vacuum Equipment , Vacuum Manifolds |  | positions 3,225 mm | , |  |  | positions 3,225 mm
,positions, 5, L 305 mm,,,,, | Z530735 |  | Aldrich | Space Saver vacuum manifold |  | ,,,, | Aldrich , Aldrich Space Saver Vacuum Manifold , Aldrich Vacuum , Aldrich Vacuum Manifolds , Chemistry Equipment and Labware , Glass Vacuum Manifolds , Glassware , Labware , Manufacturer Browser , Space Saver manifolds , SpaceSaver Vacuum Manifolds , Vacuum Equipment , Vacuum Manifolds |  | positions 5,305 mm | , |  |  | positions 5,305 mm
,positions, 8, L 420 mm,,,,, | Z530743 |  | Aldrich | Space Saver vacuum manifold |  | ,,,, | Aldrich , Aldrich Space Saver Vacuum Manifold , Aldrich Vacuum , Aldrich Vacuum Manifolds , Chemistry Equipment and Labware , Glass Vacuum Manifolds , Glassware , Labware , Manufacturer Browser , Space Saver manifolds , SpaceSaver Vacuum Manifolds , Vacuum Equipment , Vacuum Manifolds |  | positions 8,420 mm | , |  |  | positions 8,420 mm
,50 mL rack for conical bottom centrifuge tubes, polystyrene foam, non-sterile, white, 20/cs,,,,, | CLS4365 |  | Sigma | Corning ® styrofoam rack for 50 mL centrifuge tubes |  | ,,,, | Centrifuge Tube Racks , Corning , Corning Centrifuge Tube Accessories , Corning Centrifuge Tubes , Corning Plastic Centrifuge Tubes , Corning Tubes , Labware , Manufacturer Browser , Racks |  | pack of 20,Corning, 4365,25 tubes,white,polystyrene,case of 20,non-sterile | , |  |  | pack of 20,Corning, 4365,25 tubes,white,polystyrene,case of 20,non-sterile
,assorted colors,,,,, | C8358 |  | Sigma | Cube Rack |  | ,,,, | Centrifuge Tube Racks , Labware , Racks |  | assorted colors,Heathrow Scientific,polypropylene,Autoclavable | , |  |  | assorted colors,Heathrow Scientific,polypropylene,Autoclavable
,assorted colors,,,,, | R5651 |  | Sigma | Four-way microtube rack |  | ,,,, | Centrifuge Tube Racks , Labware , Racks |  | assorted colors,Heathrow Scientific,polypropylene (heavy duty),Autoclavable | , |  |  | assorted colors,Heathrow Scientific,polypropylene (heavy duty),Autoclavable
,blue,,,,, | R5026 |  | Sigma | Four-way microtube rack |  | ,,,, | Centrifuge Tube Racks , Labware , Racks |  | blue,Heathrow Scientific,polypropylene (heavy duty),Autoclavable | , |  |  | blue,Heathrow Scientific,polypropylene (heavy duty),Autoclavable
,green,,,,, | R5151 |  | Sigma | Four-way microtube rack |  | ,,,, | Centrifuge Tube Racks , Labware , Racks |  | green,Heathrow Scientific,polypropylene (heavy duty),Autoclavable | , |  |  | green,Heathrow Scientific,polypropylene (heavy duty),Autoclavable
,natural,,,,, | R4901 |  | Sigma | Four-way microtube rack |  | ,,,, | Centrifuge Tube Racks , Labware , Racks |  | natural,Heathrow Scientific,polypropylene (heavy duty),Autoclavable | , |  |  | natural,Heathrow Scientific,polypropylene (heavy duty),Autoclavable
,orange,,,,, | R5526 |  | Sigma | Four-way microtube rack |  | ,,,, | Centrifuge Tube Racks , Labware , Racks |  | orange,Heathrow Scientific,polypropylene (heavy duty),Autoclavable | , |  |  | orange,Heathrow Scientific,polypropylene (heavy duty),Autoclavable
,pink,,,,, | R5276 |  | Sigma | Four-way microtube rack |  | ,,,, | Centrifuge Tube Racks , Labware , Racks |  | pink,Heathrow Scientific,polypropylene (heavy duty),Autoclavable | , |  |  | pink,Heathrow Scientific,polypropylene (heavy duty),Autoclavable
,yellow,,,,, | R5401 |  | Sigma | Four-way microtube rack |  | ,,,, | Centrifuge Tube Racks , Labware , Racks |  | yellow,Heathrow Scientific,polypropylene (heavy duty),Autoclavable | , |  |  | yellow,Heathrow Scientific,polypropylene (heavy duty),Autoclavable
,pink,,,,, | R0151 |  | Sigma | NovaRack ™ |  | ,,,, | Centrifuge Tube Racks , Diversified Biotech , Diversified Biotech Racks , Labware , Manufacturer Browser , Racks |  | pink,Diversified Biotech | , |  |  | pink,Diversified Biotech
,red,,,,, | R0401 |  | Sigma | NovaRack ™ |  | ,,,, | Centrifuge Tube Racks , Diversified Biotech , Diversified Biotech Racks , Labware , Manufacturer Browser , Racks |  | red,Diversified Biotech | , |  |  | red,Diversified Biotech
,teal,,,,, | R0526 |  | Sigma | NovaRack ™ |  | ,,,, | Centrifuge Tube Racks , Diversified Biotech , Diversified Biotech Racks , Labware , Manufacturer Browser , Racks |  | teal,Diversified Biotech | , |  |  | teal,Diversified Biotech
,for 50 - 1.5 mL tubes,,,,, | Z708402 |  | Sigma | Refrigerator rack |  | ,,,, | Centrifuge Tube Racks , Labware , Racks |  | Heathrow Scientific | , |  |  | Heathrow Scientific
,for 50 - 15 or 50 mL tubes,,,,, | Z708410 |  | Sigma | Refrigerator rack |  | ,,,, | Centrifuge Tube Racks , Labware , Racks |  | Heathrow Scientific | , |  |  | Heathrow Scientific
,8-Position, for 50 mL plastic centrifuge tubes,,,,, | R8509 |  | Sigma | Scienceware ® centrifuge tube rack, epoxy-coated steel |  | ,,,, | Centrifuge Tube Racks , Labware , Racks |  | Bel-Art,15 cm × 7.6 cm × 8.9 cm | , |  |  | Bel-Art,15 cm × 7.6 cm × 8.9 cm
,16-position, for 50 mL plastic centrifuge tubes,,,,, | R8384 |  | Sigma | Scienceware ® centrifuge tube rack, epoxy-coated steel |  | ,,,, | Centrifuge Tube Racks , Labware , Racks |  | Bel-Art,15 cm × 15 cm × 8.9 cm | , |  |  | Bel-Art,15 cm × 15 cm × 8.9 cm
,20-position, for 15 mL plastic centrifuge tubes,,,,, | R8634 |  | Sigma | Scienceware ® centrifuge tube rack, epoxy-coated steel |  | ,,,, | Centrifuge Tube Racks , Labware , Racks |  | Bel-Art,12.5 cm × 11 cm × 6 cm | , |  |  | Bel-Art,12.5 cm × 11 cm × 6 cm
,capacity, 8 tubes,,,,, | R3008 |  | Sigma | Floating circular 1.5 mL microcentrifuge tube rack |  | ,,,, | Labware , Microcentrifuge Tube Racks , Racks |  | Bel-Art, F18875-0400,capacity 8 tubes,66 mm | , |  |  | Bel-Art, F18875-0400,capacity 8 tubes,66 mm
,capacity, 20 tubes,,,,, | R3133 |  | Sigma | Floating circular 1.5 mL microcentrifuge tube rack |  | ,,,, | Labware , Microcentrifuge Tube Racks , Racks |  | Bel-Art, F18875-1000,capacity 20 tubes,105 mm | , |  |  | Bel-Art, F18875-1000,capacity 20 tubes,105 mm
,polypropylene, autoclavable,,,,, | Z408484 |  | Aldrich | Floating CryoTube ® rack |  | ,,,, | Bel-Art , Bel-Art Cooling & Cryogenics , Labware , Manufacturer Browser , Microcentrifuge Tube Racks , Racks |  | Bel-Art,polypropylene,autoclavable | , |  |  | Bel-Art,polypropylene,autoclavable
,white,,,,, | R0141 |  | Sigma | Floating microcentrifuge tube rack |  | ,,,, | Floating microcentrifuge tube rack , Labware , Manufacturer Browser , Microcentrifuge Tube Racks , Nalgene , Nalgene Racks , Racks |  | Holds 1.5 mL micro-centrifuge tubes, 1.2 and 2.0 mL cryovials in a 4 × 4 array,Nalgene,Autoclavable,white,polypropylene,103 mm × 103 mm × 65 mm | , |  |  | Holds 1.5 mL micro-centrifuge tubes, 1.2 and 2.0 mL cryovials in a 4 × 4 array,Nalgene,Autoclavable,white,polypropylene,103 mm × 103 mm × 65 mm
,rectangular shaped, holds 24 tubes, tube size 1.5-2.0 mL,,,,, | R7776 |  | Sigma | Floating tube rack |  | ,,,, | Labware , Microcentrifuge Tube Racks , Racks |  | Heathrow Scientific,yellow,1.5-2.0 mL | , |  |  | Heathrow Scientific,yellow,1.5-2.0 mL
,parallelogram shaped, holds 8 tubes, tube size 15 mL,,,,, | R7651 |  | Sigma | Floating tube rack |  | ,,,, | Labware , Microcentrifuge Tube Racks , Racks |  | Heathrow Scientific,blue,15 mL | , |  |  | Heathrow Scientific,blue,15 mL
,diamond shaped, holds 4 tubes, tube size 50 mL,,,,, | R7526 |  | Sigma | Floating tube rack |  | ,,,, | Labware , Microcentrifuge Tube Racks , Racks |  | Heathrow Scientific,green,50 mL | , |  |  | Heathrow Scientific,green,50 mL
,circle shaped, holds 18 tubes, tube size 0.2-2.0 mL,,,,, | R7901 |  | Sigma | Floating tube rack |  | ,,,, | Labware , Microcentrifuge Tube Racks , Racks |  | Heathrow Scientific,blue,0.2-2.0 mL | , |  |  | Heathrow Scientific,blue,0.2-2.0 mL
,fits 1.5 to 15 mL tubes,,,,, | Z646202 |  | Aldrich | Height adjustable rack |  | ,,,, | Bel-Art , Bel-Art Racks , Height adjustable rack , Labware , Manufacturer Browser , Microcentrifuge Tube Racks , Racks |  | Bel-Art F18882-0000 | , |  |  | Bel-Art F18882-0000
,Two-tiered, 10 positions per tier,,,,, | R6630 |  | Sigma | Microcentrifuge tube rack |  | ,,,, | Labware , Microcentrifuge Tube Racks , Racks |  | 5 cm × 20.8 cm × 8.8 cm,polypropylene,Autoclavable | , |  |  | 5 cm × 20.8 cm × 8.8 cm,polypropylene,Autoclavable
,capacity, 24 1.5-mL tubes (4 × 6), white,,,,, | R0641 |  | Sigma | Microcentrifuge tube rack, Nalgene ® |  | ,,,, | Labware , Manufacturer Browser , Microcentrifuge Tube Racks , Microcentrifuge tube rack , Nalgene , Nalgene Racks , Racks |  | white,Nalgene,143 mm × 90 mm × 52 mm,glass-filled acetal,capacity 24 1.5-mL tubes (4 × 6) | , |  |  | white,Nalgene,143 mm × 90 mm × 52 mm,glass-filled acetal,capacity 24 1.5-mL tubes (4 × 6)
,for 0.4-0.55 mL tubes,,,,, | R2758 |  | Sigma | Microcentrifuge tube rack, rectangular |  | ,,,, | Labware , Microcentrifuge Tube Racks , Racks |  | Bel-Art, F18840-0000,9 in. × 4 3/8 in. × 4 3/8 in.,polypropylene | , |  |  | Bel-Art, F18840-0000,9 in. × 4 3/8 in. × 4 3/8 in.,polypropylene
,for 1.5 mL tubes,,,,, | R2883 |  | Sigma | Microcentrifuge tube rack, rectangular |  | ,,,, | Labware , Microcentrifuge Tube Racks , Racks |  | Bel-Art, F18841-0000,9 1/8 in. × 4 3/8 in. × 4 3/8 in.,polypropylene | , |  |  | Bel-Art, F18841-0000,9 1/8 in. × 4 3/8 in. × 4 3/8 in.,polypropylene
,Easy grip, no. of holes, 80, for 0.5 mL tubes,,,,, | R9399 |  | Sigma | Piggyback rack |  | ,,,, | Labware , Microcentrifuge Tube Racks , Racks |  | no. of holes 80 | , |  |  | no. of holes 80
,Easy grip, no. of holes, 96, for 0.5 mL tubes,,,,, | R9524 |  | Sigma | Piggyback rack |  | ,,,, | Labware , Microcentrifuge Tube Racks , Racks |  | no. of holes 96 | , |  |  | no. of holes 96
,Robust grip, no. of holes, 80, for 0.5 mL tubes,,,,, | R9899 |  | Sigma | Piggyback rack |  | ,,,, | Labware , Microcentrifuge Tube Racks , Racks |  | no. of holes 80 | , |  |  | no. of holes 80
,Robust grip, no. of holes, 96, for 0.5 mL tubes,,,,, | R0150 |  | Sigma | Piggyback rack |  | ,,,, | Labware , Microcentrifuge Tube Racks , Racks |  | no. of holes 96 | , |  |  | no. of holes 96
,clear,,,,, | Z756385 |  | Sigma | PrepSafe ™ microcentrifuge tube mini floating rack |  | ,,,, | Bel-Art , Bel-Art Floating Racks , Labware , Manufacturer Browser , Microcentrifuge Tube Racks , Racks |  | pkg of 1 ea,Bel-Art, F18742-0120,clear | , |  |  | pkg of 1 ea,Bel-Art, F18742-0120,clear
,turquoise,,,,, | Z756393 |  | Sigma | PrepSafe ™ microcentrifuge tube mini floating rack |  | ,,,, | Bel-Art , Bel-Art Floating Racks , Labware , Manufacturer Browser , Microcentrifuge Tube Racks , Racks |  | pkg of 1 ea,Bel-Art, F18742-0121,turquoise | , |  |  | pkg of 1 ea,Bel-Art, F18742-0121,turquoise
,pink (fuchsia),,,,, | Z756407 |  | Sigma | PrepSafe ™ microcentrifuge tube mini floating rack |  | ,,,, | Bel-Art , Bel-Art Floating Racks , Labware , Manufacturer Browser , Microcentrifuge Tube Racks , Racks |  | pkg of 1 ea,Bel-Art, F18742-0122,pink (fuchsia) | , |  |  | pkg of 1 ea,Bel-Art, F18742-0122,pink (fuchsia)
,yellow (neon),,,,, | Z756415 |  | Sigma | PrepSafe ™ microcentrifuge tube mini floating rack |  | ,,,, | Bel-Art , Bel-Art Floating Racks , Labware , Manufacturer Browser , Microcentrifuge Tube Racks , Racks |  | pkg of 1 ea,Bel-Art, F18742-0123,yellow (neon) | , |  |  | pkg of 1 ea,Bel-Art, F18742-0123,yellow (neon)
,with vortex attachment, clear,,,,, | Z756423 |  | Sigma | PrepSafe ™ microcentrifuge tube mini floating rack |  | ,,,, | Bel-Art , Bel-Art Floating Racks , Labware , Manufacturer Browser , Microcentrifuge Tube Racks , Racks |  | pkg of 1 ea,Bel-Art, F18742-0124,clear | , |  |  | pkg of 1 ea,Bel-Art, F18742-0124,clear
,with vortex attachment, turquoise,,,,, | Z756431 |  | Sigma | PrepSafe ™ microcentrifuge tube mini floating rack |  | ,,,, | Bel-Art , Bel-Art Floating Racks , Labware , Manufacturer Browser , Microcentrifuge Tube Racks , Racks |  | pkg of 1 ea,Bel-Art, F18742-0125,turquoise | , |  |  | pkg of 1 ea,Bel-Art, F18742-0125,turquoise
,with vortex attachment, pink (fuchsia),,,,, | Z756458 |  | Sigma | PrepSafe ™ microcentrifuge tube mini floating rack |  | ,,,, | Bel-Art , Bel-Art Floating Racks , Labware , Manufacturer Browser , Microcentrifuge Tube Racks , Racks |  | pkg of 1 ea,Bel-Art, F18742-0126,pink (fuchsia) | , |  |  | pkg of 1 ea,Bel-Art, F18742-0126,pink (fuchsia)
,with vortex attachment, yellow (neon),,,,, | Z756466 |  | Sigma | PrepSafe ™ microcentrifuge tube mini floating rack |  | ,,,, | Bel-Art , Bel-Art Floating Racks , Labware , Manufacturer Browser , Microcentrifuge Tube Racks , Racks |  | pkg of 1 ea,Bel-Art, F18742-0127,yellow (neon) | , |  |  | pkg of 1 ea,Bel-Art, F18742-0127,yellow (neon)
,pkg of 1 ea,,,,, | Z756474 |  | Sigma | PrepSafe ™ replacement vortexing attachment |  | ,,,, | Bel-Art , Bel-Art Floating Racks , Labware , Manufacturer Browser , Microcentrifuge Tube Racks , Racks |  | pkg of 1 ea,Bel-Art, F18742-0140 | , |  |  | pkg of 1 ea,Bel-Art, F18742-0140
,capacity, 81 0.5-mL microcentrifuge tubes,,,,, | R1138 |  | Sigma | Rack for Nalgene ® microcentrifuge tubes |  | ,,,, | Labware , Manufacturer Browser , Microcentrifuge Tube Racks , Nalgene , Nalgene Cryoware , Rack for Nalgene microcentrifuge tubes , Racks |  | 5 1/4 in. × 5 1/4 in. × 2 in.,Nalgene,capacity 81 0.5-mL microcentrifuge tubes | , |  |  | 5 1/4 in. × 5 1/4 in. × 2 in.,Nalgene,capacity 81 0.5-mL microcentrifuge tubes
,capacity, 64 1.5-mL microcentrifuge tubes,,,,, | R1263 |  | Sigma | Rack for Nalgene ® microcentrifuge tubes |  | ,,,, | Labware , Manufacturer Browser , Microcentrifuge Tube Racks , Nalgene , Nalgene Cryoware , Rack for Nalgene microcentrifuge tubes , Racks |  | 5 1/4 in. × 5 1/4 in. × 2 in.,Nalgene,capacity 64 1.5-mL microcentrifuge tubes | , |  |  | 5 1/4 in. × 5 1/4 in. × 2 in.,Nalgene,capacity 64 1.5-mL microcentrifuge tubes
,assorted colors,,,,, | R6151 |  | Sigma | Reversible 96 well rack |  | ,,,, | Labware , Microcentrifuge Tube Racks , Molecular Biology Supplies , PCR (Polymerase Chain Reaction) Supplies , PCR Tube Racks , Racks |  | assorted colors,autoclavable | , |  |  | assorted colors,autoclavable
,blue,,,,, | R6401 |  | Sigma | Reversible 96 well rack |  | ,,,, | Labware , Microcentrifuge Tube Racks , Molecular Biology Supplies , PCR (Polymerase Chain Reaction) Supplies , PCR Tube Racks , Racks |  | blue | , |  |  | blue
,green,,,,, | R6526 |  | Sigma | Reversible 96 well rack |  | ,,,, | Labware , Microcentrifuge Tube Racks , Molecular Biology Supplies , PCR (Polymerase Chain Reaction) Supplies , PCR Tube Racks , Racks |  | green | , |  |  | green
,natural,,,,, | R6276 |  | Sigma | Reversible 96 well rack |  | ,,,, | Labware , Microcentrifuge Tube Racks , Molecular Biology Supplies , PCR (Polymerase Chain Reaction) Supplies , PCR Tube Racks , Racks |  | natural | , |  |  | natural
,pink,,,,, | R6651 |  | Sigma | Reversible 96 well rack |  | ,,,, | Labware , Microcentrifuge Tube Racks , Molecular Biology Supplies , PCR (Polymerase Chain Reaction) Supplies , PCR Tube Racks , Racks |  | pink | , |  |  | pink
,yellow,,,,, | R6776 |  | Sigma | Reversible 96 well rack |  | ,,,, | Labware , Microcentrifuge Tube Racks , Molecular Biology Supplies , PCR (Polymerase Chain Reaction) Supplies , PCR Tube Racks , Racks |  | yellow | , |  |  | yellow
Scienceware ® autoclavable microsample tube rack,no. of holes, 50, for vials, 12 mm,,,,, | Z177717 |  | Aldrich |  |  | ,,,, | Bel-Art , Bel-Art Racks , Labware , Manufacturer Browser , Microcentrifuge Tube Racks , Racks , Scienceware microsample tube rack |  | no. of holes 50,Bel-Art,216 mm × 121 mm × 57 mm,for vials 12 mm | , |  |  | no. of holes 50,Bel-Art,216 mm × 121 mm × 57 mm,for vials 12 mm
,insulated to maintain low temperature,,,,, | Z408522 |  | Aldrich | Scienceware ® Cryo-Safe ™ cold box |  | ,,,, | Bel-Art , Bel-Art Cooling & Cryogenics , Labware , Manufacturer Browser , Microcentrifuge Tube Racks , Racks |  | Bel-Art | , |  |  | Bel-Art
,no. of holes, 105, for vials, 8 mm,,,,, | Z177709 |  | Aldrich | Scienceware ® microsample tube rack |  | ,,,, | Bel-Art , Bel-Art Racks , Labware , Manufacturer Browser , Microcentrifuge Tube Racks , Racks , Scienceware microsample tube rack |  | no. of holes 105,Bel-Art,216 mm × 124 mm × 67 mm,for vials 8 mm | , |  |  | no. of holes 105,Bel-Art,216 mm × 124 mm × 67 mm,for vials 8 mm
,for vials, 12 mm, no. of holes, 120,,,,, | Z177725 |  | Aldrich | Scienceware ® microsample tube rack |  | ,,,, | Bel-Art , Bel-Art Racks , Labware , Manufacturer Browser , Microcentrifuge Tube Racks , Racks , Scienceware microsample tube rack |  | no. of holes 120,Bel-Art,406 mm × 143 mm × 57 mm,for vials 12 mm | , |  |  | no. of holes 120,Bel-Art,406 mm × 143 mm × 57 mm,for vials 12 mm
,blue,,,,, | Z334405 |  | Sigma | BRAND ® microcentrifuge tube racks, PP |  | ,,,, | BRAND , BRAND Racks , Labware , Manufacturer Browser , Microcentrifuge Tube Racks , PLASTIBRAND microcentrifuge tube racks, PP , Racks |  | positions 8 × 16,BRAND,11 mm,blue,autoclavable at 121 °C (2 bar), acc to DIN EN 285,265 mm × 126 mm × 38 mm,−20-+90 °C temperature | , |  |  | positions 8 × 16,BRAND,11 mm,blue,autoclavable at 121 °C (2 bar), acc to DIN EN 285,265 mm × 126 mm × 38 mm,−20-+90 °C temperature
,red,,,,, | Z334421 |  | Sigma | BRAND ® microcentrifuge tube racks, PP |  | ,,,, | BRAND , BRAND Racks , Labware , Manufacturer Browser , Microcentrifuge Tube Racks , PLASTIBRAND microcentrifuge tube racks, PP , Racks |  | positions 8 × 16,BRAND,11 mm,red,autoclavable at 121 °C (2 bar), acc to DIN EN 285,265 mm × 126 mm × 38 mm,−20-+90 °C temperature | , |  |  | positions 8 × 16,BRAND,11 mm,red,autoclavable at 121 °C (2 bar), acc to DIN EN 285,265 mm × 126 mm × 38 mm,−20-+90 °C temperature
,white,,,,, | Z334448 |  | Sigma | BRAND ® microcentrifuge tube racks, PP |  | ,,,, | BRAND , BRAND Racks , Labware , Manufacturer Browser , Microcentrifuge Tube Racks , PLASTIBRAND microcentrifuge tube racks, PP , Racks |  | positions 8 × 16,BRAND,11 mm,white,autoclavable at 121 °C (2 bar), acc to DIN EN 285,265 mm × 126 mm × 38 mm,−20-+90 °C temperature | , |  |  | positions 8 × 16,BRAND,11 mm,white,autoclavable at 121 °C (2 bar), acc to DIN EN 285,265 mm × 126 mm × 38 mm,−20-+90 °C temperature
,yellow,,,,, | Z334456 |  | Sigma | BRAND ® microcentrifuge tube racks, PP |  | ,,,, | BRAND , BRAND Racks , Labware , Manufacturer Browser , Microcentrifuge Tube Racks , PLASTIBRAND microcentrifuge tube racks, PP , Racks |  | positions 8 × 16,BRAND,11 mm,yellow,autoclavable at 121 °C (2 bar), acc to DIN EN 285,265 mm × 126 mm × 38 mm,−20-+90 °C temperature | , |  |  | positions 8 × 16,BRAND,11 mm,yellow,autoclavable at 121 °C (2 bar), acc to DIN EN 285,265 mm × 126 mm × 38 mm,−20-+90 °C temperature
,blue,,,,, | R5776 |  | Sigma | 20 well tube rack |  | ,,,, | Labware , Microcentrifuge Tube Racks , Racks |  | blue,Heathrow Scientific,polypropylene,Autoclavable | , |  |  | blue,Heathrow Scientific,polypropylene,Autoclavable
,red,,,,, | R5901 |  | Sigma | 20 well tube rack |  | ,,,, | Labware , Microcentrifuge Tube Racks , Racks |  | red,Heathrow Scientific,polypropylene,Autoclavable | , |  |  | red,Heathrow Scientific,polypropylene,Autoclavable
,white,,,,, | R6026 |  | Sigma | 20 well tube rack |  | ,,,, | Labware , Microcentrifuge Tube Racks , Racks |  | white,Heathrow Scientific,polypropylene,Autoclavable | , |  |  | white,Heathrow Scientific,polypropylene,Autoclavable
,magnets connect the racks securely and safely to metal surfaces,,,,, | Z692964 |  | Aldrich | Cargo interlocking manual pipette rack |  | ,,,, | Labware , Liquid Handling Equipment , Other Racks , Pipette Accessories , Pipettes , Pipettes, Pipettors and Tips , Racks |  | pkg of 3 ea,Heathrow Scientific, HS20615M | , |  |  | pkg of 3 ea,Heathrow Scientific, HS20615M
,empty storage rack w/ lids, for 96 screw capped or thermoplastic elastomers (TPE) capped storage tubes, 5 racks/pack, 2 packs/case, 10 racks/case,,,,, | CLS8508 |  | Sigma | Corning ® storage tube racks |  | ,,,, | Corning , Corning Storage Tubes , Corning Tubes , Labware , Manufacturer Browser , Other Racks , Racks |  | pack of 5,Corning, 8508,Non-treated surface treatment,natural,polypropylene,case of 10,non-sterile | , |  |  | pack of 5,Corning, 8508,Non-treated surface treatment,natural,polypropylene,case of 10,non-sterile
,empty storage racks w/ lids, for 384 round or square storage tubes, 1 rack/pack, 20 packs/case, 20 racks/case,,,,, | CLS8513 |  | Sigma | Corning ® storage tube racks |  | ,,,, | Corning , Corning Storage Tubes , Corning Tubes , Labware , Manufacturer Browser , Other Racks , Racks |  | pack of 1,Corning, 8513,Non-treated surface treatment,blue,polypropylene,case of 20,non-sterile,384 wells | , |  |  | pack of 1,Corning, 8513,Non-treated surface treatment,blue,polypropylene,case of 20,non-sterile,384 wells
,holds six single-channel pipettors,,,,, | CLS4078 |  | Sigma | Corning ® universal carousel rack for 6 Lambda ® Plus single-channel pipettors |  | ,,,, | Corning , Corning Lambda single channel pipettor , Corning Pipettors , Labware , Manufacturer Browser , Other Racks , Racks |  | Corning, 4078 | , |  |  | Corning, 4078
,Reference natural, volume 2-200 μL, sterile,,,,, | Z224693 |  | Aldrich | Elkay ® pipette tip rack |  | ,,,, | Labware , Other Racks , Racks |  | pkg of 960,Elkay Labsystens,51 mm,sterile,2-200 μL | , |  |  | pkg of 960,Elkay Labsystens,51 mm,sterile,2-200 μL
,9 channels x 25 mm diam.,,,,, | BAH186610000 |  | Aldrich | Lab Fridge ™ tray rack |  | ,,,, | Labware , Other Racks , Racks |  | pack of 1 ea,Bel-Art, H18661-0000,330 mm (13 in.) × 330 mm (13 in.) × 44 mm (1 3/4 in.) | , |  |  | pack of 1 ea,Bel-Art, H18661-0000,330 mm (13 in.) × 330 mm (13 in.) × 44 mm (1 3/4 in.)
,8 channels, x 32 mm diam.,,,,, | BAH186620000 |  | Aldrich | Lab Fridge ™ tray rack |  | ,,,, | Labware , Other Racks , Racks |  | pack of 1 ea,Bel-Art, H18662-0000,330 mm (13 in.) × 330 mm (13 in.) × 44 mm (1 3/4 in.) | , |  |  | pack of 1 ea,Bel-Art, H18662-0000,330 mm (13 in.) × 330 mm (13 in.) × 44 mm (1 3/4 in.)
,Epoxy coated wire, yellow,,,,, | Z708453 |  | Sigma | One Well rack |  | ,,,, | Labware , Other Racks , Racks |  | Heathrow Scientific,Heathrow Scientific,yellow | , |  |  | Heathrow Scientific,Heathrow Scientific,yellow
,Polypropylene interlocking, assorted colors,,,,, | Z708461 |  | Sigma | One Well rack |  | ,,,, | Labware , Other Racks , Racks |  | Heathrow Scientific,Heathrow Scientific,assorted colors | , |  |  | Heathrow Scientific,Heathrow Scientific,assorted colors
,Polystyrene Friction-fit, blue,,,,, | Z708488 |  | Sigma | One Well rack |  | ,,,, | Labware , Other Racks , Racks |  | Heathrow Scientific,Heathrow Scientific,blue | , |  |  | Heathrow Scientific,Heathrow Scientific,blue
,natural,,,,, | Z708380 |  | Sigma | Rack, 3-way |  | ,,,, | Labware , Other Racks , Racks |  | natural,Heathrow Scientific | , |  |  | natural,Heathrow Scientific
,assorted colors,,,,, | Z708399 |  | Sigma | Rack, 3-way |  | ,,,, | Labware , Other Racks , Racks |  | assorted colors,Heathrow Scientific | , |  |  | assorted colors,Heathrow Scientific
,H 13 mm, pack of 1 ea,,,,, | Z756725 |  | Sigma | Scienceware ® adjustable elution rack |  | ,,,, | Bel-Art , Bel-Art Elution Racks , Labware , Manufacturer Browser , Other Racks , Racks |  | pack of 1 ea,Bel-Art, F18882-0001,13 mm | , |  |  | pack of 1 ea,Bel-Art, F18882-0001,13 mm
,H 16 mm, pack of 1 ea,,,,, | Z756733 |  | Sigma | Scienceware ® adjustable elution rack |  | ,,,, | Bel-Art , Bel-Art Elution Racks , Labware , Manufacturer Browser , Other Racks , Racks |  | pack of 1 ea,Bel-Art, F18882-0002,16 mm | , |  |  | pack of 1 ea,Bel-Art, F18882-0002,16 mm
,H 25 mm, pack of 1 ea,,,,, | Z756741 |  | Sigma | Scienceware ® adjustable elution rack |  | ,,,, | Bel-Art , Bel-Art Elution Racks , Labware , Manufacturer Browser , Other Racks , Racks |  | pack of 1 ea,Bel-Art, F18882-0003,25 mm | , |  |  | pack of 1 ea,Bel-Art, F18882-0003,25 mm
,H 30 mm, pack of 1 ea,,,,, | Z756768 |  | Sigma | Scienceware ® adjustable elution rack |  | ,,,, | Bel-Art , Bel-Art Elution Racks , Labware , Manufacturer Browser , Other Racks , Racks |  | pack of 1 ea,Bel-Art, F18882-0004,30 mm | , |  |  | pack of 1 ea,Bel-Art, F18882-0004,30 mm
,holds 50 pipettes vertically in a 5 × 10 arrangement,,,,, | Z136107 |  | Aldrich | Scienceware ® pipette support rack |  | ,,,, | Bel-Art , Bel-Art Pipets , Labware , Liquid Handling Equipment , Manufacturer Browser , Other Racks , Pipette Accessories , Pipettes , Pipettes, Pipettors and Tips , Racks |  | Bel-Art,8.375 cm × 4.5 cm × 8.75 cm | , |  |  | Bel-Art,8.375 cm × 4.5 cm × 8.75 cm
,polystyrene, pkg of 1 ea,,,,, | Z162078 |  | Aldrich | Scienceware ® pipette support/rest |  | ,,,, | Bel-Art , Bel-Art Pipets , Labware , Liquid Handling Equipment , Manufacturer Browser , Other Racks , Pipette Accessories , Pipettes , Pipettes, Pipettors and Tips , Racks |  | pkg of 1 ea,Bel-Art,280 mm × 215 mm × 38 mm,polystyrene | , |  |  | pkg of 1 ea,Bel-Art,280 mm × 215 mm × 38 mm,polystyrene
,holds 28 pipettes,,,,, | Z189936 |  | Aldrich | Scienceware ® pipette support stand |  | ,,,, | Bel-Art , Bel-Art Pipets , Labware , Liquid Handling Equipment , Manufacturer Browser , Other Racks , Pipette Accessories , Pipettes , Pipettes, Pipettors and Tips , Racks |  | Bel-Art,7 in. × 7 in. | , |  |  | Bel-Art,7 in. × 7 in.
,basket L × W × H 63 cm × 36 cm × 15 cm,,,,, | Z503460 |  | Aldrich | Scienceware ® Poxygrid ® baskets |  | ,,,, | Bel-Art , Bel-Art Cleaners , Labware , Manufacturer Browser , Other Racks , Racks |  | Bel-Art,63 cm × 36 cm × 15 cm | , |  |  | Bel-Art,63 cm × 36 cm × 15 cm
,basket L × W × H 36 cm × 28 cm × 9 cm,,,,, | Z503495 |  | Aldrich | Scienceware ® Poxygrid ® baskets |  | ,,,, | Bel-Art , Bel-Art Cleaners , Labware , Manufacturer Browser , Other Racks , Racks |  | Bel-Art,36 cm × 28 cm × 9 cm | , |  |  | Bel-Art,36 cm × 28 cm × 9 cm
,basket L × W × H 51 cm × 28 cm × 9 cm,,,,, | Z528757 |  | Aldrich | Scienceware ® Poxygrid ® baskets |  | ,,,, | Bel-Art , Bel-Art Cleaners , Labware , Manufacturer Browser , Other Racks , Racks |  | Bel-Art,51 cm × 28 cm × 9 cm | , |  |  | Bel-Art,51 cm × 28 cm × 9 cm
,pkg of 1 ea,,,,, | Z178055 |  | Aldrich | Scienceware ® Poxygrid ® glassware drain stand |  | ,,,, | Bel-Art , Bel-Art Cleaners , Labware , Manufacturer Browser , Other Racks , Racks |  | pkg of 1 ea,Bel-Art,16 3/4 in. × 6 1/2 in. × 19 in. | , |  |  | pkg of 1 ea,Bel-Art,16 3/4 in. × 6 1/2 in. × 19 in.
,polypropylene, pack of 1 ea,,,,, | BAF188900100 |  | Aldrich | Scienceware ® rack slanter |  | ,,,, | Labware , Other Racks , Racks |  | pack of 1 ea,Bel-Art, F18890-0100,polypropylene,autoclavable | , |  |  | pack of 1 ea,Bel-Art, F18890-0100,polypropylene,autoclavable
,holds up to 94 pipettes and swivels for easy access,,,,, | Z503673 |  | Aldrich | Scienceware ® rotary pipette stand |  | ,,,, | Bel-Art , Bel-Art Pipets , Labware , Liquid Handling Equipment , Manufacturer Browser , Other Racks , Pipette Accessories , Pipettes , Pipettes, Pipettors and Tips , Racks |  | Bel-Art | , |  |  | Bel-Art
,W × L 35.6 cm × 35.6 cm,,,,, | BAH186101440 |  | Aldrich | Stak-A-Tray ™ large tray |  | ,,,, | Labware , Other Racks , Racks |  | pack of 1 ea,Bel-Art, H18610-1440,35.6 cm × 35.6 cm | , |  |  | pack of 1 ea,Bel-Art, H18610-1440,35.6 cm × 35.6 cm
,W × L 17.8 cm × 35.6 cm,,,,, | BAH186100470 |  | Aldrich | Stak-A-Tray ™ small tray |  | ,,,, | Labware , Other Racks , Racks |  | pack of 1 ea,Bel-Art, H18610-0470,17.8 cm × 35.6 cm | , |  |  | pack of 1 ea,Bel-Art, H18610-0470,17.8 cm × 35.6 cm
,for large culture flasks,,,,, | BAH186100420 |  | Aldrich | Stak-A-Tray ™ system rack |  | ,,,, | Labware , Other Racks , Racks |  | pack of 1 ea,Bel-Art, H18610-0420,35.8 cm × 37.5 cm × 10.8 cm,autoclavable | , |  |  | pack of 1 ea,Bel-Art, H18610-0420,35.8 cm × 37.5 cm × 10.8 cm,autoclavable
,for petri dishes and small culture flasks,,,,, | BAH186100440 |  | Aldrich | Stak-A-Tray ™ system rack |  | ,,,, | Labware , Other Racks , Racks |  | pack of 1 ea,Bel-Art, H18610-0440,35.8 cm × 37.5 cm × 10.8 cm,autoclavable | , |  |  | pack of 1 ea,Bel-Art, H18610-0440,35.8 cm × 37.5 cm × 10.8 cm,autoclavable
,steam autoclavable, 121°C, pkg of 1 ea,,,,, | Z503681 |  | Aldrich | Thermometer rack |  | ,,,, | Bel-Art , Bel-Art Racks , Bel-Art Thermometer Rack , Labware , Manufacturer Browser , Other Racks , Racks |  | pkg of 1 ea,Bel-Art,5.875 mm × 8.375 mm × 9.875 mm | , |  |  | pkg of 1 ea,Bel-Art,5.875 mm × 8.375 mm × 9.875 mm
,PMMA,,,,, | Z336815 |  | Sigma | BRAND ® Imhoff cone rack |  | ,,,, | BRAND , Labware , Manufacturer Browser , Other Racks , Racks , Sedimentation Cone |  | BRAND,300 mm × 130 mm × 400 mm,PMMA,for 2 Imhoff sedimentation cones made of glass (with or without stockcock) or plastics | , |  |  | BRAND,300 mm × 130 mm × 400 mm,PMMA,for 2 Imhoff sedimentation cones made of glass (with or without stockcock) or plastics
,pack of 1 ea,,,,, | Z758108 |  | Aldrich | Wash-N-Dry ™ Slide Rack |  | ,,,, | Labware , Other Racks , Racks |  | pack of 1 ea,Diversified Biotech, WSDR-2000,autoclavable | , |  |  | pack of 1 ea,Diversified Biotech, WSDR-2000,autoclavable
,universal rack for 15 mL and 50 mL conical bottom tubes, polystyrene foam, non-sterile, white, 20/cs,,,,, | CLS4366 |  | Sigma | Corning ® universal rack for 15 mL and 50 mL conical bottom centrifuge tubes |  | ,,,, | Corning , Corning Centrifuge Tube Accessories , Corning Centrifuge Tubes , Corning Plastic Centrifuge Tubes , Corning Tubes , Labware , Manufacturer Browser , Racks , Test-tube Racks |  | pack of 20,Corning, 4366,25 tubes,white,polystyrene,case of 20,non-sterile | , |  |  | pack of 20,Corning, 4366,25 tubes,white,polystyrene,case of 20,non-sterile
,white polypropylene, autoclavable,,,,, | I8279 |  | Sigma | Indexed rack |  | ,,,, | Labware , Racks , Test-tube Racks |  | Bel-Art, F18745-0023,25 cm × 10.5 cm × 5.6 cm,white polypropylene,autoclavable | , |  |  | Bel-Art, F18745-0023,25 cm × 10.5 cm × 5.6 cm,white polypropylene,autoclavable
,holds 96 tubes, 15 mL in capacity,,,,, | T6194 |  | Sigma | Poxygrid ® 96 place test tube rack |  | ,,,, | Bel-Art , Bel-Art Racks , Labware , Manufacturer Browser , Poxygrid test tube rack , Racks , Test-tube Racks |  | Bel-Art | , |  |  | Bel-Art
,for tubes, 10 ‑ 13 mm, no. of holes, 72,,,,, | Z178063 |  | Aldrich | Scienceware ® heavy-duty test-tube rack |  | ,,,, | Bel-Art , Bel-Art Racks , Labware , Manufacturer Browser , Racks , Scienceware heavy-duty test-tube rack , Test-tube Racks |  | no. of holes 72,Bel-Art,213 mm × 110 mm × 111 mm,for tubes 10 ‑ 13 mm | , |  |  | no. of holes 72,Bel-Art,213 mm × 110 mm × 111 mm,for tubes 10 ‑ 13 mm
,for tubes, 13 ‑ 16 mm, no. of holes, 50,,,,, | Z178071 |  | Aldrich | Scienceware ® heavy-duty test-tube rack |  | ,,,, | Bel-Art , Bel-Art Racks , Labware , Manufacturer Browser , Racks , Scienceware heavy-duty test-tube rack , Test-tube Racks |  | no. of holes 50,Bel-Art,213 mm × 110 mm × 111 mm,for tubes 13 ‑ 16 mm | , |  |  | no. of holes 50,Bel-Art,213 mm × 110 mm × 111 mm,for tubes 13 ‑ 16 mm
,for tubes, 16 ‑ 20 mm, no. of holes, 32,,,,, | Z178098 |  | Aldrich | Scienceware ® heavy-duty test-tube rack |  | ,,,, | Bel-Art , Bel-Art Racks , Labware , Manufacturer Browser , Racks , Scienceware heavy-duty test-tube rack , Test-tube Racks |  | no. of holes 32,Bel-Art,213 mm × 110 mm × 127 mm,for tubes 16 ‑ 20 mm | , |  |  | no. of holes 32,Bel-Art,213 mm × 110 mm × 127 mm,for tubes 16 ‑ 20 mm
,for tubes, 21 ‑ 25 mm, no. of holes, 18,,,,, | Z178101 |  | Aldrich | Scienceware ® heavy-duty test-tube rack |  | ,,,, | Bel-Art , Bel-Art Racks , Labware , Manufacturer Browser , Racks , Scienceware heavy-duty test-tube rack , Test-tube Racks |  | no. of holes 18,Bel-Art,213 mm × 110 mm × 127 mm,for tubes 21 ‑ 25 mm | , |  |  | no. of holes 18,Bel-Art,213 mm × 110 mm × 127 mm,for tubes 21 ‑ 25 mm
,for tubes, 27 ‑ 30 mm, no. of holes, 15,,,,, | Z178128 |  | Aldrich | Scienceware ® heavy-duty test-tube rack |  | ,,,, | Bel-Art , Bel-Art Racks , Labware , Manufacturer Browser , Racks , Scienceware heavy-duty test-tube rack , Test-tube Racks |  | no. of holes 15,Bel-Art,213 mm × 110 mm × 127 mm,for tubes 27 ‑ 30 mm | , |  |  | no. of holes 15,Bel-Art,213 mm × 110 mm × 127 mm,for tubes 27 ‑ 30 mm
,for vials, 5 ‑ 8 mL, no. of holes, 150,,,,, | BAH189110150 |  | Aldrich | Scienceware ® miniature vial caddy |  | ,,,, | Labware , Racks , Test-tube Racks |  | no. of holes 150,Bel-Art, H18911-0150,32.4 cm × 21 cm × 4.8 cm,high-density polyethylene,for vials 5 ‑ 8 mL | , |  |  | no. of holes 150,Bel-Art, H18911-0150,32.4 cm × 21 cm × 4.8 cm,high-density polyethylene,for vials 5 ‑ 8 mL
,for tubes, 10 ‑ 13 mm, no. of holes, 36,,,,, | Z135798 |  | Aldrich | Scienceware ® POXYGRID ® test-tube rack |  | ,,,, | Bel-Art , Bel-Art Racks , Labware , Manufacturer Browser , Racks , Scienceware POXYGRID test-tube rack , Test-tube Racks |  | no. of holes 36,Bel-Art,108 mm × 103 mm × 54 mm,for tubes 10 ‑ 13 mm | , |  |  | no. of holes 36,Bel-Art,108 mm × 103 mm × 54 mm,for tubes 10 ‑ 13 mm
,for tubes, 10 ‑ 13 mm, no. of holes, 72,,,,, | Z177970 |  | Aldrich | Scienceware ® POXYGRID ® test-tube rack |  | ,,,, | Bel-Art , Bel-Art Racks , Labware , Manufacturer Browser , Racks , Scienceware POXYGRID test-tube rack , Test-tube Racks |  | no. of holes 72,Bel-Art,186 mm × 110 mm × 60 mm,for tubes 10 ‑ 13 mm | , |  |  | no. of holes 72,Bel-Art,186 mm × 110 mm × 60 mm,for tubes 10 ‑ 13 mm
,for tubes, 15 ‑ 16 mm, no. of holes, 24,,,,, | Z135801 |  | Aldrich | Scienceware ® POXYGRID ® test-tube rack |  | ,,,, | Bel-Art , Bel-Art Racks , Labware , Manufacturer Browser , Racks , Scienceware POXYGRID test-tube rack , Test-tube Racks |  | no. of holes 24,Bel-Art,124 mm × 89 mm × 67 mm,for tubes 15 ‑ 16 mm | , |  |  | no. of holes 24,Bel-Art,124 mm × 89 mm × 67 mm,for tubes 15 ‑ 16 mm
,for tubes, 15 ‑ 16 mm, no. of holes, 48,,,,, | Z177997 |  | Aldrich | Scienceware ® POXYGRID ® test-tube rack |  | ,,,, | Bel-Art , Bel-Art Racks , Labware , Manufacturer Browser , Racks , Scienceware POXYGRID test-tube rack , Test-tube Racks |  | no. of holes 48,Bel-Art,238 mm × 90 mm × 64 mm,for tubes 15 ‑ 16 mm | , |  |  | no. of holes 48,Bel-Art,238 mm × 90 mm × 64 mm,for tubes 15 ‑ 16 mm
,for tubes, 15 ‑ 16 mm, no. of holes, 108,,,,, | Z178012 |  | Aldrich | Scienceware ® POXYGRID ® test-tube rack |  | ,,,, | Bel-Art , Bel-Art Racks , Labware , Manufacturer Browser , Racks , Scienceware POXYGRID test-tube rack , Test-tube Racks |  | no. of holes 108,Bel-Art,237 mm × 186 mm × 67 mm,for tubes 15 ‑ 16 mm | , |  |  | no. of holes 108,Bel-Art,237 mm × 186 mm × 67 mm,for tubes 15 ‑ 16 mm
,for tubes, 18 ‑ 20 mm, no. of holes, 20,,,,, | Z135828 |  | Aldrich | Scienceware ® POXYGRID ® test-tube rack |  | ,,,, | Bel-Art , Bel-Art Racks , Labware , Manufacturer Browser , Racks , Scienceware POXYGRID test-tube rack , Test-tube Racks |  | no. of holes 20,Bel-Art,129 mm × 111 mm × 75 mm,for tubes 18 ‑ 20 mm | , |  |  | no. of holes 20,Bel-Art,129 mm × 111 mm × 75 mm,for tubes 18 ‑ 20 mm
,for tubes, 22 ‑ 25 mm, no. of holes, 40,,,,, | Z178020 |  | Aldrich | Scienceware ® POXYGRID ® test-tube rack |  | ,,,, | Bel-Art , Bel-Art Racks , Labware , Manufacturer Browser , Racks , Scienceware POXYGRID test-tube rack , Test-tube Racks |  | no. of holes 40,Bel-Art,302 mm × 132 mm × 83 mm,for tubes 22 ‑ 25 mm | , |  |  | no. of holes 40,Bel-Art,302 mm × 132 mm × 83 mm,for tubes 22 ‑ 25 mm
,for tubes, 10 ‑ 13 mm, no. of holes, 60,,,,, | BAF187510160 |  | Aldrich | Scienceware ® POXYGRID ® test-tube rack |  | ,,,, | Labware , Racks , Test-tube Racks |  | no. of holes 60,Bel-Art, F18751-0160,17.5 cm × 11.4 cm × 6.4 cm,blue,for tubes 10 ‑ 13 mm | , |  |  | no. of holes 60,Bel-Art, F18751-0160,17.5 cm × 11.4 cm × 6.4 cm,blue,for tubes 10 ‑ 13 mm
,for tubes, 10 ‑ 13 mm, no. of holes, 150,,,,, | BAF187521150 |  | Aldrich | Scienceware ® POXYGRID ® test-tube rack |  | ,,,, | Labware , Racks , Test-tube Racks |  | no. of holes 150,Bel-Art, F18752-1150,25.6 cm × 17.9 cm × 6.4 cm,blue,for tubes 10 ‑ 13 mm | , |  |  | no. of holes 150,Bel-Art, F18752-1150,25.6 cm × 17.9 cm × 6.4 cm,blue,for tubes 10 ‑ 13 mm
,,,,,, | BAF187560160 |  | Aldrich | Scienceware ® POXYGRID ® test-tube rack |  | ,,,, | Labware , Racks , Test-tube Racks |  | Bel-Art, F18756-0160 | , |  |  | Bel-Art, F18756-0160
,for tubes, 15 ‑ 16 mm, blue,,,,, | BAF187601150 |  | Aldrich | Scienceware ® POXYGRID ® test-tube rack |  | ,,,, | Labware , Racks , Test-tube Racks |  | no. of holes 60,Bel-Art, F18760-1150,30.5 cm × 21 cm × 6.4 cm,blue,for tubes 15 ‑ 16 mm | , |  |  | no. of holes 60,Bel-Art, F18760-1150,30.5 cm × 21 cm × 6.4 cm,blue,for tubes 15 ‑ 16 mm
,for tubes, 18 ‑ 20 mm, no. of holes, 60,,,,, | BAF187630160 |  | Aldrich | Scienceware ® POXYGRID ® test-tube rack |  | ,,,, | Labware , Racks , Test-tube Racks |  | no. of holes 60,Bel-Art, F18763-0160,24.4 cm × 15.6 cm × 8.3 cm,blue,for tubes 18 ‑ 20 mm | , |  |  | no. of holes 60,Bel-Art, F18763-0160,24.4 cm × 15.6 cm × 8.3 cm,blue,for tubes 18 ‑ 20 mm
,for tubes, 22 ‑ 25 mm, no. of holes, 60,,,,, | BAF187740160 |  | Aldrich | Scienceware ® POXYGRID ® test-tube rack |  | ,,,, | Labware , Racks , Test-tube Racks |  | no. of holes 60,Bel-Art, F18774-0160,29.5 cm × 18.7 cm × 8.3 cm,blue,for tubes 22 ‑ 25 mm | , |  |  | no. of holes 60,Bel-Art, F18774-0160,29.5 cm × 18.7 cm × 8.3 cm,blue,for tubes 22 ‑ 25 mm
,for tubes, 10 ‑ 14 mm, no. of holes, 16,,,,, | BAH188620000 |  | Aldrich | Scienceware ® tiered test tube rack |  | ,,,, | Labware , Racks , Test-tube Racks |  | no. of holes 16,Bel-Art, H18862-0000,23.9 cm × 6.4 cm × 6.6 cm,for tubes 10 ‑ 14 mm | , |  |  | no. of holes 16,Bel-Art, H18862-0000,23.9 cm × 6.4 cm × 6.6 cm,for tubes 10 ‑ 14 mm
,wells 12, fits 33 mm,,,,, | BAH189210000 |  | Aldrich | Scienceware ® vial, bottle, and tube rack |  | ,,,, | Labware , Racks , Test-tube Racks |  | Bel-Art, H18921-0000,26.7 cm × 10.2 cm × 5.3 cm,fits 33 mm,12 | , |  |  | Bel-Art, H18921-0000,26.7 cm × 10.2 cm × 5.3 cm,fits 33 mm,12
,for 13 mm tubes,,,,, | Z708518 |  | Sigma | Snap Together test tube rack |  | ,,,, | Labware , Racks , Test-tube Racks |  | Heathrow Scientific,Heathrow Scientific,90 wells | , |  |  | Heathrow Scientific,Heathrow Scientific,90 wells
,for 16 mm tubes,,,,, | Z708526 |  | Sigma | Snap Together test tube rack |  | ,,,, | Labware , Racks , Test-tube Racks |  | Heathrow Scientific,Heathrow Scientific,60 wells | , |  |  | Heathrow Scientific,Heathrow Scientific,60 wells
,for 20 mm tubes,,,,, | Z708534 |  | Sigma | Snap Together test tube rack |  | ,,,, | Labware , Racks , Test-tube Racks |  | Heathrow Scientific,Heathrow Scientific,40 wells | , |  |  | Heathrow Scientific,Heathrow Scientific,40 wells
,capacity, 21 30-mm tubes,,,,, | R3758 |  | Sigma | Test tube racks |  | ,,,, | Labware , Racks , Test-tube Racks |  | 3 × 7 array,Bel-Art, F18746-0004,capacity 21 30-mm tubes,9.7 in. × 4.1 in. × 2 1/2 in. | , |  |  | 3 × 7 array,Bel-Art, F18746-0004,capacity 21 30-mm tubes,9.7 in. × 4.1 in. × 2 1/2 in.
,capacity, 24 25-mm tubes,,,,, | R3633 |  | Sigma | Test tube racks |  | ,,,, | Labware , Racks , Test-tube Racks |  | 3 × 8 array,Bel-Art, F18746-0003,capacity 24 25-mm tubes,9.7 in. × 4.1 in. × 2 1/2 in. | , |  |  | 3 × 8 array,Bel-Art, F18746-0003,capacity 24 25-mm tubes,9.7 in. × 4.1 in. × 2 1/2 in.
,capacity, 40 20-mm tubes,,,,, | R3508 |  | Sigma | Test tube racks |  | ,,,, | Labware , Racks , Test-tube Racks |  | 4 × 10 array,Bel-Art, F18746-0002,capacity 40 20-mm tubes,9.7 in. × 4.1 in. × 2 1/2 in. | , |  |  | 4 × 10 array,Bel-Art, F18746-0002,capacity 40 20-mm tubes,9.7 in. × 4.1 in. × 2 1/2 in.
,capacity, 60 16-mm tubes,,,,, | R3383 |  | Sigma | Test tube racks |  | ,,,, | Labware , Racks , Test-tube Racks |  | 5 × 12 array,Bel-Art, F18746-0001,capacity 60 16-mm tubes,9.7 in. × 4.1 in. × 2 1/2 in. | , |  |  | 5 × 12 array,Bel-Art, F18746-0001,capacity 60 16-mm tubes,9.7 in. × 4.1 in. × 2 1/2 in.
,capacity, 90 13-mm tubes,,,,, | R3258 |  | Sigma | Test tube racks |  | ,,,, | Labware , Racks , Test-tube Racks |  | 6 × 15 array,Bel-Art, F18746-0000,capacity 90 13-mm tubes,9.7 in. × 4.1 in. × 2 1/2 in. | , |  |  | 6 × 15 array,Bel-Art, F18746-0000,capacity 90 13-mm tubes,9.7 in. × 4.1 in. × 2 1/2 in.
,tube diam. 30 mm, blue,,,,, | Z334146 |  | Sigma | BRAND ® test tube racks, PP |  | ,,,, | BRAND , BRAND Racks , BRAND test tube racks , Labware , Manufacturer Browser , Racks , Test-tube Racks |  | positions 3 × 7,BRAND,30 mm,blue,autoclavable at 121°C (2 bar), acc to DIN EN 258,265 mm × 126 mm × 88 mm | , |  |  | positions 3 × 7,BRAND,30 mm,blue,autoclavable at 121°C (2 bar), acc to DIN EN 258,265 mm × 126 mm × 88 mm
,tube diam. 30 mm, red,,,,, | Z334219 |  | Sigma | BRAND ® test tube racks, PP |  | ,,,, | BRAND , BRAND Racks , BRAND test tube racks , Labware , Manufacturer Browser , Racks , Test-tube Racks |  | positions 3 × 7,BRAND,30 mm,red,autoclavable at 121°C (2 bar), acc to DIN EN 258,265 mm × 126 mm × 88 mm | , |  |  | positions 3 × 7,BRAND,30 mm,red,autoclavable at 121°C (2 bar), acc to DIN EN 258,265 mm × 126 mm × 88 mm
,tube diam. 30 mm, white,,,,, | Z334286 |  | Sigma | BRAND ® test tube racks, PP |  | ,,,, | BRAND , BRAND Racks , BRAND test tube racks , Labware , Manufacturer Browser , Racks , Test-tube Racks |  | positions 3 × 7,BRAND,30 mm,white,autoclavable at 121°C (2 bar), acc to DIN EN 258,265 mm × 126 mm × 88 mm | , |  |  | positions 3 × 7,BRAND,30 mm,white,autoclavable at 121°C (2 bar), acc to DIN EN 258,265 mm × 126 mm × 88 mm
,tube diam. 30 mm, yellow,,,,, | Z334340 |  | Sigma | BRAND ® test tube racks, PP |  | ,,,, | BRAND , BRAND Racks , BRAND test tube racks , Labware , Manufacturer Browser , Racks , Test-tube Racks |  | positions 3 × 7,BRAND,30 mm,yellow,autoclavable at 121°C (2 bar), acc to DIN EN 258,265 mm × 126 mm × 88 mm | , |  |  | positions 3 × 7,BRAND,30 mm,yellow,autoclavable at 121°C (2 bar), acc to DIN EN 258,265 mm × 126 mm × 88 mm
,tube diam. 25 mm, blue,,,,, | Z334154 |  | Sigma | BRAND ® test tube racks, PP |  | ,,,, | BRAND , BRAND Racks , BRAND test tube racks , Labware , Manufacturer Browser , Racks , Test-tube Racks |  | positions 4 × 8,BRAND,25 mm,blue,autoclavable at 121°C (2 bar), acc to DIN EN 258,265 mm × 126 mm × 88 mm | , |  |  | positions 4 × 8,BRAND,25 mm,blue,autoclavable at 121°C (2 bar), acc to DIN EN 258,265 mm × 126 mm × 88 mm
,tube diam. 25 mm, red,,,,, | Z334227 |  | Sigma | BRAND ® test tube racks, PP |  | ,,,, | BRAND , BRAND Racks , BRAND test tube racks , Labware , Manufacturer Browser , Racks , Test-tube Racks |  | positions 4 × 8,BRAND,25 mm,red,autoclavable at 121°C (2 bar), acc to DIN EN 258,265 mm × 126 mm × 88 mm | , |  |  | positions 4 × 8,BRAND,25 mm,red,autoclavable at 121°C (2 bar), acc to DIN EN 258,265 mm × 126 mm × 88 mm
,tube diam. 25 mm, white,,,,, | Z334294 |  | Sigma | BRAND ® test tube racks, PP |  | ,,,, | BRAND , BRAND Racks , BRAND test tube racks , Labware , Manufacturer Browser , Racks , Test-tube Racks |  | positions 4 × 8,BRAND,25 mm,white,autoclavable at 121°C (2 bar), acc to DIN EN 258,265 mm × 126 mm × 88 mm | , |  |  | positions 4 × 8,BRAND,25 mm,white,autoclavable at 121°C (2 bar), acc to DIN EN 258,265 mm × 126 mm × 88 mm
,tube diam. 25 mm, yellow,,,,, | Z334359 |  | Sigma | BRAND ® test tube racks, PP |  | ,,,, | BRAND , BRAND Racks , BRAND test tube racks , Labware , Manufacturer Browser , Racks , Test-tube Racks |  | positions 4 × 8,BRAND,25 mm,yellow,autoclavable at 121°C (2 bar), acc to DIN EN 258,265 mm × 126 mm × 88 mm | , |  |  | positions 4 × 8,BRAND,25 mm,yellow,autoclavable at 121°C (2 bar), acc to DIN EN 258,265 mm × 126 mm × 88 mm
,tube diam. 20 mm, blue,,,,, | Z334162 |  | Sigma | BRAND ® test tube racks, PP |  | ,,,, | BRAND , BRAND Racks , BRAND test tube racks , Labware , Manufacturer Browser , Racks , Test-tube Racks |  | positions 4 × 10,BRAND,20 mm,blue,autoclavable at 121°C (2 bar), acc to DIN EN 258,265 mm × 126 mm × 75 mm | , |  |  | positions 4 × 10,BRAND,20 mm,blue,autoclavable at 121°C (2 bar), acc to DIN EN 258,265 mm × 126 mm × 75 mm
,tube diam. 20 mm, red,,,,, | Z334235 |  | Sigma | BRAND ® test tube racks, PP |  | ,,,, | BRAND , BRAND Racks , BRAND test tube racks , Labware , Manufacturer Browser , Racks , Test-tube Racks |  | positions 4 × 10,BRAND,20 mm,red,autoclavable at 121°C (2 bar), acc to DIN EN 258,265 mm × 126 mm × 75 mm | , |  |  | positions 4 × 10,BRAND,20 mm,red,autoclavable at 121°C (2 bar), acc to DIN EN 258,265 mm × 126 mm × 75 mm
,tube diam. 20 mm, white,,,,, | Z334308 |  | Sigma | BRAND ® test tube racks, PP |  | ,,,, | BRAND , BRAND Racks , BRAND test tube racks , Labware , Manufacturer Browser , Racks , Test-tube Racks |  | positions 4 × 10,BRAND,20 mm,white,autoclavable at 121°C (2 bar), acc to DIN EN 258,265 mm × 126 mm × 75 mm | , |  |  | positions 4 × 10,BRAND,20 mm,white,autoclavable at 121°C (2 bar), acc to DIN EN 258,265 mm × 126 mm × 75 mm
,tube diam. 20 mm, yellow,,,,, | Z334367 |  | Sigma | BRAND ® test tube racks, PP |  | ,,,, | BRAND , BRAND Racks , BRAND test tube racks , Labware , Manufacturer Browser , Racks , Test-tube Racks |  | positions 4 × 10,BRAND,20 mm,yellow,autoclavable at 121°C (2 bar), acc to DIN EN 258,265 mm × 126 mm × 75 mm | , |  |  | positions 4 × 10,BRAND,20 mm,yellow,autoclavable at 121°C (2 bar), acc to DIN EN 258,265 mm × 126 mm × 75 mm
,tube diam. 18 mm, blue,,,,, | Z334189 |  | Sigma | BRAND ® test tube racks, PP |  | ,,,, | BRAND , BRAND Racks , BRAND test tube racks , Labware , Manufacturer Browser , Racks , Test-tube Racks |  | positions 5 × 11,BRAND,18 mm,blue,autoclavable at 121°C (2 bar), acc to DIN EN 258,265 mm × 126 mm × 75 mm | , |  |  | positions 5 × 11,BRAND,18 mm,blue,autoclavable at 121°C (2 bar), acc to DIN EN 258,265 mm × 126 mm × 75 mm
,tube diam. 18 mm, red,,,,, | Z334251 |  | Sigma | BRAND ® test tube racks, PP |  | ,,,, | BRAND , BRAND Racks , BRAND test tube racks , Labware , Manufacturer Browser , Racks , Test-tube Racks |  | positions 5 × 11,BRAND,18 mm,red,autoclavable at 121°C (2 bar), acc to DIN EN 258,265 mm × 126 mm × 75 mm | , |  |  | positions 5 × 11,BRAND,18 mm,red,autoclavable at 121°C (2 bar), acc to DIN EN 258,265 mm × 126 mm × 75 mm
,tube diam. 18 mm, white,,,,, | Z334324 |  | Sigma | BRAND ® test tube racks, PP |  | ,,,, | BRAND , BRAND Racks , BRAND test tube racks , Labware , Manufacturer Browser , Racks , Test-tube Racks |  | positions 5 × 11,BRAND,18 mm,white,autoclavable at 121°C (2 bar), acc to DIN EN 258,265 mm × 126 mm × 75 mm | , |  |  | positions 5 × 11,BRAND,18 mm,white,autoclavable at 121°C (2 bar), acc to DIN EN 258,265 mm × 126 mm × 75 mm
,tube diam. 18 mm, yellow,,,,, | Z334383 |  | Sigma | BRAND ® test tube racks, PP |  | ,,,, | BRAND , BRAND Racks , BRAND test tube racks , Labware , Manufacturer Browser , Racks , Test-tube Racks |  | positions 5 × 11,BRAND,18 mm,yellow,autoclavable at 121°C (2 bar), acc to DIN EN 258,265 mm × 126 mm × 75 mm | , |  |  | positions 5 × 11,BRAND,18 mm,yellow,autoclavable at 121°C (2 bar), acc to DIN EN 258,265 mm × 126 mm × 75 mm
,tube diam. 16 mm, blue,,,,, | Z334170 |  | Sigma | BRAND ® test tube racks, PP |  | ,,,, | BRAND , BRAND Racks , BRAND test tube racks , Labware , Manufacturer Browser , Racks , Test-tube Racks |  | positions 5 × 11,BRAND,16 mm,blue,autoclavable at 121°C (2 bar), acc to DIN EN 258,265 mm × 126 mm × 75 mm | , |  |  | positions 5 × 11,BRAND,16 mm,blue,autoclavable at 121°C (2 bar), acc to DIN EN 258,265 mm × 126 mm × 75 mm
,tube diam. 16 mm, red,,,,, | Z334243 |  | Sigma | BRAND ® test tube racks, PP |  | ,,,, | BRAND , BRAND Racks , BRAND test tube racks , Labware , Manufacturer Browser , Racks , Test-tube Racks |  | positions 5 × 11,BRAND,16 mm,red,autoclavable at 121°C (2 bar), acc to DIN EN 258,265 mm × 126 mm × 75 mm | , |  |  | positions 5 × 11,BRAND,16 mm,red,autoclavable at 121°C (2 bar), acc to DIN EN 258,265 mm × 126 mm × 75 mm
,tube diam. 16 mm, white,,,,, | Z334316 |  | Sigma | BRAND ® test tube racks, PP |  | ,,,, | BRAND , BRAND Racks , BRAND test tube racks , Labware , Manufacturer Browser , Racks , Test-tube Racks |  | positions 5 × 11,BRAND,16 mm,white,autoclavable at 121°C (2 bar), acc to DIN EN 258,265 mm × 126 mm × 75 mm | , |  |  | positions 5 × 11,BRAND,16 mm,white,autoclavable at 121°C (2 bar), acc to DIN EN 258,265 mm × 126 mm × 75 mm
,tube diam. 16 mm, yellow,,,,, | Z334375 |  | Sigma | BRAND ® test tube racks, PP |  | ,,,, | BRAND , BRAND Racks , BRAND test tube racks , Labware , Manufacturer Browser , Racks , Test-tube Racks |  | positions 5 × 11,BRAND,16 mm,yellow,autoclavable at 121°C (2 bar), acc to DIN EN 258,265 mm × 126 mm × 75 mm | , |  |  | positions 5 × 11,BRAND,16 mm,yellow,autoclavable at 121°C (2 bar), acc to DIN EN 258,265 mm × 126 mm × 75 mm
,tube diam. 13 mm, blue,,,,, | Z334197 |  | Sigma | BRAND ® test tube racks, PP |  | ,,,, | BRAND , BRAND Racks , BRAND test tube racks , Labware , Manufacturer Browser , Racks , Test-tube Racks |  | positions 6 × 14,BRAND,13 mm,blue,autoclavable at 121°C (2 bar), acc to DIN EN 258,265 mm × 126 mm × 75 mm | , |  |  | positions 6 × 14,BRAND,13 mm,blue,autoclavable at 121°C (2 bar), acc to DIN EN 258,265 mm × 126 mm × 75 mm
,tube diam. 13 mm, red,,,,, | Z334278 |  | Sigma | BRAND ® test tube racks, PP |  | ,,,, | BRAND , BRAND Racks , BRAND test tube racks , Labware , Manufacturer Browser , Racks , Test-tube Racks |  | positions 6 × 14,BRAND,13 mm,red,autoclavable at 121°C (2 bar), acc to DIN EN 258,265 mm × 126 mm × 75 mm | , |  |  | positions 6 × 14,BRAND,13 mm,red,autoclavable at 121°C (2 bar), acc to DIN EN 258,265 mm × 126 mm × 75 mm
,tube diam. 13 mm, white,,,,, | Z334332 |  | Sigma | BRAND ® test tube racks, PP |  | ,,,, | BRAND , BRAND Racks , BRAND test tube racks , Labware , Manufacturer Browser , Racks , Test-tube Racks |  | positions 6 × 14,BRAND,13 mm,white,autoclavable at 121°C (2 bar), acc to DIN EN 258,265 mm × 126 mm × 75 mm | , |  |  | positions 6 × 14,BRAND,13 mm,white,autoclavable at 121°C (2 bar), acc to DIN EN 258,265 mm × 126 mm × 75 mm
,tube diam. 13 mm, yellow,,,,, | Z334391 |  | Sigma | BRAND ® test tube racks, PP |  | ,,,, | BRAND , BRAND Racks , BRAND test tube racks , Labware , Manufacturer Browser , Racks , Test-tube Racks |  | positions 6 × 14,BRAND,13 mm,yellow,autoclavable at 121°C (2 bar), acc to DIN EN 258,265 mm × 126 mm × 75 mm | , |  |  | positions 6 × 14,BRAND,13 mm,yellow,autoclavable at 121°C (2 bar), acc to DIN EN 258,265 mm × 126 mm × 75 mm
,capacity, 72 13-mm tubes, blue,,,,, | R7891 |  | Sigma | Unwire ™ full racks, polyketone |  | ,,,, | Labware , Manufacturer Browser , Nalgene , Nalgene Racks , Racks , Test-tube Racks , Unwire full racks, polyketone |  | blue,Nalgene,200 mm × 102 mm × 57 mm,capacity 72 13-mm tubes | , |  |  | blue,Nalgene,200 mm × 102 mm × 57 mm,capacity 72 13-mm tubes
,capacity, 72 13-mm tubes, green,,,,, | R8516 |  | Sigma | Unwire ™ full racks, polyketone |  | ,,,, | Labware , Manufacturer Browser , Nalgene , Nalgene Racks , Racks , Test-tube Racks , Unwire full racks, polyketone |  | green,Nalgene,200 mm × 102 mm × 57 mm,capacity 72 13-mm tubes | , |  |  | green,Nalgene,200 mm × 102 mm × 57 mm,capacity 72 13-mm tubes
,capacity, 72 13-mm tubes, red,,,,, | C0917 |  | Sigma | Unwire ™ full racks, polyketone |  | ,,,, | Labware , Manufacturer Browser , Nalgene , Nalgene Racks , Racks , Test-tube Racks , Unwire full racks, polyketone |  | red,Nalgene,200 mm × 102 mm × 57 mm,capacity 72 13-mm tubes | , |  |  | red,Nalgene,200 mm × 102 mm × 57 mm,capacity 72 13-mm tubes
,capacity, 72 13-mm tubes, orange,,,,, | R6641 |  | Sigma | Unwire ™ full racks, polyketone |  | ,,,, | Labware , Manufacturer Browser , Nalgene , Nalgene Racks , Racks , Test-tube Racks , Unwire full racks, polyketone |  | orange,Nalgene,200 mm × 102 mm × 57 mm,capacity 72 13-mm tubes | , |  |  | orange,Nalgene,200 mm × 102 mm × 57 mm,capacity 72 13-mm tubes
,capacity, 72 13-mm tubes, white,,,,, | R6016 |  | Sigma | Unwire ™ full racks, polyketone |  | ,,,, | Labware , Manufacturer Browser , Nalgene , Nalgene Racks , Racks , Test-tube Racks , Unwire full racks, polyketone |  | white,Nalgene,200 mm × 102 mm × 57 mm,capacity 72 13-mm tubes | , |  |  | white,Nalgene,200 mm × 102 mm × 57 mm,capacity 72 13-mm tubes
,capacity, 72 13-mm tubes, yellow,,,,, | R7266 |  | Sigma | Unwire ™ full racks, polyketone |  | ,,,, | Labware , Manufacturer Browser , Nalgene , Nalgene Racks , Racks , Test-tube Racks , Unwire full racks, polyketone |  | yellow,Nalgene,200 mm × 102 mm × 57 mm,capacity 72 13-mm tubes | , |  |  | yellow,Nalgene,200 mm × 102 mm × 57 mm,capacity 72 13-mm tubes
,capacity, 72 16-mm tubes, blue,,,,, | R8016 |  | Sigma | Unwire ™ full racks, polyketone |  | ,,,, | Labware , Manufacturer Browser , Nalgene , Nalgene Racks , Racks , Test-tube Racks , Unwire full racks, polyketone |  | blue,Nalgene,248 mm × 127 mm × 70 mm,capacity 72 16-mm tubes | , |  |  | blue,Nalgene,248 mm × 127 mm × 70 mm,capacity 72 16-mm tubes
,capacity, 72 16-mm tubes, green,,,,, | R8641 |  | Sigma | Unwire ™ full racks, polyketone |  | ,,,, | Labware , Manufacturer Browser , Nalgene , Nalgene Racks , Racks , Test-tube Racks , Unwire full racks, polyketone |  | green,Nalgene,248 mm × 127 mm × 70 mm,capacity 72 16-mm tubes | , |  |  | green,Nalgene,248 mm × 127 mm × 70 mm,capacity 72 16-mm tubes
,capacity, 72 16-mm tubes, red,,,,, | R5766 |  | Sigma | Unwire ™ full racks, polyketone |  | ,,,, | Labware , Manufacturer Browser , Nalgene , Nalgene Racks , Racks , Test-tube Racks , Unwire full racks, polyketone |  | red,Nalgene,248 mm × 127 mm × 70 mm,capacity 72 16-mm tubes | , |  |  | red,Nalgene,248 mm × 127 mm × 70 mm,capacity 72 16-mm tubes
,capacity, 72 16-mm tubes, orange,,,,, | R6766 |  | Sigma | Unwire ™ full racks, polyketone |  | ,,,, | Labware , Manufacturer Browser , Nalgene , Nalgene Racks , Racks , Test-tube Racks , Unwire full racks, polyketone |  | orange,Nalgene,248 mm × 127 mm × 70 mm,capacity 72 16-mm tubes | , |  |  | orange,Nalgene,248 mm × 127 mm × 70 mm,capacity 72 16-mm tubes
,capacity, 72 16-mm tubes, white,,,,, | R6141 |  | Sigma | Unwire ™ full racks, polyketone |  | ,,,, | Labware , Manufacturer Browser , Nalgene , Nalgene Racks , Racks , Test-tube Racks , Unwire full racks, polyketone |  | white,Nalgene,248 mm × 127 mm × 70 mm,capacity 72 16-mm tubes | , |  |  | white,Nalgene,248 mm × 127 mm × 70 mm,capacity 72 16-mm tubes
,capacity, 72 16-mm tubes, yellow,,,,, | R7391 |  | Sigma | Unwire ™ full racks, polyketone |  | ,,,, | Labware , Manufacturer Browser , Nalgene , Nalgene Racks , Racks , Test-tube Racks , Unwire full racks, polyketone |  | yellow,Nalgene,248 mm × 127 mm × 70 mm,capacity 72 16-mm tubes | , |  |  | yellow,Nalgene,248 mm × 127 mm × 70 mm,capacity 72 16-mm tubes
,capacity, 40 20-mm tubes, blue,,,,, | R8141 |  | Sigma | Unwire ™ full racks, polyketone |  | ,,,, | Labware , Manufacturer Browser , Nalgene , Nalgene Racks , Racks , Test-tube Racks , Unwire full racks, polyketone |  | blue,Nalgene,250 mm × 102 mm × 83 mm,capacity 40 20-mm tubes | , |  |  | blue,Nalgene,250 mm × 102 mm × 83 mm,capacity 40 20-mm tubes
,capacity, 40 20-mm tubes, green,,,,, | R8766 |  | Sigma | Unwire ™ full racks, polyketone |  | ,,,, | Labware , Manufacturer Browser , Nalgene , Nalgene Racks , Racks , Test-tube Racks , Unwire full racks, polyketone |  | green,Nalgene,250 mm × 102 mm × 83 mm,capacity 40 20-mm tubes | , |  |  | green,Nalgene,250 mm × 102 mm × 83 mm,capacity 40 20-mm tubes
,capacity, 40 20-mm tubes, red,,,,, | R5891 |  | Sigma | Unwire ™ full racks, polyketone |  | ,,,, | Labware , Manufacturer Browser , Nalgene , Nalgene Racks , Racks , Test-tube Racks , Unwire full racks, polyketone |  | red,Nalgene,250 mm × 102 mm × 83 mm,capacity 40 20-mm tubes | , |  |  | red,Nalgene,250 mm × 102 mm × 83 mm,capacity 40 20-mm tubes
,capacity, 40 20-mm tubes, orange,,,,, | R6891 |  | Sigma | Unwire ™ full racks, polyketone |  | ,,,, | Labware , Manufacturer Browser , Nalgene , Nalgene Racks , Racks , Test-tube Racks , Unwire full racks, polyketone |  | orange,Nalgene,250 mm × 102 mm × 83 mm,capacity 40 20-mm tubes | , |  |  | orange,Nalgene,250 mm × 102 mm × 83 mm,capacity 40 20-mm tubes
,capacity, 40 20-mm tubes, white,,,,, | R6266 |  | Sigma | Unwire ™ full racks, polyketone |  | ,,,, | Labware , Manufacturer Browser , Nalgene , Nalgene Racks , Racks , Test-tube Racks , Unwire full racks, polyketone |  | white,Nalgene,250 mm × 102 mm × 83 mm,capacity 40 20-mm tubes | , |  |  | white,Nalgene,250 mm × 102 mm × 83 mm,capacity 40 20-mm tubes
,capacity, 40 20-mm tubes, yellow,,,,, | R7516 |  | Sigma | Unwire ™ full racks, polyketone |  | ,,,, | Labware , Manufacturer Browser , Nalgene , Nalgene Racks , Racks , Test-tube Racks , Unwire full racks, polyketone |  | yellow,Nalgene,250 mm × 102 mm × 83 mm,capacity 40 20-mm tubes | , |  |  | yellow,Nalgene,250 mm × 102 mm × 83 mm,capacity 40 20-mm tubes
,capacity, 40 25-mm tubes, blue,,,,, | R8266 |  | Sigma | Unwire ™ full racks, polyketone |  | ,,,, | Labware , Manufacturer Browser , Nalgene , Nalgene Racks , Racks , Test-tube Racks , Unwire full racks, polyketone |  | blue,Nalgene,300 mm × 121 mm × 92 mm,capacity 40 25-mm tubes | , |  |  | blue,Nalgene,300 mm × 121 mm × 92 mm,capacity 40 25-mm tubes
,capacity, 40 25-mm tubes, green,,,,, | R8891 |  | Sigma | Unwire ™ full racks, polyketone |  | ,,,, | Labware , Manufacturer Browser , Nalgene , Nalgene Racks , Racks , Test-tube Racks , Unwire full racks, polyketone |  | green,Nalgene,300 mm × 121 mm × 92 mm,capacity 40 25-mm tubes | , |  |  | green,Nalgene,300 mm × 121 mm × 92 mm,capacity 40 25-mm tubes
,capacity, 40 25-mm tubes, red,,,,, | C5666 |  | Sigma | Unwire ™ full racks, polyketone |  | ,,,, | Labware , Manufacturer Browser , Nalgene , Nalgene Racks , Racks , Test-tube Racks , Unwire full racks, polyketone |  | red,Nalgene,300 mm × 121 mm × 92 mm,capacity 40 25-mm tubes | , |  |  | red,Nalgene,300 mm × 121 mm × 92 mm,capacity 40 25-mm tubes
,capacity, 40 25-mm tubes, orange,,,,, | R7016 |  | Sigma | Unwire ™ full racks, polyketone |  | ,,,, | Labware , Manufacturer Browser , Nalgene , Nalgene Racks , Racks , Test-tube Racks , Unwire full racks, polyketone |  | orange,Nalgene,300 mm × 121 mm × 92 mm,capacity 40 25-mm tubes | , |  |  | orange,Nalgene,300 mm × 121 mm × 92 mm,capacity 40 25-mm tubes
,capacity, 40 25-mm tubes, white,,,,, | R6391 |  | Sigma | Unwire ™ full racks, polyketone |  | ,,,, | Labware , Manufacturer Browser , Nalgene , Nalgene Racks , Racks , Test-tube Racks , Unwire full racks, polyketone |  | white,Nalgene,300 mm × 121 mm × 92 mm,capacity 40 25-mm tubes | , |  |  | white,Nalgene,300 mm × 121 mm × 92 mm,capacity 40 25-mm tubes
,capacity, 40 25-mm tubes, yellow,,,,, | R7641 |  | Sigma | Unwire ™ full racks, polyketone |  | ,,,, | Labware , Manufacturer Browser , Nalgene , Nalgene Racks , Racks , Test-tube Racks , Unwire full racks, polyketone |  | yellow,Nalgene,300 mm × 121 mm × 92 mm,capacity 40 25-mm tubes | , |  |  | yellow,Nalgene,300 mm × 121 mm × 92 mm,capacity 40 25-mm tubes
,capacity, 24 30-mm tubes, blue,,,,, | R8391 |  | Sigma | Unwire ™ full racks, polyketone |  | ,,,, | Labware , Manufacturer Browser , Nalgene , Nalgene Racks , Racks , Test-tube Racks , Unwire full racks, polyketone |  | blue,Nalgene,283 mm × 108 mm × 83 mm,capacity 24 30-mm tubes | , |  |  | blue,Nalgene,283 mm × 108 mm × 83 mm,capacity 24 30-mm tubes
,capacity, 24 30-mm tubes, green,,,,, | R9016 |  | Sigma | Unwire ™ full racks, polyketone |  | ,,,, | Labware , Manufacturer Browser , Nalgene , Nalgene Racks , Racks , Test-tube Racks , Unwire full racks, polyketone |  | green,Nalgene,283 mm × 108 mm × 83 mm,capacity 24 30-mm tubes | , |  |  | green,Nalgene,283 mm × 108 mm × 83 mm,capacity 24 30-mm tubes
,capacity, 24 30-mm tubes, red,,,,, | C1042 |  | Sigma | Unwire ™ full racks, polyketone |  | ,,,, | Labware , Manufacturer Browser , Nalgene , Nalgene Racks , Racks , Test-tube Racks , Unwire full racks, polyketone |  | red,Nalgene,283 mm × 108 mm × 83 mm,capacity 24 30-mm tubes | , |  |  | red,Nalgene,283 mm × 108 mm × 83 mm,capacity 24 30-mm tubes
,capacity, 24 30-mm tubes, orange,,,,, | R7141 |  | Sigma | Unwire ™ full racks, polyketone |  | ,,,, | Labware , Manufacturer Browser , Nalgene , Nalgene Racks , Racks , Test-tube Racks , Unwire full racks, polyketone |  | orange,Nalgene,283 mm × 108 mm × 83 mm,capacity 24 30-mm tubes | , |  |  | orange,Nalgene,283 mm × 108 mm × 83 mm,capacity 24 30-mm tubes
,capacity, 24 30-mm tubes, white,,,,, | R6516 |  | Sigma | Unwire ™ full racks, polyketone |  | ,,,, | Labware , Manufacturer Browser , Nalgene , Nalgene Racks , Racks , Test-tube Racks , Unwire full racks, polyketone |  | white,Nalgene,283 mm × 108 mm × 83 mm,capacity 24 30-mm tubes | , |  |  | white,Nalgene,283 mm × 108 mm × 83 mm,capacity 24 30-mm tubes
,capacity, 24 30-mm tubes, yellow,,,,, | R7766 |  | Sigma | Unwire ™ full racks, polyketone |  | ,,,, | Labware , Manufacturer Browser , Nalgene , Nalgene Racks , Racks , Test-tube Racks , Unwire full racks, polyketone |  | yellow,Nalgene,283 mm × 108 mm × 83 mm,capacity 24 30-mm tubes | , |  |  | yellow,Nalgene,283 mm × 108 mm × 83 mm,capacity 24 30-mm tubes
,capacity, 36 13-mm tubes, white,,,,, | R9141 |  | Sigma | Unwire ™ half-racks, Polyketone |  | ,,,, | Labware , Manufacturer Browser , Nalgene , Nalgene Racks , Racks , Test-tube Racks , Unwire half-racks, Polyketone |  | white,Nalgene,102 mm × 102 mm × 56 mm,(ketone resin),capacity 36 13-mm tubes | , |  |  | white,Nalgene,102 mm × 102 mm × 56 mm,(ketone resin),capacity 36 13-mm tubes
,capacity, 36 16-mm tubes, red,,,,, | R9763 |  | Sigma | Unwire ™ half-racks, Polyketone |  | ,,,, | Labware , Manufacturer Browser , Nalgene , Nalgene Racks , Racks , Test-tube Racks , Unwire half-racks, Polyketone |  | red,Nalgene,126 mm × 126 mm × 68 mm,(ketone resin),capacity 36 16-mm tubes | , |  |  | red,Nalgene,126 mm × 126 mm × 68 mm,(ketone resin),capacity 36 16-mm tubes
,no. of holes, 72, for tubes, 10 × 13 mm,,,,, | Z176966 |  | Aldrich | Scienceware ® serum-vial support |  | ,,,, | Bel-Art , Bel-Art Racks , Bel-Art Serum-Vial Support Racks , Labware , Manufacturer Browser , Racks , Vial Racks |  | no. of holes 72,Bel-Art,9 3/8 in. × 4 3/8 in. × 3 1/2 in.,for tubes 10 × 13 mm | , |  |  | no. of holes 72,Bel-Art,9 3/8 in. × 4 3/8 in. × 3 1/2 in.,for tubes 10 × 13 mm
,no. of holes, 40, for tubes, 13 × 16 mm,,,,, | Z176974 |  | Aldrich | Scienceware ® serum-vial support |  | ,,,, | Bel-Art , Bel-Art Racks , Bel-Art Serum-Vial Support Racks , Labware , Manufacturer Browser , Racks , Vial Racks |  | no. of holes 40,Bel-Art,10 in. × 4 3/8 in. × 3 1/2 in.,for tubes 13 × 16 mm | , |  |  | no. of holes 40,Bel-Art,10 in. × 4 3/8 in. × 3 1/2 in.,for tubes 13 × 16 mm
,no. of holes, 40, for tubes, 16 × 20 mm,,,,, | Z176982 |  | Aldrich | Scienceware ® serum-vial support |  | ,,,, | Bel-Art , Bel-Art Racks , Bel-Art Serum-Vial Support Racks , Labware , Manufacturer Browser , Racks , Vial Racks |  | no. of holes 40,Bel-Art,10 in. × 4 3/8 in. × 3 1/2 in.,for tubes 16 × 20 mm | , |  |  | no. of holes 40,Bel-Art,10 in. × 4 3/8 in. × 3 1/2 in.,for tubes 16 × 20 mm
Wheaton vial rack,12 mm vial, no. of holes, 50 (5 × 10),,,,, | Z252484 |  | Aldrich | Wheaton 样品瓶架 |  | ,,,, | Alcan Packaging , Alcan Packaging Vials & Caps , Labware , Manufacturer Browser , Racks , Vial Accessories , Vial Racks , Vials , Wheaton , Wheaton Vial Rack , Wheaton Vials & Caps , Wheaton storage racks , Wheaton vial rack , 分析/色谱 |  | pkg of 5 ea,19 cm × 10 cm × 2.2 cm,no. of holes 50 (5 × 10) | , |  |  | pkg of 5 ea,19 cm × 10 cm × 2.2 cm,no. of holes 50 (5 × 10)
Wheaton vial rack,15 mm vial, no. of holes, 48 (4 × 12),,,,, | Z252417 |  | Aldrich | Wheaton 样品瓶架 |  | ,,,, | Alcan Packaging , Alcan Packaging Vials & Caps , Labware , Manufacturer Browser , Racks , Vial Accessories , Vial Racks , Vials , Wheaton , Wheaton Vial Rack , Wheaton Vials & Caps , Wheaton storage racks , Wheaton vial rack , 分析/色谱 |  | pkg of 5 ea,9.4 cm × 26.6 cm × 2.8 cm,no. of holes 48 (4 × 12) | , |  |  | pkg of 5 ea,9.4 cm × 26.6 cm × 2.8 cm,no. of holes 48 (4 × 12)
Wheaton vial rack,16-17mm culture tubes and 1.4-8 mL vials, no. of holes, 90 (6 × 15),,,,, | Z252441 |  | Aldrich | Wheaton 样品瓶架 |  | ,,,, | Alcan Packaging , Alcan Packaging Vials & Caps , Labware , Manufacturer Browser , Racks , Vial Accessories , Vial Racks , Vials , Wheaton , Wheaton Vial Rack , Wheaton Vials & Caps , Wheaton storage racks , Wheaton vial rack , 分析/色谱 |  | pkg of 5 ea,17 cm × 32 cm × 3 cm,no. of holes 90 (6 × 15) | , |  |  | pkg of 5 ea,17 cm × 32 cm × 3 cm,no. of holes 90 (6 × 15)
Wheaton vial rack,20 mL scintillation vials up to 28 mm diameter and 40 mL CombiChem/EPA vials, no. of holes, 50 (5 × 10),,,,, | Z252433 |  | Aldrich | Wheaton 样品瓶架 |  | ,,,, | Alcan Packaging , Alcan Packaging Vials & Caps , Labware , Manufacturer Browser , Racks , Vial Accessories , Vial Racks , Vials , Wheaton , Wheaton Vial Rack , Wheaton Vials & Caps , Wheaton storage racks , Wheaton vial rack , 分析/色谱 |  | pkg of 5 ea,17 cm × 32 cm × 3 cm,no. of holes 50 (5 × 10) | , |  |  | pkg of 5 ea,17 cm × 32 cm × 3 cm,no. of holes 50 (5 × 10)
Wheaton vial rack,22 mm tubes and 5 or 10 mL headspace autosampler vials, no. of holes, 36 (3 × 12),,,,, | Z252425 |  | Aldrich | Wheaton 样品瓶架 |  | ,,,, | Alcan Packaging , Alcan Packaging Vials & Caps , Labware , Manufacturer Browser , Racks , Vial Accessories , Vial Racks , Vials , Wheaton , Wheaton Vial Rack , Wheaton Vials & Caps , Wheaton storage racks , Wheaton vial rack , 分析/色谱 |  | pkg of 5 ea,9.1 cm × 32.2 cm × 2.8 cm,no. of holes 36 (3 × 12) | , |  |  | pkg of 5 ea,9.1 cm × 32.2 cm × 2.8 cm,no. of holes 36 (3 × 12)
,CE compliant,,,,, | Z687693 |  | Aldrich | eVol ® electronic syringe NMR starter kit |  | ,,,, | Accessories for NMR tubes , Air Sensitive NMR Tubes and Accessories , Labware , NMR Tubes , NMR Tubes and Accessories , eVol electronic NMR syringe |  | SGE, 2910100,CE compliant | , |  |  | SGE, 2910100,CE compliant
,SGE, 492150,,,,, | Z687812 |  | Aldrich | eVol ® electronic syringe NMR travel case |  | ,,,, | Accessories for NMR tubes , Air Sensitive NMR Tubes and Accessories , Labware , NMR Tubes , NMR Tubes and Accessories , eVol electronic NMR syringe |  | SGE, 492150 | , |  |  | SGE, 492150
,for 5 μL, L × O.D. 11.5 cm × 0.5 mm, gauge size 25,,,,, | Z687707 |  | Aldrich | Replacement NMR needle with bevel tip for eVol ® electronic syringe |  | ,,,, | Accessories for NMR tubes , Air Sensitive NMR Tubes and Accessories , Labware , NMR Tubes , NMR Tubes and Accessories , eVol electronic NMR syringe |  | SGE, 036920,11.5 cm × 0.5 mm,25 | , |  |  | SGE, 036920,11.5 cm × 0.5 mm,25
,for 50 μL, L × O.D. 11.5 cm × 0.63 mm, gauge size 23,,,,, | Z687715 |  | Aldrich | Replacement NMR needle with bevel tip for eVol ® electronic syringe |  | ,,,, | Accessories for NMR tubes , Air Sensitive NMR Tubes and Accessories , Labware , NMR Tubes , NMR Tubes and Accessories , eVol electronic NMR syringe |  | SGE, 038161,11.5 cm × 0.63 mm,23 | , |  |  | SGE, 038161,11.5 cm × 0.63 mm,23
,for 50 μL, L × O.D. 18.0 cm × 0.63 mm, gauge size 23,,,,, | Z687723 |  | Aldrich | Replacement NMR needle with bevel tip for eVol ® electronic syringe |  | ,,,, | Accessories for NMR tubes , Air Sensitive NMR Tubes and Accessories , Labware , NMR Tubes , NMR Tubes and Accessories , eVol electronic NMR syringe |  | SGE, 038138,18.0 cm × 0.63 mm,23 | , |  |  | SGE, 038138,18.0 cm × 0.63 mm,23
,for 500 μL, L × O.D. 11.5 cm × 0.63 mm, gauge size 23,,,,, | Z687731 |  | Aldrich | Replacement NMR needle with bevel tip for eVol ® electronic syringe |  | ,,,, | Accessories for NMR tubes , Air Sensitive NMR Tubes and Accessories , Labware , NMR Tubes , NMR Tubes and Accessories , eVol electronic NMR syringe |  | SGE, 039160,11.5 cm × 0.63 mm,23 | , |  |  | SGE, 039160,11.5 cm × 0.63 mm,23
,for 500 μL, L × O.D. 18.0 cm × 0.63 mm, gauge size 23,,,,, | Z687758 |  | Aldrich | Replacement NMR needle with bevel tip for eVol ® electronic syringe |  | ,,,, | Accessories for NMR tubes , Air Sensitive NMR Tubes and Accessories , Labware , NMR Tubes , NMR Tubes and Accessories , eVol electronic NMR syringe |  | SGE, 039138,18.0 cm × 0.63 mm,23 | , |  |  | SGE, 039138,18.0 cm × 0.63 mm,23
,for 5 μL, L × O.D. 11.5 cm × 0.5 mm, gauge size 25,,,,, | Z687766 |  | Aldrich | Replacement NMR needle with cone tip for eVol ® electronic syringe |  | ,,,, | Accessories for NMR tubes , Air Sensitive NMR Tubes and Accessories , Labware , NMR Tubes , NMR Tubes and Accessories , eVol electronic NMR syringe |  | SGE, 036922,11.5 cm × 0.5 mm,25 | , |  |  | SGE, 036922,11.5 cm × 0.5 mm,25
,for 50 μL, L × O.D. 11.5 cm × 0.5 mm, gauge size 25,,,,, | Z687774 |  | Aldrich | Replacement NMR needle with cone tip for eVol ® electronic syringe |  | ,,,, | Accessories for NMR tubes , Air Sensitive NMR Tubes and Accessories , Labware , NMR Tubes , NMR Tubes and Accessories , eVol electronic NMR syringe |  | SGE, 038060,11.5 cm × 0.5 mm,25 | , |  |  | SGE, 038060,11.5 cm × 0.5 mm,25
,for 50 μL, L × O.D. 18.0 cm × 0.63 mm, gauge size 23,,,,, | Z687782 |  | Aldrich | Replacement NMR needle with cone tip for eVol ® electronic syringe |  | ,,,, | Accessories for NMR tubes , Air Sensitive NMR Tubes and Accessories , Labware , NMR Tubes , NMR Tubes and Accessories , eVol electronic NMR syringe |  | SGE, 038038,18.0 cm × 0.63 mm,23 | , |  |  | SGE, 038038,18.0 cm × 0.63 mm,23
,for 500 μL, N25/500, L × O.D. 11.5 cm × 0.63 mm, gauge size 23,,,,, | Z687790 |  | Aldrich | Replacement NMR needle with cone tip for eVol ® electronic syringe |  | ,,,, | Accessories for NMR tubes , Air Sensitive NMR Tubes and Accessories , Labware , NMR Tubes , NMR Tubes and Accessories , eVol electronic NMR syringe |  | SGE, 039060,11.5 cm × 0.63 mm,23 | , |  |  | SGE, 039060,11.5 cm × 0.63 mm,23
,for 500 μL, L × O.D. 18.0 cm × 0.63 mm, gauge size 23,,,,, | Z687804 |  | Aldrich | Replacement NMR needle with cone tip for eVol ® electronic syringe |  | ,,,, | Accessories for NMR tubes , Air Sensitive NMR Tubes and Accessories , Labware , NMR Tubes , NMR Tubes and Accessories , eVol electronic NMR syringe |  | SGE, 039038,18.0 cm × 0.63 mm,23 | , |  |  | SGE, 039038,18.0 cm × 0.63 mm,23
,1 port, L 100 mm,,,,, | Z516473 |  | Aldrich | Aldrich ® 5 mm NMR tube evacuation manifold | 32129209 | ,,,, | Air Sensitive NMR Tubes and Accessories , Aldrich , Aldrich ColorSpec NMR Tubes, Accessories & Solvents , Aldrich Spectroscopy , Labware , Manufacturer Browser , NMR Accessories , NMR Tube Manifolds , NMR Tubes and Accessories , NMR tube manifolds , Specialty NMR Manifolds and Accessories , Spectroscopy Supplies , Tube Manifolds |  | 100 mm | , |  |  | 100 mm
,2 ports, L 150 mm,,,,, | Z516481 |  | Aldrich | Aldrich ® 5 mm NMR tube evacuation manifold |  | ,,,, | Air Sensitive NMR Tubes and Accessories , Aldrich , Aldrich ColorSpec NMR Tubes, Accessories & Solvents , Aldrich Spectroscopy , Labware , Manufacturer Browser , NMR Accessories , NMR Tube Manifolds , NMR Tubes and Accessories , NMR tube manifolds , Specialty NMR Manifolds and Accessories , Spectroscopy Supplies , Tube Manifolds |  | 150 mm | , |  |  | 150 mm
,5 ports, L 300 mm,,,,, | Z516503 |  | Aldrich | Aldrich ® 5 mm NMR tube evacuation manifold |  | ,,,, | Air Sensitive NMR Tubes and Accessories , Aldrich , Aldrich ColorSpec NMR Tubes, Accessories & Solvents , Aldrich Spectroscopy , Labware , Manufacturer Browser , NMR Accessories , NMR Tube Manifolds , NMR Tubes and Accessories , NMR tube manifolds , Specialty NMR Manifolds and Accessories , Spectroscopy Supplies , Tube Manifolds |  | 300 mm | , |  |  | 300 mm
,1 port, L 100 mm,,,,, | Z516449 |  | Aldrich | Aldrich ® 5 mm NMR tube filling manifold | 32129209 | ,,,, | Air Sensitive NMR Tubes and Accessories , Aldrich , Aldrich ColorSpec NMR Tubes, Accessories & Solvents , Aldrich Spectroscopy , Labware , Manufacturer Browser , NMR Accessories , NMR Tube Manifolds , NMR Tubes and Accessories , NMR tube manifolds , Specialty NMR Manifolds and Accessories , Spectroscopy Supplies , Tube Manifolds |  | 100 mm | , |  |  | 100 mm
,2 ports, L 150 mm,,,,, | Z516457 |  | Aldrich | Aldrich ® 5 mm NMR tube filling manifold |  | ,,,, | Air Sensitive NMR Tubes and Accessories , Aldrich , Aldrich ColorSpec NMR Tubes, Accessories & Solvents , Aldrich Spectroscopy , Labware , Manufacturer Browser , NMR Accessories , NMR Tube Manifolds , NMR Tubes and Accessories , NMR tube manifolds , Specialty NMR Manifolds and Accessories , Spectroscopy Supplies , Tube Manifolds |  | 150 mm | , |  |  | 150 mm
,5 ports, L 300 mm,,,,, | Z516465 |  | Aldrich | Aldrich ® 5 mm NMR tube filling manifold |  | ,,,, | Air Sensitive NMR Tubes and Accessories , Aldrich , Aldrich ColorSpec NMR Tubes, Accessories & Solvents , Aldrich Spectroscopy , Labware , Manufacturer Browser , NMR Accessories , NMR Tube Manifolds , NMR Tubes and Accessories , NMR tube manifolds , Specialty NMR Manifolds and Accessories , Spectroscopy Supplies , Tube Manifolds |  | 300 mm | , |  |  | 300 mm
,Use with 5mm × 9in. L NMR tubes,,,,, | Z255696 |  | Aldrich | Kontes ® NMR tube-sealing manifold |  | ,,,, | Air Sensitive NMR Tubes and Accessories , Alphabetical Listings , I-L , Kimble Kontes , Kimble Kontes Spectroscopy Supplies , Labware , Manufacturer Browser , NMR Accessories , NMR Tubes and Accessories , Specialty NMR Manifolds and Accessories , Stable Isotopes , Tube Manifolds |  | Kimble Kontes | , |  |  | Kimble Kontes
,limit 300 MHz frequency, L 7 in.,,,,, | Z568112 |  | Aldrich | Wilmad ® low pressure/vacuum NMR tube (LPV) |  | ,,,, | Air Sensitive NMR Tubes and Accessories , Labware , Low Pressure/Vacuum (LPV) NMR tubes , NMR Tubes , NMR Tubes and Accessories , Wilmad , Wilmad low pressure/vacuum NMR tubes |  | Wilmad, 507-LPV-7,25 μm,0.7 mm,51 μm,7 in.,300 MHz frequency,5 mm | , |  |  | Wilmad, 507-LPV-7,25 μm,0.7 mm,51 μm,7 in.,300 MHz frequency,5 mm
,L 8 in., limit 300 MHz frequency,,,,, | Z568120 |  | Aldrich | Wilmad ® low pressure/vacuum NMR tube (LPV) |  | ,,,, | Air Sensitive NMR Tubes and Accessories , Labware , Low Pressure/Vacuum (LPV) NMR tubes , NMR Tubes , NMR Tubes and Accessories , Wilmad , Wilmad low pressure/vacuum NMR tubes |  | Wilmad, 507-LPV-8,25 μm,0.7 mm,51 μm,8 in.,300 MHz frequency,5 mm | , |  |  | Wilmad, 507-LPV-8,25 μm,0.7 mm,51 μm,8 in.,300 MHz frequency,5 mm
,limit 500 MHz frequency, L 7 in.,,,,, | Z568139 |  | Aldrich | Wilmad ® low pressure/vacuum NMR tube (LPV) |  | ,,,, | Air Sensitive NMR Tubes and Accessories , Labware , Low Pressure/Vacuum (LPV) NMR tubes , NMR Tubes , NMR Tubes and Accessories , Wilmad , Wilmad low pressure/vacuum NMR tubes |  | Wilmad, 528-LPV-7,13 μm,0.7 mm,25 μm,7 in.,500 MHz frequency,5 mm | , |  |  | Wilmad, 528-LPV-7,13 μm,0.7 mm,25 μm,7 in.,500 MHz frequency,5 mm
,limit 500 MHz frequency, L 8 in.,,,,, | Z568147 |  | Aldrich | Wilmad ® low pressure/vacuum NMR tube (LPV) |  | ,,,, | Air Sensitive NMR Tubes and Accessories , Labware , Low Pressure/Vacuum (LPV) NMR tubes , NMR Tubes , NMR Tubes and Accessories , Wilmad , Wilmad low pressure/vacuum NMR tubes |  | Wilmad, 528-LPV-8,13 μm,0.7 mm,25 μm,8 in.,500 MHz frequency,5 mm | , |  |  | Wilmad, 528-LPV-8,13 μm,0.7 mm,25 μm,8 in.,500 MHz frequency,5 mm
,limit 600 MHz frequency, L 7 in.,,,,, | Z568155 |  | Aldrich | Wilmad ® low pressure/vacuum NMR tube (LPV) |  | ,,,, | Air Sensitive NMR Tubes and Accessories , Labware , Low Pressure/Vacuum (LPV) NMR tubes , NMR Tubes , NMR Tubes and Accessories , Wilmad , Wilmad low pressure/vacuum NMR tubes |  | Wilmad, 535-LPV-7,6 μm,0.7 mm,13 μm,7 in.,600 MHz frequency,5 mm | , |  |  | Wilmad, 535-LPV-7,6 μm,0.7 mm,13 μm,7 in.,600 MHz frequency,5 mm
,limit 600 MHz frequency, L 8 in.,,,,, | Z568163 |  | Aldrich | Wilmad ® low pressure/vacuum NMR tube (LPV) |  | ,,,, | Air Sensitive NMR Tubes and Accessories , Labware , Low Pressure/Vacuum (LPV) NMR tubes , NMR Tubes , NMR Tubes and Accessories , Wilmad , Wilmad low pressure/vacuum NMR tubes |  | Wilmad, 535-LPV-8,6 μm,0.7 mm,13 μm,8 in.,600 MHz frequency,5 mm | , |  |  | Wilmad, 535-LPV-8,6 μm,0.7 mm,13 μm,8 in.,600 MHz frequency,5 mm
Wilmad ® NMR tubes 5 mm diam., precision, amber,limit 100 MHz frequency, L 7 in.,,,,, | Z282251 |  | Aldrich | Wilmad ® NMR Tubes - amber |  | ,,,, | Air Sensitive NMR Tubes and Accessories , Alphabetical Listings , High Resolution NMR Tubes , Labware , NMR Tubes , NMR Tubes and Accessories , NMR tubes, precision , Stable Isotopes , U-Z , Wilmad , Wilmad Precision Grade NMR Tubes for High Resolution NMR , Wilmad Precision NMR tubes |  | Wilmad, 505-PS-7,51 μm,0.38 mm,76 μm,7 in.,100 MHz frequency,5 mm | , |  |  | Wilmad, 505-PS-7,51 μm,0.38 mm,76 μm,7 in.,100 MHz frequency,5 mm
Wilmad ® NMR tubes 5 mm diam., precision, amber,limit 300 MHz frequency, L 7 in.,,,,, | Z282278 |  | Aldrich | Wilmad ® NMR Tubes - amber | 32129209 | ,,,, | Air Sensitive NMR Tubes and Accessories , Alphabetical Listings , High Resolution NMR Tubes , Labware , NMR Tubes , NMR Tubes and Accessories , NMR tubes, precision , Stable Isotopes , U-Z , Wilmad , Wilmad Precision Grade NMR Tubes for High Resolution NMR , Wilmad Precision NMR tubes |  | Wilmad, 507-PP-7,25 μm,0.38 mm,51 μm,7 in.,300 MHz frequency,5 mm | , |  |  | Wilmad, 507-PP-7,25 μm,0.38 mm,51 μm,7 in.,300 MHz frequency,5 mm
Wilmad ® NMR tubes 5 mm diam., precision, amber,limit 400 MHz frequency, L 7 in.,,,,, | Z282286 |  | Aldrich | Wilmad ® NMR Tubes - amber | 32129209 | ,,,, | Air Sensitive NMR Tubes and Accessories , Alphabetical Listings , High Resolution NMR Tubes , Labware , NMR Tubes , NMR Tubes and Accessories , NMR tubes, precision , Stable Isotopes , U-Z , Wilmad , Wilmad Precision Grade NMR Tubes for High Resolution NMR , Wilmad Precision NMR tubes |  | Wilmad, 527-PP-7,25 μm,0.38 mm,25 μm,7 in.,400 MHz frequency,5 mm | , |  |  | Wilmad, 527-PP-7,25 μm,0.38 mm,25 μm,7 in.,400 MHz frequency,5 mm
,Heavy wall, limit 300 MHz frequency, L 7 in.,,,,, | Z562831 |  | Aldrich | Wilmad ® quick pressure valve NMR tube 5 mm diam. | 32129209 | ,,,, | Air Sensitive NMR Tubes and Accessories , Labware , NMR Tubes , NMR Tubes and Accessories , Quick pressure valve NMR tubes and accessories , Wilmad , Wilmad quick pressure valve NMR tubes |  | Wilmad, 522-QPV-7,51 μm,1.40 mm,7 in.,pressure 200 psi,300 MHz frequency,5 mm | , |  |  | Wilmad, 522-QPV-7,51 μm,1.40 mm,7 in.,pressure 200 psi,300 MHz frequency,5 mm
,Heavy wall, limit 300 MHz frequency, L 8 in., pressure, 200 psi,,,,, | Z562858 |  | Aldrich | Wilmad ® quick pressure valve NMR tube 5 mm diam. | 32129209 | ,,,, | Air Sensitive NMR Tubes and Accessories , Labware , NMR Tubes , NMR Tubes and Accessories , Quick pressure valve NMR tubes and accessories , Wilmad , Wilmad quick pressure valve NMR tubes |  | Wilmad, 522-QPV-8,51 μm,1.40 mm,8 in.,pressure 200 psi,300 MHz frequency,5 mm | , |  |  | Wilmad, 522-QPV-8,51 μm,1.40 mm,8 in.,pressure 200 psi,300 MHz frequency,5 mm
,Medium wall, limit 300 MHz frequency, L 7 in.,,,,, | Z562866 |  | Aldrich | Wilmad ® quick pressure valve NMR tube 5 mm diam. | 32129209 | ,,,, | Air Sensitive NMR Tubes and Accessories , Labware , NMR Tubes , NMR Tubes and Accessories , Quick pressure valve NMR tubes and accessories , Wilmad , Wilmad quick pressure valve NMR tubes |  | Wilmad, 524-QPV-7,51 μm,0.77 mm,7 in.,pressure 150 psi,300 MHz frequency,5 mm | , |  |  | Wilmad, 524-QPV-7,51 μm,0.77 mm,7 in.,pressure 150 psi,300 MHz frequency,5 mm
,Medium wall, limit 300 MHz frequency, L 8 in.,,,,, | Z562874 |  | Aldrich | Wilmad ® quick pressure valve NMR tube 5 mm diam. |  | ,,,, | Air Sensitive NMR Tubes and Accessories , Labware , NMR Tubes , NMR Tubes and Accessories , Quick pressure valve NMR tubes and accessories , Wilmad , Wilmad quick pressure valve NMR tubes |  | Wilmad, 524-QPV-8,51 μm,0.77 mm,8 in.,pressure 150 psi,300 MHz frequency,5 mm | , |  |  | Wilmad, 524-QPV-8,51 μm,0.77 mm,8 in.,pressure 150 psi,300 MHz frequency,5 mm
,Thin wall, L 7 in., limit 300 MHz frequency,,,,, | Z562815 |  | Aldrich | Wilmad ® quick pressure valve NMR tube 5 mm diam. |  | ,,,, | Air Sensitive NMR Tubes and Accessories , Labware , NMR Tubes , NMR Tubes and Accessories , Quick pressure valve NMR tubes and accessories , Wilmad , Wilmad quick pressure valve NMR tubes |  | Wilmad, 507-QPV-7,25 μm,0.38 mm,7 in.,pressure 100 psi,300 MHz frequency,5 mm | , |  |  | Wilmad, 507-QPV-7,25 μm,0.38 mm,7 in.,pressure 100 psi,300 MHz frequency,5 mm
,Thin wall, limit 300 MHz frequency, L 8 in.,,,,, | Z562823 |  | Aldrich | Wilmad ® quick pressure valve NMR tube 5 mm diam. |  | ,,,, | Air Sensitive NMR Tubes and Accessories , Labware , NMR Tubes , NMR Tubes and Accessories , Quick pressure valve NMR tubes and accessories , Wilmad , Wilmad quick pressure valve NMR tubes |  | Wilmad, 507-QPV-8,25 μm,0.38 mm,8 in.,pressure 100 psi,300 MHz frequency,5 mm | , |  |  | Wilmad, 507-QPV-8,25 μm,0.38 mm,8 in.,pressure 100 psi,300 MHz frequency,5 mm
,Thin wall, limit 500 MHz frequency, L 7 in.,,,,, | Z562882 |  | Aldrich | Wilmad ® quick pressure valve NMR tube 5 mm diam. |  | ,,,, | Air Sensitive NMR Tubes and Accessories , Labware , NMR Tubes , NMR Tubes and Accessories , Quick pressure valve NMR tubes and accessories , Wilmad , Wilmad quick pressure valve NMR tubes |  | Wilmad, 528-QPV-7,13 μm,0.38 mm,7 in.,pressure 100 psi,500 MHz frequency,5 mm | , |  |  | Wilmad, 528-QPV-7,13 μm,0.38 mm,7 in.,pressure 100 psi,500 MHz frequency,5 mm
,Thin wall, limit 500 MHz frequency, L 8 in.,,,,, | Z562890 |  | Aldrich | Wilmad ® quick pressure valve NMR tube 5 mm diam. |  | ,,,, | Air Sensitive NMR Tubes and Accessories , Labware , NMR Tubes , NMR Tubes and Accessories , Quick pressure valve NMR tubes and accessories , Wilmad , Wilmad quick pressure valve NMR tubes |  | Wilmad, 528-QPV-8,13 μm,0.38 mm,8 in.,pressure 100 psi,500 MHz frequency,5 mm | , |  |  | Wilmad, 528-QPV-8,13 μm,0.38 mm,8 in.,pressure 100 psi,500 MHz frequency,5 mm
,limit 100 MHz frequency, diam. 5 mm, L 7 in.,,,,, | Z271918 |  | Aldrich | Wilmad ® screw-cap NMR tube |  | ,,,, | Air Sensitive NMR Tubes and Accessories , Alphabetical Listings , Labware , NMR Tubes , NMR Tubes and Accessories , Screw-cap NMR tube , Stable Isotopes , U-Z , Wilmad , Wilmad Screw-Cap NMR tubes |  | Wilmad, 505-TR-7,51 μm,0.38 mm,76 μm,7 in.,thread size 8-425,100 MHz frequency,5 mm | , |  |  | Wilmad, 505-TR-7,51 μm,0.38 mm,76 μm,7 in.,thread size 8-425,100 MHz frequency,5 mm
,limit 100 MHz frequency, diam. 5 mm, L 7 in.,,,,, | Z271926 |  | Aldrich | Wilmad ® screw-cap NMR tube |  | ,,,, | Air Sensitive NMR Tubes and Accessories , Alphabetical Listings , Labware , NMR Tubes , NMR Tubes and Accessories , Screw-cap NMR tube , Stable Isotopes , U-Z , Wilmad , Wilmad Screw-Cap NMR tubes |  | Wilmad, 506-TR-7,51 μm,0.38 mm,51 μm,7 in.,thread size 8-425,100 MHz frequency,5 mm | , |  |  | Wilmad, 506-TR-7,51 μm,0.38 mm,51 μm,7 in.,thread size 8-425,100 MHz frequency,5 mm
,limit 300 MHz frequency, diam. 5 mm, L 7 in.,,,,, | Z271934 |  | Aldrich | Wilmad ® screw-cap NMR tube | 32129209 | ,,,, | Air Sensitive NMR Tubes and Accessories , Alphabetical Listings , Labware , NMR Tubes , NMR Tubes and Accessories , Screw-cap NMR tube , Stable Isotopes , U-Z , Wilmad , Wilmad Screw-Cap NMR tubes |  | Wilmad, 507-TR-7,25 μm,0.38 mm,51 μm,7 in.,thread size 8-425,300 MHz frequency,5 mm | , |  |  | Wilmad, 507-TR-7,25 μm,0.38 mm,51 μm,7 in.,thread size 8-425,300 MHz frequency,5 mm
,limit 300 MHz frequency, diam. 10 mm, L 7 in.,,,,, | Z271969 |  | Aldrich | Wilmad ® screw-cap NMR tube |  | ,,,, | Air Sensitive NMR Tubes and Accessories , Alphabetical Listings , Labware , NMR Tubes , NMR Tubes and Accessories , Screw-cap NMR tube , Stable Isotopes , U-Z , Wilmad , Wilmad Screw-Cap NMR tubes |  | Wilmad, 513-3TRA-7,38 μm,76 μm,thread size 15-425,7 in.,300 MHz frequency,10 mm | , |  |  | Wilmad, 513-3TRA-7,38 μm,76 μm,thread size 15-425,7 in.,300 MHz frequency,10 mm
,limit 500 MHz frequency, diam. 5 mm, L 7 in.,,,,, | Z271942 |  | Aldrich | Wilmad ® screw-cap NMR tube | 32129209 | ,,,, | Air Sensitive NMR Tubes and Accessories , Alphabetical Listings , Labware , NMR Tubes , NMR Tubes and Accessories , Screw-cap NMR tube , Stable Isotopes , U-Z , Wilmad , Wilmad Screw-Cap NMR tubes |  | Wilmad, 528-TR-7,13 μm,0.38 mm,25 μm,7 in.,thread size 8-425,500 MHz frequency,5 mm | , |  |  | Wilmad, 528-TR-7,13 μm,0.38 mm,25 μm,7 in.,thread size 8-425,500 MHz frequency,5 mm
,limit 500 MHz frequency, diam. 5 mm, L 8 in.,,,,, | Z562793 |  | Aldrich | Wilmad ® screw-cap NMR tube |  | ,,,, | Air Sensitive NMR Tubes and Accessories , Labware , NMR Tubes , NMR Tubes and Accessories , Screw-cap NMR tube , Wilmad , Wilmad Screw-Cap NMR tubes |  | Wilmad, 528-TR-8,13 μm,0.38 mm,25 μm,8 in.,500 MHz frequency,5 mm | , |  |  | Wilmad, 528-TR-8,13 μm,0.38 mm,25 μm,8 in.,500 MHz frequency,5 mm
,limit 400 MHz frequency, diam. 10 mm, L 7 in.,,,,, | Z271977 |  | Aldrich | Wilmad ® screw-cap NMR tube |  | ,,,, | Air Sensitive NMR Tubes and Accessories , Alphabetical Listings , Labware , NMR Tubes , NMR Tubes and Accessories , Screw-cap NMR tube , Stable Isotopes , U-Z , Wilmad , Wilmad Screw-Cap NMR tubes |  | Wilmad, 513-7TRA-7,13 μm,0.46 mm,38 μm,7 in.,thread size 15-425,400 MHz frequency,10 mm | , |  |  | Wilmad, 513-7TRA-7,13 μm,0.46 mm,38 μm,7 in.,thread size 15-425,400 MHz frequency,10 mm
,limit 600 MHz frequency, diam. 5 mm, L 7 in.,,,,, | Z271950 |  | Aldrich | Wilmad ® screw-cap NMR tube |  | ,,,, | Air Sensitive NMR Tubes and Accessories , Alphabetical Listings , Labware , NMR Tubes , NMR Tubes and Accessories , Screw-cap NMR tube , Stable Isotopes , U-Z , Wilmad , Wilmad Screw-Cap NMR tubes |  | Wilmad, 535-TR-7,6 μm,0.38 mm,13 μm,7 in.,thread size 8-425,600 MHz frequency,5 mm | , |  |  | Wilmad, 535-TR-7,6 μm,0.38 mm,13 μm,7 in.,thread size 8-425,600 MHz frequency,5 mm
,limit 600 MHz frequency, diam. 5 mm, L 8 in.,,,,, | Z562807 |  | Aldrich | Wilmad ® screw-cap NMR tube |  | ,,,, | Air Sensitive NMR Tubes and Accessories , Labware , NMR Tubes , NMR Tubes and Accessories , Screw-cap NMR tube , Wilmad , Wilmad Screw-Cap NMR tubes |  | Wilmad, 535-TR-8,6 μm,0.38 mm,13 μm,8 in.,600 MHz frequency,5 mm | , |  |  | Wilmad, 535-TR-8,6 μm,0.38 mm,13 μm,8 in.,600 MHz frequency,5 mm
,tube diam. × L 5 mm × 7 in., thrift, color-coded yellow, limit 200 MHz frequency,,,,, | Z569216 |  | Aldrich | Aldrich ® ColorSpec ® NMR tubes |  | ,,,, | Aldrich ColorSpec NMR Tubes , Aldrich Thrift Grade ColorSpec NMR tubes for Routine NMR , Economy NMR Tubes for Routine NMR , Labware , NMR Tubes , NMR Tubes and Accessories |  | Sigma-Aldrich, Z569216,0.43 mm,color-coded yellow,borosilicate glass Type 1,51 μm × 25 μm,200 MHz frequency,5 mm × 7 in. | , |  |  | Sigma-Aldrich, Z569216,0.43 mm,color-coded yellow,borosilicate glass Type 1,51 μm × 25 μm,200 MHz frequency,5 mm × 7 in.
,tube diam. × L 5 mm × 8 in., thrift, color-coded yellow, limit 200 MHz frequency,,,,, | Z569224 |  | Aldrich | Aldrich ® ColorSpec ® NMR tubes |  | ,,,, | Aldrich ColorSpec NMR Tubes , Aldrich Thrift Grade ColorSpec NMR tubes for Routine NMR , Economy NMR Tubes for Routine NMR , Labware , NMR Tubes , NMR Tubes and Accessories |  | Sigma-Aldrich, Z569224,0.43 mm,color-coded yellow,borosilicate glass Type 1,51 μm × 25 μm,200 MHz frequency,5 mm × 8 in. | , |  |  | Sigma-Aldrich, Z569224,0.43 mm,color-coded yellow,borosilicate glass Type 1,51 μm × 25 μm,200 MHz frequency,5 mm × 8 in.
,tube diam. × L 5 mm × 7 in., thrift, color-coded yellow, limit 300 MHz frequency,,,,, | Z569232 |  | Aldrich | Aldrich ® ColorSpec ® NMR tubes | 32129209 | ,,,, | Aldrich ColorSpec NMR Tubes , Aldrich Thrift Grade ColorSpec NMR tubes for Routine NMR , Economy NMR Tubes for Routine NMR , Labware , NMR Tubes , NMR Tubes and Accessories |  | Sigma-Aldrich, Z569232,0.43 mm,color-coded yellow,borosilicate glass Type 1,51 μm × 13 μm,300 MHz frequency,5 mm × 7 in. | , |  |  | Sigma-Aldrich, Z569232,0.43 mm,color-coded yellow,borosilicate glass Type 1,51 μm × 13 μm,300 MHz frequency,5 mm × 7 in.
,tube diam. × L 5 mm × 8 in., thrift, color-coded yellow, limit 300 MHz frequency,,,,, | Z569240 |  | Aldrich | Aldrich ® ColorSpec ® NMR tubes |  | ,,,, | Aldrich ColorSpec NMR Tubes , Aldrich Thrift Grade ColorSpec NMR tubes for Routine NMR , Economy NMR Tubes for Routine NMR , Labware , NMR Tubes , NMR Tubes and Accessories |  | Sigma-Aldrich, Z569240,0.43 mm,color-coded yellow,borosilicate glass Type 1,51 μm × 13 μm,300 MHz frequency,5 mm × 8 in. | , |  |  | Sigma-Aldrich, Z569240,0.43 mm,color-coded yellow,borosilicate glass Type 1,51 μm × 13 μm,300 MHz frequency,5 mm × 8 in.
,tube diam. × L 5 mm × 7 in., thrift, color-coded yellow, limit 400 MHz frequency,,,,, | Z569259 |  | Aldrich | Aldrich ® ColorSpec ® NMR tubes | 32129209 | ,,,, | Aldrich ColorSpec NMR Tubes , Aldrich Thrift Grade ColorSpec NMR tubes for Routine NMR , Economy NMR Tubes for Routine NMR , Labware , NMR Tubes , NMR Tubes and Accessories |  | Sigma-Aldrich, Z569259,0.43 mm,color-coded yellow,borosilicate glass Type 1,25 μm × 13 μm,400 MHz frequency,5 mm × 7 in. | , |  |  | Sigma-Aldrich, Z569259,0.43 mm,color-coded yellow,borosilicate glass Type 1,25 μm × 13 μm,400 MHz frequency,5 mm × 7 in.
,tube diam. × L 5 mm × 8 in., thrift, color-coded yellow, limit 400 MHz frequency,,,,, | Z569267 |  | Aldrich | Aldrich ® ColorSpec ® NMR tubes | 32129209 | ,,,, | Aldrich ColorSpec NMR Tubes , Aldrich Thrift Grade ColorSpec NMR tubes for Routine NMR , Economy NMR Tubes for Routine NMR , Labware , NMR Tubes , NMR Tubes and Accessories |  | Sigma-Aldrich, Z569267,0.43 mm,color-coded yellow,borosilicate glass Type 1,25 μm × 13 μm,400 MHz frequency,5 mm × 8 in. | , |  |  | Sigma-Aldrich, Z569267,0.43 mm,color-coded yellow,borosilicate glass Type 1,25 μm × 13 μm,400 MHz frequency,5 mm × 8 in.
,tube diam. × L 5 mm × 7 in., thrift, color-coded yellow, limit 500 MHz frequency,,,,, | Z569275 |  | Aldrich | Aldrich ® ColorSpec ® NMR tubes |  | ,,,, | Aldrich ColorSpec NMR Tubes , Aldrich Thrift Grade ColorSpec NMR tubes for Routine NMR , Economy NMR Tubes for Routine NMR , Labware , NMR Tubes , NMR Tubes and Accessories |  | Sigma-Aldrich, Z569275,0.43 mm,color-coded yellow,borosilicate glass Type 1,13 μm × 6 μm,500 MHz frequency,5 mm × 7 in. | , |  |  | Sigma-Aldrich, Z569275,0.43 mm,color-coded yellow,borosilicate glass Type 1,13 μm × 6 μm,500 MHz frequency,5 mm × 7 in.
,tube diam. × L 5 mm × 8 in., thrift, color-coded yellow, limit 500 MHz frequency,,,,, | Z569283 |  | Aldrich | Aldrich ® ColorSpec ® NMR tubes |  | ,,,, | Aldrich ColorSpec NMR Tubes , Aldrich Thrift Grade ColorSpec NMR tubes for Routine NMR , Economy NMR Tubes for Routine NMR , Labware , NMR Tubes , NMR Tubes and Accessories |  | Sigma-Aldrich, Z569283,0.43 mm,color-coded yellow,borosilicate glass Type 1,13 μm × 6 μm,500 MHz frequency,5 mm × 8 in. | , |  |  | Sigma-Aldrich, Z569283,0.43 mm,color-coded yellow,borosilicate glass Type 1,13 μm × 6 μm,500 MHz frequency,5 mm × 8 in.
,tube L × diam. 7 in. × 5 mm, thrift, color-coded yellow, limit 200 MHz frequency,,,,, | Z687685 |  | Aldrich | Aldrich ® ColorSpec ® NMR tubes, bulk pack |  | ,,,, | Aldrich ColorSpec NMR Tubes , Aldrich Thrift Grade ColorSpec NMR tubes for Routine NMR , Economy NMR Tubes for Routine NMR , Labware , NMR Tubes , NMR Tubes and Accessories |  | Sigma-Aldrich, Z687685,0.43 mm,7 in. × 5 mm,color-coded yellow,borosilicate glass Type 1,51 μm × 25 μm,200 MHz frequency | , |  |  | Sigma-Aldrich, Z687685,0.43 mm,7 in. × 5 mm,color-coded yellow,borosilicate glass Type 1,51 μm × 25 μm,200 MHz frequency
,limit 400 MHz frequency, L 7 in.,,,,, | NOR1008UP7 |  | Aldrich | Norell ® Standard Series ™ 10 mm NMR tubes |  | ,,,, | Economy NMR Tubes for Routine NMR , Labware , NMR Tubes , NMR Tubes and Accessories , Norell , Norell Standard Series NMR tubes for Routine NMR , Standard Series 10 mm NMR tubes |  | Norell,, 1008UP7,±0.007 mm,1.24 mm,10 mm × 8.76 mm,±0.005 mm,7 in.,400 MHz frequency | , |  |  | Norell,, 1008UP7,±0.007 mm,1.24 mm,10 mm × 8.76 mm,±0.005 mm,7 in.,400 MHz frequency
,limit 400 MHz frequency, L 8 in.,,,,, | NOR1008UP8 |  | Aldrich | Norell ® Standard Series ™ 10 mm NMR tubes |  | ,,,, | Economy NMR Tubes for Routine NMR , Labware , NMR Tubes , NMR Tubes and Accessories , Norell , Norell Standard Series NMR tubes for Routine NMR , Standard Series 10 mm NMR tubes |  | Norell,, 1008UP8,±0.007 mm,1.24 mm,10 mm × 8.76 mm,±0.005 mm,8 in.,400 MHz frequency | , |  |  | Norell,, 1008UP8,±0.007 mm,1.24 mm,10 mm × 8.76 mm,±0.005 mm,8 in.,400 MHz frequency
,limit 300 MHz frequency, L 7 in.,,,,, | NOR1005P7 |  | Aldrich | Norell ® Standard Series ™ 10 mm NMR tubes |  | ,,,, | Economy NMR Tubes for Routine NMR , Labware , NMR Tubes , NMR Tubes and Accessories , Norell , Norell Standard Series NMR tubes for Routine NMR , Standard Series 10 mm NMR tubes |  | Norell,, 1005P7,±0.013 mm,1.24 mm,10 mm × 8.76 mm,±0.020 mm,7 in.,300 MHz frequency | , |  |  | Norell,, 1005P7,±0.013 mm,1.24 mm,10 mm × 8.76 mm,±0.020 mm,7 in.,300 MHz frequency
,limit 300 MHz frequency, L 8 in.,,,,, | NOR1005P8 |  | Aldrich | Norell ® Standard Series ™ 10 mm NMR tubes |  | ,,,, | Economy NMR Tubes for Routine NMR , Labware , NMR Tubes , NMR Tubes and Accessories , Norell , Norell Standard Series NMR tubes for Routine NMR , Standard Series 10 mm NMR tubes |  | Norell,, 1005P8,±0.013 mm,1.24 mm,10 mm × 8.76 mm,±0.020 mm,8 in.,300 MHz frequency | , |  |  | Norell,, 1005P8,±0.013 mm,1.24 mm,10 mm × 8.76 mm,±0.020 mm,8 in.,300 MHz frequency
,limit 200 MHz frequency, L 7 in.,,,,, | NOR10017 |  | Aldrich | Norell ® Standard Series ™ 10 mm NMR tubes |  | ,,,, | Economy NMR Tubes for Routine NMR , Labware , NMR Tubes , NMR Tubes and Accessories , Norell , Norell Standard Series NMR tubes for Routine NMR , Standard Series 10 mm NMR tubes |  | Norell,, 10017,1.24 mm,10 mm × 8.76 mm,7 in.,200 MHz frequency | , |  |  | Norell,, 10017,1.24 mm,10 mm × 8.76 mm,7 in.,200 MHz frequency
,limit 200 MHz frequency, L 8 in.,,,,, | NOR10018 |  | Aldrich | Norell ® Standard Series ™ 10 mm NMR tubes |  | ,,,, | Economy NMR Tubes for Routine NMR , Labware , NMR Tubes , NMR Tubes and Accessories , Norell , Norell Standard Series NMR tubes for Routine NMR , Standard Series 10 mm NMR tubes |  | Norell,, 10018,1.24 mm,10 mm × 8.76 mm,8 in.,200 MHz frequency | , |  |  | Norell,, 10018,1.24 mm,10 mm × 8.76 mm,8 in.,200 MHz frequency
,limit 600 MHz frequency, L 7 in.,,,,, | NOR509UP7 |  | Aldrich | Norell ® Standard Series ™ 5 mm NMR tubes | 32129209 | ,,,, | Economy NMR Tubes for Routine NMR , Labware , NMR Tubes , NMR Tubes and Accessories , Norell , Norell Standard Series NMR tubes for Routine NMR , Standard Series 5 mm NMR tubes |  | Norell,, 509UP7,±0.006 mm,0.77 mm,5 mm × 4.2 mm,±0.004 mm,7 in.,600 MHz frequency | , |  |  | Norell,, 509UP7,±0.006 mm,0.77 mm,5 mm × 4.2 mm,±0.004 mm,7 in.,600 MHz frequency
,limit 600 MHz frequency, L 8 in.,,,,, | NOR509UP8 |  | Aldrich | Norell ® Standard Series ™ 5 mm NMR tubes |  | ,,,, | Economy NMR Tubes for Routine NMR , Labware , NMR Tubes , NMR Tubes and Accessories , Norell , Norell Standard Series NMR tubes for Routine NMR , Standard Series 5 mm NMR tubes |  | Norell,, 509UP8,±0.006 mm,0.77 mm,5 mm × 4.2 mm,±0.004 mm,8 in.,600 MHz frequency | , |  |  | Norell,, 509UP8,±0.006 mm,0.77 mm,5 mm × 4.2 mm,±0.004 mm,8 in.,600 MHz frequency
,limit 500 MHz frequency, L 7 in.,,,,, | NOR508UP7 |  | Aldrich | Norell ® Standard Series ™ 5 mm NMR tubes | 32129209 | ,,,, | Economy NMR Tubes for Routine NMR , Labware , NMR Tubes , NMR Tubes and Accessories , Norell , Norell Standard Series NMR tubes for Routine NMR , Standard Series 5 mm NMR tubes |  | Norell,, 508UP7,±0.013 mm,0.77 mm,5 mm × 4.2 mm,±0.005 mm,7 in.,500 MHz frequency | , |  |  | Norell,, 508UP7,±0.013 mm,0.77 mm,5 mm × 4.2 mm,±0.005 mm,7 in.,500 MHz frequency
,limit 500 MHz frequency, L 8 in.,,,,, | NOR508UP8 |  | Aldrich | Norell ® Standard Series ™ 5 mm NMR tubes | 32129209 | ,,,, | Economy NMR Tubes for Routine NMR , Labware , NMR Tubes , NMR Tubes and Accessories , Norell , Norell Standard Series NMR tubes for Routine NMR , Standard Series 5 mm NMR tubes |  | Norell,, 508UP8,±0.013 mm,0.77 mm,5 mm × 4.2 mm,±0.005 mm,8 in.,500 MHz frequency | , |  |  | Norell,, 508UP8,±0.013 mm,0.77 mm,5 mm × 4.2 mm,±0.005 mm,8 in.,500 MHz frequency
,limit 400 MHz frequency, L 7 in.,,,,, | NOR507HP7 |  | Aldrich | Norell ® Standard Series ™ 5 mm NMR tubes | 32129209 | ,,,, | Economy NMR Tubes for Routine NMR , Labware , NMR Tubes , NMR Tubes and Accessories , Norell , Norell Standard Series NMR tubes for Routine NMR , Standard Series 5 mm NMR tubes |  | Norell,, 507HP7,±0.019 mm,0.77 mm,5 mm × 4.2 mm,±0.007 mm,7 in.,400 MHz frequency | , |  |  | Norell,, 507HP7,±0.019 mm,0.77 mm,5 mm × 4.2 mm,±0.007 mm,7 in.,400 MHz frequency
,limit 400 MHz frequency, L 8 in.,,,,, | NOR507HP8 |  | Aldrich | Norell ® Standard Series ™ 5 mm NMR tubes | 32129209 | ,,,, | Economy NMR Tubes for Routine NMR , Labware , NMR Tubes , NMR Tubes and Accessories , Norell , Norell Standard Series NMR tubes for Routine NMR , Standard Series 5 mm NMR tubes |  | Norell,, 507HP8,±0.019 mm,0.77 mm,5 mm × 4.2 mm,±0.007 mm,8 in.,400 MHz frequency | , |  |  | Norell,, 507HP8,±0.019 mm,0.77 mm,5 mm × 4.2 mm,±0.007 mm,8 in.,400 MHz frequency
,limit 300+ MHz frequency, L 7 in.,,,,, | NOR506P7 |  | Aldrich | Norell ® Standard Series ™ 5 mm NMR tubes | 32129209 | ,,,, | Economy NMR Tubes for Routine NMR , Labware , NMR Tubes , NMR Tubes and Accessories , Norell , Norell Standard Series NMR tubes for Routine NMR , Standard Series 5 mm NMR tubes |  | Norell,, 506P7,±0.025 mm,0.77 mm,5 mm × 4.2 mm,±0.007 mm,7 in.,300+ MHz frequency | , |  |  | Norell,, 506P7,±0.025 mm,0.77 mm,5 mm × 4.2 mm,±0.007 mm,7 in.,300+ MHz frequency
,limit 300+ MHz frequency, L 8 in.,,,,, | NOR506P8 |  | Aldrich | Norell ® Standard Series ™ 5 mm NMR tubes | 32129209 | ,,,, | Economy NMR Tubes for Routine NMR , Labware , NMR Tubes , NMR Tubes and Accessories , Norell , Norell Standard Series NMR tubes for Routine NMR , Standard Series 5 mm NMR tubes |  | Norell,, 506P8,±0.025 mm,0.77 mm,5 mm × 4.2 mm,±0.007 mm,8 in.,300+ MHz frequency | , |  |  | Norell,, 506P8,±0.025 mm,0.77 mm,5 mm × 4.2 mm,±0.007 mm,8 in.,300+ MHz frequency
,limit 300 MHz frequency, L 7 in.,,,,, | NORXR557 |  | Aldrich | Norell ® Standard Series ™ 5 mm NMR tubes | 32129209 | ,,,, | Economy NMR Tubes for Routine NMR , Labware , NMR Tubes , NMR Tubes and Accessories , Norell , Norell Standard Series NMR tubes for Routine NMR , Standard Series 5 mm NMR tubes |  | Norell,, XR557,±0.038 mm,0.77 mm,5 mm × 4.2 mm,±0.010 mm,7 in.,300 MHz frequency | , |  |  | Norell,, XR557,±0.038 mm,0.77 mm,5 mm × 4.2 mm,±0.010 mm,7 in.,300 MHz frequency
,limit 300 MHz frequency, L 8 in.,,,,, | NORXR558 |  | Aldrich | Norell ® Standard Series ™ 5 mm NMR tubes |  | ,,,, | Economy NMR Tubes for Routine NMR , Labware , NMR Tubes , NMR Tubes and Accessories , Norell , Norell Standard Series NMR tubes for Routine NMR , Standard Series 5 mm NMR tubes |  | Norell,, XR558,±0.038 mm,0.77 mm,5 mm × 4.2 mm,±0.010 mm,8 in.,300 MHz frequency | , |  |  | Norell,, XR558,±0.038 mm,0.77 mm,5 mm × 4.2 mm,±0.010 mm,8 in.,300 MHz frequency
,limit 200 MHz frequency, L 7 in.,,,,, | NOR505P7 |  | Aldrich | Norell ® Standard Series ™ 5 mm NMR tubes | 32129209 | ,,,, | Economy NMR Tubes for Routine NMR , Labware , NMR Tubes , NMR Tubes and Accessories , Norell , Norell Standard Series NMR tubes for Routine NMR , Standard Series 5 mm NMR tubes |  | Norell,, 505P7,±0.040 mm,0.77 mm,5 mm × 4.2 mm,±0.010 mm,7 in.,200 MHz frequency | , |  |  | Norell,, 505P7,±0.040 mm,0.77 mm,5 mm × 4.2 mm,±0.010 mm,7 in.,200 MHz frequency
,limit 200 MHz frequency, L 8 in.,,,,, | NOR505P8 |  | Aldrich | Norell ® Standard Series ™ 5 mm NMR tubes |  | ,,,, | Economy NMR Tubes for Routine NMR , Labware , NMR Tubes , NMR Tubes and Accessories , Norell , Norell Standard Series NMR tubes for Routine NMR , Standard Series 5 mm NMR tubes |  | Norell,, 505P8,±0.040 mm,0.77 mm,5 mm × 4.2 mm,±0.010 mm,8 in.,200 MHz frequency | , |  |  | Norell,, 505P8,±0.040 mm,0.77 mm,5 mm × 4.2 mm,±0.010 mm,8 in.,200 MHz frequency
,limit 100 MHz frequency, L 7 in.,,,,, | NOR5027 |  | Aldrich | Norell ® Standard Series ™ 5 mm NMR tubes |  | ,,,, | Economy NMR Tubes for Routine NMR , Labware , NMR Tubes , NMR Tubes and Accessories , Norell , Norell Standard Series NMR tubes for Routine NMR , Standard Series 5 mm NMR tubes |  | Norell,, 5027,±0.070 mm,0.77 mm,5 mm × 4.2 mm,±0.020 mm,7 in.,100 MHz frequency | , |  |  | Norell,, 5027,±0.070 mm,0.77 mm,5 mm × 4.2 mm,±0.020 mm,7 in.,100 MHz frequency
,limit 100 MHz frequency, L 8 in.,,,,, | NOR5028 |  | Aldrich | Norell ® Standard Series ™ 5 mm NMR tubes |  | ,,,, | Economy NMR Tubes for Routine NMR , Labware , NMR Tubes , NMR Tubes and Accessories , Norell , Norell Standard Series NMR tubes for Routine NMR , Standard Series 5 mm NMR tubes |  | Norell,, 5028,±0.070 mm,0.77 mm,5 mm × 4.2 mm,±0.020 mm,8 in.,100 MHz frequency | , |  |  | Norell,, 5028,±0.070 mm,0.77 mm,5 mm × 4.2 mm,±0.020 mm,8 in.,100 MHz frequency
Wilmad ® NMR tubes 5 mm diam., economy,limit 100 MHz frequency (N51A glass), L 7 in.,,,,, | Z276278 |  | Aldrich | WILMAD ® NMR Tubes - Economy | 32129209 | ,,,, | Alphabetical Listings , Economy NMR Tubes for Routine NMR , Labware , NMR Tubes , NMR Tubes and Accessories , NMR tubes, economy , Stable Isotopes , U-Z , Wilmad , Wilmad NMR tubes, Economy Grade for Routine NMR |  | Wilmad, WG-5-7,76 μm,0.43 mm,76 μm,borosilicate glass (ASTM Type 1 Class B),7 in.,pkg of 5 ea,100 MHz frequency (N51A glass),5 mm | , |  |  | Wilmad, WG-5-7,76 μm,0.43 mm,76 μm,borosilicate glass (ASTM Type 1 Class B),7 in.,pkg of 5 ea,100 MHz frequency (N51A glass),5 mm
Wilmad ® NMR tubes 5 mm diam., economy,limit 100 MHz frequency (N51A glass), L 8 in.,,,,, | Z276286 |  | Aldrich | WILMAD ® NMR Tubes - Economy |  | ,,,, | Alphabetical Listings , Economy NMR Tubes for Routine NMR , Labware , NMR Tubes , NMR Tubes and Accessories , NMR tubes, economy , Stable Isotopes , U-Z , Wilmad , Wilmad NMR tubes, Economy Grade for Routine NMR |  | Wilmad, WG-5-8,76 μm,0.43 mm,76 μm,borosilicate glass (ASTM Type 1 Class B),8 in.,pkg of 5 ea,100 MHz frequency (N51A glass),5 mm | , |  |  | Wilmad, WG-5-8,76 μm,0.43 mm,76 μm,borosilicate glass (ASTM Type 1 Class B),8 in.,pkg of 5 ea,100 MHz frequency (N51A glass),5 mm
Wilmad ® NMR tubes 5 mm diam., economy,limit 100 MHz frequency (N51A glass), L 9 in.,,,,, | Z276294 |  | Aldrich | WILMAD ® NMR Tubes - Economy |  | ,,,, | Alphabetical Listings , Economy NMR Tubes for Routine NMR , Labware , NMR Tubes , NMR Tubes and Accessories , NMR tubes, economy , Stable Isotopes , U-Z , Wilmad , Wilmad NMR tubes, Economy Grade for Routine NMR |  | Wilmad, WG-5-9,76 μm,0.43 mm,76 μm,borosilicate glass (ASTM Type 1 Class B),9 in.,pkg of 5 ea,100 MHz frequency (N51A glass),5 mm | , |  |  | Wilmad, WG-5-9,76 μm,0.43 mm,76 μm,borosilicate glass (ASTM Type 1 Class B),9 in.,pkg of 5 ea,100 MHz frequency (N51A glass),5 mm
Wilmad ® NMR tubes 5 mm diam., economy,limit >100 MHz frequency, L 7 in.,,,,, | Z566381 |  | Aldrich | WILMAD ® NMR Tubes - Economy |  | ,,,, | Economy NMR Tubes for Routine NMR , Labware , NMR Tubes , NMR Tubes and Accessories , NMR tubes, economy , Wilmad , Wilmad NMR tubes, Economy Grade for Routine NMR |  | Wilmad, WG-1206-7,50 μm,0.43 mm,51 μm,borosilicate glass (ASTM Type 1 Class B),7 in.,>100 MHz frequency,5 mm | , |  |  | Wilmad, WG-1206-7,50 μm,0.43 mm,51 μm,borosilicate glass (ASTM Type 1 Class B),7 in.,>100 MHz frequency,5 mm
Wilmad ® NMR tubes 5 mm diam., economy,limit >100 MHz frequency, L 8 in.,,,,, | Z566403 |  | Aldrich | WILMAD ® NMR Tubes - Economy |  | ,,,, | Economy NMR Tubes for Routine NMR , Labware , NMR Tubes , NMR Tubes and Accessories , NMR tubes, economy , Wilmad , Wilmad NMR tubes, Economy Grade for Routine NMR |  | Wilmad, WG-1206-8,50 μm,0.43 mm,51 μm,borosilicate glass (ASTM Type 1 Class B),8 in.,>100 MHz frequency,5 mm | , |  |  | Wilmad, WG-1206-8,50 μm,0.43 mm,51 μm,borosilicate glass (ASTM Type 1 Class B),8 in.,>100 MHz frequency,5 mm
Wilmad ® NMR tubes 5 mm diam., economy,limit 200 MHz frequency, L 7 in.,,,,, | Z566411 |  | Aldrich | WILMAD ® NMR Tubes - Economy | 32129209 | ,,,, | Economy NMR Tubes for Routine NMR , Labware , NMR Tubes , NMR Tubes and Accessories , NMR tubes, economy , Wilmad , Wilmad NMR tubes, Economy Grade for Routine NMR |  | Wilmad, WG-1208-7,25 μm,0.43 mm,51 μm,borosilicate glass (ASTM Type 1 Class B),7 in.,200 MHz frequency,5 mm | , |  |  | Wilmad, WG-1208-7,25 μm,0.43 mm,51 μm,borosilicate glass (ASTM Type 1 Class B),7 in.,200 MHz frequency,5 mm
Wilmad ® NMR tubes 5 mm diam., economy,limit 200 MHz frequency, L 8 in.,,,,, | Z566438 |  | Aldrich | WILMAD ® NMR Tubes - Economy |  | ,,,, | Economy NMR Tubes for Routine NMR , Labware , NMR Tubes , NMR Tubes and Accessories , NMR tubes, economy , Wilmad , Wilmad NMR tubes, Economy Grade for Routine NMR |  | Wilmad, WG-1208-8,25 μm,0.43 mm,51 μm,borosilicate glass (ASTM Type 1 Class B),8 in.,200 MHz frequency,5 mm | , |  |  | Wilmad, WG-1208-8,25 μm,0.43 mm,51 μm,borosilicate glass (ASTM Type 1 Class B),8 in.,200 MHz frequency,5 mm
Wilmad ® NMR tubes 5 mm diam., economy,limit 600 MHz frequency, L 8 in.,,,,, | Z566373 |  | Aldrich | WILMAD ® NMR Tubes - Economy | 32129209 | ,,,, | Economy NMR Tubes for Routine NMR , Labware , NMR Tubes , NMR Tubes and Accessories , NMR tubes, economy , Wilmad , Wilmad NMR tubes, Economy Grade for Routine NMR |  | Wilmad, WG-1241-8,3.8 μm,0.43 mm,3.8 μm,borosilicate glass (ASTM Type 1 Class B),8 in.,600 MHz frequency,5 mm | , |  |  | Wilmad, WG-1241-8,3.8 μm,0.43 mm,3.8 μm,borosilicate glass (ASTM Type 1 Class B),8 in.,600 MHz frequency,5 mm
Wilmad ® NMR tubes 5 mm diam., economy,limit 300 MHz frequency, L 7 in.,,,,, | Z562718 |  | Aldrich | WILMAD ® NMR Tubes - Economy | 32129209 | ,,,, | Economy NMR Tubes for Routine NMR , Labware , NMR Tubes , NMR Tubes and Accessories , NMR tubes, economy , Wilmad , Wilmad NMR tubes, Economy Grade for Routine NMR |  | Wilmad, WG-1226-7,13 μm,0.43 mm , N51A glass,51 μm,borosilicate glass (ASTM Type 1 Class B),7 in.,300 MHz frequency,5 mm | , |  |  | Wilmad, WG-1226-7,13 μm,0.43 mm , N51A glass,51 μm,borosilicate glass (ASTM Type 1 Class B),7 in.,300 MHz frequency,5 mm
Wilmad ® NMR tubes 5 mm diam., economy,limit 300 MHz frequency, L 8 in.,,,,, | Z562726 |  | Aldrich | WILMAD ® NMR Tubes - Economy | 32129209 | ,,,, | Economy NMR Tubes for Routine NMR , Labware , NMR Tubes , NMR Tubes and Accessories , NMR tubes, economy , Wilmad , Wilmad NMR tubes, Economy Grade for Routine NMR |  | Wilmad, WG-1226-8,13 μm,0.43 mm , N51A glass,51 μm,borosilicate glass (ASTM Type 1 Class B),8 in.,300 MHz frequency,5 mm | , |  |  | Wilmad, WG-1226-8,13 μm,0.43 mm , N51A glass,51 μm,borosilicate glass (ASTM Type 1 Class B),8 in.,300 MHz frequency,5 mm
Wilmad ® NMR tubes 5 mm diam., economy,limit 400 MHz frequency, L 7 in.,,,,, | Z562734 |  | Aldrich | WILMAD ® NMR Tubes - Economy | 32129209 | ,,,, | Economy NMR Tubes for Routine NMR , Labware , NMR Tubes , NMR Tubes and Accessories , NMR tubes, economy , Wilmad , Wilmad NMR tubes, Economy Grade for Routine NMR |  | Wilmad, WG-1228-7,13 μm,0.43 mm , N51A glass,25 μm,borosilicate glass (ASTM Type 1 Class B),7 in.,400 MHz frequency,5 mm | , |  |  | Wilmad, WG-1228-7,13 μm,0.43 mm , N51A glass,25 μm,borosilicate glass (ASTM Type 1 Class B),7 in.,400 MHz frequency,5 mm
Wilmad ® NMR tubes 5 mm diam., economy,limit 400 MHz frequency, L 8 in.,,,,, | Z562742 |  | Aldrich | WILMAD ® NMR Tubes - Economy | 32129209 | ,,,, | Economy NMR Tubes for Routine NMR , Labware , NMR Tubes , NMR Tubes and Accessories , NMR tubes, economy , Wilmad , Wilmad NMR tubes, Economy Grade for Routine NMR |  | Wilmad, WG-1228-8,13 μm,0.43 mm , N51A glass,25 μm,borosilicate glass (ASTM Type 1 Class B),8 in.,400 MHz frequency,5 mm | , |  |  | Wilmad, WG-1228-8,13 μm,0.43 mm , N51A glass,25 μm,borosilicate glass (ASTM Type 1 Class B),8 in.,400 MHz frequency,5 mm
Wilmad ® NMR tubes 5 mm diam., economy,limit >400 MHz frequency, L 7 in.,,,,, | Z562750 |  | Aldrich | WILMAD ® NMR Tubes - Economy | 32129209 | ,,,, | Economy NMR Tubes for Routine NMR , Labware , NMR Tubes , NMR Tubes and Accessories , NMR tubes, economy , Wilmad , Wilmad NMR tubes, Economy Grade for Routine NMR |  | Wilmad, WG-1235-7,6 μm,0.43 mm , N51A glass,13 μm,borosilicate glass (ASTM Type 1 Class B),7 in.,>400 MHz frequency,5 mm | , |  |  | Wilmad, WG-1235-7,6 μm,0.43 mm , N51A glass,13 μm,borosilicate glass (ASTM Type 1 Class B),7 in.,>400 MHz frequency,5 mm
Wilmad ® NMR tubes 5 mm diam., economy,limit >400 MHz frequency, L 8 in.,,,,, | Z566365 |  | Aldrich | WILMAD ® NMR Tubes - Economy |  | ,,,, | Economy NMR Tubes for Routine NMR , Labware , NMR Tubes , NMR Tubes and Accessories , NMR tubes, economy , Wilmad , Wilmad NMR tubes, Economy Grade for Routine NMR |  | Wilmad, WG-1235-8,6 μm,0.43 mm , N51A glass,13 μm,borosilicate glass (ASTM Type 1 Class B),8 in.,>400 MHz frequency,5 mm | , |  |  | Wilmad, WG-1235-8,6 μm,0.43 mm , N51A glass,13 μm,borosilicate glass (ASTM Type 1 Class B),8 in.,>400 MHz frequency,5 mm
Wilmad ® NMR tubes 5 mm diam., economy,limit 500 MHz frequency, L 7 in.,,,,, | Z562769 |  | Aldrich | WILMAD ® NMR Tubes - Economy | 32129209 | ,,,, | Economy NMR Tubes for Routine NMR , Labware , NMR Tubes , NMR Tubes and Accessories , NMR tubes, economy , Wilmad , Wilmad NMR tubes, Economy Grade for Routine NMR |  | Wilmad, WG-1241-7,3.8 μm,0.43 mm , N51A glass,3.8 μm,borosilicate glass (ASTM Type 1 Class B),7 in.,500 MHz frequency,5 mm | , |  |  | Wilmad, WG-1241-7,3.8 μm,0.43 mm , N51A glass,3.8 μm,borosilicate glass (ASTM Type 1 Class B),7 in.,500 MHz frequency,5 mm
Wilmad ® NMR tubes 5 mm diam., economy,limit 700 MHz frequency, L 7 in.,,,,, | Z562777 |  | Aldrich | WILMAD ® NMR Tubes - Economy | 32129209 | ,,,, | Economy NMR Tubes for Routine NMR , Labware , NMR Tubes , NMR Tubes and Accessories , NMR tubes, economy , Wilmad , Wilmad NMR tubes, Economy Grade for Routine NMR |  | Wilmad, WG-1242-7,3.8 μm,0.43 mm , N51A glass,2.5 μm,borosilicate glass (ASTM Type 1 Class B),7 in.,700 MHz frequency,5 mm | , |  |  | Wilmad, WG-1242-7,3.8 μm,0.43 mm , N51A glass,2.5 μm,borosilicate glass (ASTM Type 1 Class B),7 in.,700 MHz frequency,5 mm
,tube diam. × L 5 mm × 7 in., precision, color-coded red, limit 100 MHz frequency,,,,, | Z569291 |  | Aldrich | Aldrich ® ColorSpec ® NMR tubes |  | ,,,, | Aldrich ColorSpec NMR Tubes , Aldrich Precision Grade ColorSpec NMR Tubes for High Resolution NMR , High Resolution NMR Tubes , Labware , NMR Tubes , NMR Tubes and Accessories |  | Sigma-Aldrich, Z569291,0.38 mm,color-coded red,borosilicate glass Type 1,76 μm × 51 μm,100 MHz frequency,5 mm × 7 in. | , |  |  | Sigma-Aldrich, Z569291,0.38 mm,color-coded red,borosilicate glass Type 1,76 μm × 51 μm,100 MHz frequency,5 mm × 7 in.
,tube diam. × L 5 mm × 8 in., precision, color-coded red, limit 100 MHz frequency,,,,, | Z569305 |  | Aldrich | Aldrich ® ColorSpec ® NMR tubes |  | ,,,, | Aldrich ColorSpec NMR Tubes , Aldrich Precision Grade ColorSpec NMR Tubes for High Resolution NMR , High Resolution NMR Tubes , Labware , NMR Tubes , NMR Tubes and Accessories |  | Sigma-Aldrich, Z569305,0.38 mm,color-coded red,borosilicate glass Type 1,76 μm × 51 μm,100 MHz frequency,5 mm × 8 in. | , |  |  | Sigma-Aldrich, Z569305,0.38 mm,color-coded red,borosilicate glass Type 1,76 μm × 51 μm,100 MHz frequency,5 mm × 8 in.
,tube diam. × L 5 mm × 7 in., precision, color-coded red, limit 200 MHz frequency,,,,, | Z569313 |  | Aldrich | Aldrich ® ColorSpec ® NMR tubes |  | ,,,, | Aldrich ColorSpec NMR Tubes , Aldrich Precision Grade ColorSpec NMR Tubes for High Resolution NMR , High Resolution NMR Tubes , Labware , NMR Tubes , NMR Tubes and Accessories |  | Sigma-Aldrich, Z569313,0.38 mm,color-coded red,borosilicate glass Type 1,51 μm × 51 μm,200 MHz frequency,5 mm × 7 in. | , |  |  | Sigma-Aldrich, Z569313,0.38 mm,color-coded red,borosilicate glass Type 1,51 μm × 51 μm,200 MHz frequency,5 mm × 7 in.
,tube diam. × L 5 mm × 8 in., precision, color-coded red, limit 200 MHz frequency,,,,, | Z569321 |  | Aldrich | Aldrich ® ColorSpec ® NMR tubes |  | ,,,, | Aldrich ColorSpec NMR Tubes , Aldrich Precision Grade ColorSpec NMR Tubes for High Resolution NMR , High Resolution NMR Tubes , Labware , NMR Tubes , NMR Tubes and Accessories |  | Sigma-Aldrich, Z569321,0.38 mm,color-coded red,borosilicate glass Type 1,51 μm × 51 μm,200 MHz frequency,5 mm × 8 in. | , |  |  | Sigma-Aldrich, Z569321,0.38 mm,color-coded red,borosilicate glass Type 1,51 μm × 51 μm,200 MHz frequency,5 mm × 8 in.
,tube diam. × L 5 mm × 7 in., precision, color-coded red, limit 400 MHz frequency,,,,, | Z569348 |  | Aldrich | Aldrich ® ColorSpec ® NMR tubes | 32129209 | ,,,, | Aldrich ColorSpec NMR Tubes , Aldrich Precision Grade ColorSpec NMR Tubes for High Resolution NMR , High Resolution NMR Tubes , Labware , NMR Tubes , NMR Tubes and Accessories |  | Sigma-Aldrich, Z569348,0.38 mm,color-coded red,borosilicate glass Type 1,51 μm × 25 μm,400 MHz frequency,5 mm × 7 in. | , |  |  | Sigma-Aldrich, Z569348,0.38 mm,color-coded red,borosilicate glass Type 1,51 μm × 25 μm,400 MHz frequency,5 mm × 7 in.
,tube diam. × L 5 mm × 8 in., precision, color-coded red, limit 400 MHz frequency,,,,, | Z569356 |  | Aldrich | Aldrich ® ColorSpec ® NMR tubes | 32129209 | ,,,, | Aldrich ColorSpec NMR Tubes , Aldrich Precision Grade ColorSpec NMR Tubes for High Resolution NMR , High Resolution NMR Tubes , Labware , NMR Tubes , NMR Tubes and Accessories |  | Sigma-Aldrich, Z569356,0.38 mm,color-coded red,borosilicate glass Type 1,51 μm × 25 μm,400 MHz frequency,5 mm × 8 in. | , |  |  | Sigma-Aldrich, Z569356,0.38 mm,color-coded red,borosilicate glass Type 1,51 μm × 25 μm,400 MHz frequency,5 mm × 8 in.
,tube diam. × L 5 mm × 7 in., precision, color-coded red, limit 500 MHz frequency,,,,, | Z569364 |  | Aldrich | Aldrich ® ColorSpec ® NMR tubes | 32129209 | ,,,, | Aldrich ColorSpec NMR Tubes , Aldrich Precision Grade ColorSpec NMR Tubes for High Resolution NMR , High Resolution NMR Tubes , Labware , NMR Tubes , NMR Tubes and Accessories |  | Sigma-Aldrich, Z569364,0.38 mm,color-coded red,borosilicate glass Type 1,25 μm × 13 μm,500 MHz frequency,5 mm × 7 in. | , |  |  | Sigma-Aldrich, Z569364,0.38 mm,color-coded red,borosilicate glass Type 1,25 μm × 13 μm,500 MHz frequency,5 mm × 7 in.
,tube diam. × L 5 mm × 8 in., precision, color-coded red, limit 500 MHz frequency,,,,, | Z569372 |  | Aldrich | Aldrich ® ColorSpec ® NMR tubes |  | ,,,, | Aldrich ColorSpec NMR Tubes , Aldrich Precision Grade ColorSpec NMR Tubes for High Resolution NMR , High Resolution NMR Tubes , Labware , NMR Tubes , NMR Tubes and Accessories |  | Sigma-Aldrich, Z569372,0.38 mm,color-coded red,borosilicate glass Type 1,25 μm × 13 μm,500 MHz frequency,5 mm × 8 in. | , |  |  | Sigma-Aldrich, Z569372,0.38 mm,color-coded red,borosilicate glass Type 1,25 μm × 13 μm,500 MHz frequency,5 mm × 8 in.
,tube diam. × L 5 mm × 7 in., precision, color-coded red, limit 600 MHz frequency,,,,, | Z569380 |  | Aldrich | Aldrich ® ColorSpec ® NMR tubes |  | ,,,, | Aldrich ColorSpec NMR Tubes , Aldrich Precision Grade ColorSpec NMR Tubes for High Resolution NMR , High Resolution NMR Tubes , Labware , NMR Tubes , NMR Tubes and Accessories |  | Sigma-Aldrich, Z569380,0.38 mm,color-coded red,borosilicate glass Type 1,13 μm × 6 μm,600 MHz frequency,5 mm × 7 in. | , |  |  | Sigma-Aldrich, Z569380,0.38 mm,color-coded red,borosilicate glass Type 1,13 μm × 6 μm,600 MHz frequency,5 mm × 7 in.
,tube diam. × L 5 mm × 8 in., precision, color-coded red, limit 600 MHz frequency,,,,, | Z569399 |  | Aldrich | Aldrich ® ColorSpec ® NMR tubes |  | ,,,, | Aldrich ColorSpec NMR Tubes , Aldrich Precision Grade ColorSpec NMR Tubes for High Resolution NMR , High Resolution NMR Tubes , Labware , NMR Tubes , NMR Tubes and Accessories |  | Sigma-Aldrich, Z569399,0.38 mm,color-coded red,borosilicate glass Type 1,13 μm × 6 μm,600 MHz frequency,5 mm × 8 in. | , |  |  | Sigma-Aldrich, Z569399,0.38 mm,color-coded red,borosilicate glass Type 1,13 μm × 6 μm,600 MHz frequency,5 mm × 8 in.
,tube diam. × L 5 mm × 7 in., precision, color-coded red, limit 800 MHz frequency,,,,, | Z569402 |  | Aldrich | Aldrich ® ColorSpec ® NMR tubes |  | ,,,, | Aldrich ColorSpec NMR Tubes , Aldrich Precision Grade ColorSpec NMR Tubes for High Resolution NMR , High Resolution NMR Tubes , Labware , NMR Tubes , NMR Tubes and Accessories |  | Sigma-Aldrich, Z569402,0.38 mm,color-coded red,borosilicate glass Type 1,3.8 μm × 3.8 μm,800 MHz frequency,5 mm × 7 in. | , |  |  | Sigma-Aldrich, Z569402,0.38 mm,color-coded red,borosilicate glass Type 1,3.8 μm × 3.8 μm,800 MHz frequency,5 mm × 7 in.
,tube diam. × L 5 mm × 8 in., precision, color-coded red, limit 800 MHz frequency,,,,, | Z569410 |  | Aldrich | Aldrich ® ColorSpec ® NMR tubes |  | ,,,, | Aldrich ColorSpec NMR Tubes , Aldrich Precision Grade ColorSpec NMR Tubes for High Resolution NMR , High Resolution NMR Tubes , Labware , NMR Tubes , NMR Tubes and Accessories |  | Sigma-Aldrich, Z569410,0.38 mm,color-coded red,borosilicate glass Type 1,3.8 μm × 3.8 μm,800 MHz frequency,5 mm × 8 in. | , |  |  | Sigma-Aldrich, Z569410,0.38 mm,color-coded red,borosilicate glass Type 1,3.8 μm × 3.8 μm,800 MHz frequency,5 mm × 8 in.
,limit 200 MHz frequency, L 7 in.,,,,, | NORS5200QTZ7 |  | Aldrich | Norell ® natural quartz 5 mm NMR tubes |  | ,,,, | High Resolution NMR Tubes , Labware , NMR Tubes , NMR Tubes and Accessories , Natural quartz 5 mm NMR tubes , Norell , Norell Select Series NMR Tubes for High Resolution NMR |  | Norell,, S5200QTZ7,0.77 mm,7 in.,200 MHz frequency,5 mm | , |  |  | Norell,, S5200QTZ7,0.77 mm,7 in.,200 MHz frequency,5 mm
,limit 200 MHz frequency, L 8 in.,,,,, | NORS5200QTZ8 |  | Aldrich | Norell ® natural quartz 5 mm NMR tubes |  | ,,,, | High Resolution NMR Tubes , Labware , NMR Tubes , NMR Tubes and Accessories , Natural quartz 5 mm NMR tubes , Norell , Norell Select Series NMR Tubes for High Resolution NMR |  | Norell,, S5200QTZ8,0.77 mm,8 in.,200 MHz frequency,5 mm | , |  |  | Norell,, S5200QTZ8,0.77 mm,8 in.,200 MHz frequency,5 mm
,limit 500 MHz frequency, L 7 in.,,,,, | NORS5500QTZ7 |  | Aldrich | Norell ® natural quartz 5 mm NMR tubes | 32129209 | ,,,, | High Resolution NMR Tubes , Labware , NMR Tubes , NMR Tubes and Accessories , Natural quartz 5 mm NMR tubes , Norell , Norell Select Series NMR Tubes for High Resolution NMR |  | Norell,, S5500QTZ7,0.77 mm,7 in.,500 MHz frequency,5 mm | , |  |  | Norell,, S5500QTZ7,0.77 mm,7 in.,500 MHz frequency,5 mm
,limit 500 MHz frequency, L 8 in.,,,,, | NORS5500QTZ8 |  | Aldrich | Norell ® natural quartz 5 mm NMR tubes | 32129209 | ,,,, | High Resolution NMR Tubes , Labware , NMR Tubes , NMR Tubes and Accessories , Natural quartz 5 mm NMR tubes , Norell , Norell Select Series NMR Tubes for High Resolution NMR |  | Norell,, S5500QTZ8,0.77 mm,8 in.,500 MHz frequency,5 mm | , |  |  | Norell,, S5500QTZ8,0.77 mm,8 in.,500 MHz frequency,5 mm
,limit 600 MHz frequency, L 7 in.,,,,, | NORS5600QTZ7 |  | Aldrich | Norell ® natural quartz 5 mm NMR tubes |  | ,,,, | High Resolution NMR Tubes , Labware , NMR Tubes , NMR Tubes and Accessories , Natural quartz 5 mm NMR tubes , Norell , Norell Select Series NMR Tubes for High Resolution NMR |  | Norell,, S5600QTZ7,0.77 mm,7 in.,600 MHz frequency,5 mm | , |  |  | Norell,, S5600QTZ7,0.77 mm,7 in.,600 MHz frequency,5 mm
,limit 600 MHz frequency, L 8 in.,,,,, | NORS5600QTZ8 |  | Aldrich | Norell ® natural quartz 5 mm NMR tubes |  | ,,,, | High Resolution NMR Tubes , Labware , NMR Tubes , NMR Tubes and Accessories , Natural quartz 5 mm NMR tubes , Norell , Norell Select Series NMR Tubes for High Resolution NMR |  | Norell,, S5600QTZ8,0.77 mm,8 in.,600 MHz frequency,5 mm | , |  |  | Norell,, S5600QTZ8,0.77 mm,8 in.,600 MHz frequency,5 mm
,limit 500 MHz frequency, L 7 in.,,,,, | NORS105007 |  | Aldrich | Norell ® Select Series ™ 10 mm NMR tubes |  | ,,,, | High Resolution NMR Tubes , Labware , NMR Tubes , NMR Tubes and Accessories , Norell , Norell Select Series NMR Tubes for High Resolution NMR , Select Series 10 mm NMR tube |  | Norell,, S105007,0.007 mm,1.24 mm,7 in.,500 MHz frequency,10 mm | , |  |  | Norell,, S105007,0.007 mm,1.24 mm,7 in.,500 MHz frequency,10 mm
,limit 900 MHz frequency, L 7 in.,,,,, | NORS39007 |  | Aldrich | Norell ® Select Series ™ 3 mm NMR tubes |  | ,,,, | High Resolution NMR Tubes , Labware , NMR Tubes , NMR Tubes and Accessories , Norell , Norell Select Series NMR Tubes for High Resolution NMR , Select Series 3 mm NMR tubes |  | Norell,, S39007,±0.003 mm,0.58 mm,3 mm × 2.4 mm,±0.002 mm,7 in.,900 MHz frequency | , |  |  | Norell,, S39007,±0.003 mm,0.58 mm,3 mm × 2.4 mm,±0.002 mm,7 in.,900 MHz frequency
,limit 900 MHz frequency, L 8 in.,,,,, | NORS39008 |  | Aldrich | Norell ® Select Series ™ 3 mm NMR tubes |  | ,,,, | High Resolution NMR Tubes , Labware , NMR Tubes , NMR Tubes and Accessories , Norell , Norell Select Series NMR Tubes for High Resolution NMR , Select Series 3 mm NMR tubes |  | Norell,, S39008,±0.003 mm,0.58 mm,3 mm × 2.4 mm,±0.002 mm,8 in.,900 MHz frequency | , |  |  | Norell,, S39008,±0.003 mm,0.58 mm,3 mm × 2.4 mm,±0.002 mm,8 in.,900 MHz frequency
,limit 800 MHz frequency, L 7 in.,,,,, | NORS38007 |  | Aldrich | Norell ® Select Series ™ 3 mm NMR tubes |  | ,,,, | High Resolution NMR Tubes , Labware , NMR Tubes , NMR Tubes and Accessories , Norell , Norell Select Series NMR Tubes for High Resolution NMR , Select Series 3 mm NMR tubes |  | Norell,, S38007,±0.0038 mm,0.58 mm,3 mm × 2.4 mm,±0.0025 mm,7 in.,800 MHz frequency | , |  |  | Norell,, S38007,±0.0038 mm,0.58 mm,3 mm × 2.4 mm,±0.0025 mm,7 in.,800 MHz frequency
,limit 800 MHz frequency, L 8 in.,,,,, | NORS38008 |  | Aldrich | Norell ® Select Series ™ 3 mm NMR tubes |  | ,,,, | High Resolution NMR Tubes , Labware , NMR Tubes , NMR Tubes and Accessories , Norell , Norell Select Series NMR Tubes for High Resolution NMR , Select Series 3 mm NMR tubes |  | Norell,, S38008,±0.0038 mm,0.58 mm,3 mm × 2.4 mm,±0.0025 mm,8 in.,800 MHz frequency | , |  |  | Norell,, S38008,±0.0038 mm,0.58 mm,3 mm × 2.4 mm,±0.0025 mm,8 in.,800 MHz frequency
,limit 600 MHz frequency, L 7 in.,,,,, | NORS36007 |  | Aldrich | Norell ® Select Series ™ 3 mm NMR tubes | 32129209 | ,,,, | High Resolution NMR Tubes , Labware , NMR Tubes , NMR Tubes and Accessories , Norell , Norell Select Series NMR Tubes for High Resolution NMR , Select Series 3 mm NMR tubes |  | Norell,, S36007,±0.006 mm,0.58 mm,3 mm × 2.4 mm,±0.004 mm,7 in.,600 MHz frequency | , |  |  | Norell,, S36007,±0.006 mm,0.58 mm,3 mm × 2.4 mm,±0.004 mm,7 in.,600 MHz frequency
,limit 600 MHz frequency, L 8 in.,,,,, | NORS36008 |  | Aldrich | Norell ® Select Series ™ 3 mm NMR tubes |  | ,,,, | High Resolution NMR Tubes , Labware , NMR Tubes , NMR Tubes and Accessories , Norell , Norell Select Series NMR Tubes for High Resolution NMR , Select Series 3 mm NMR tubes |  | Norell,, S36008,±0.006 mm,0.58 mm,3 mm × 2.4 mm,±0.004 mm,8 in.,600 MHz frequency | , |  |  | Norell,, S36008,±0.006 mm,0.58 mm,3 mm × 2.4 mm,±0.004 mm,8 in.,600 MHz frequency
,limit 500 MHz frequency, L 7 in.,,,,, | NORS35007 |  | Aldrich | Norell ® Select Series ™ 3 mm NMR tubes |  | ,,,, | High Resolution NMR Tubes , Labware , NMR Tubes , NMR Tubes and Accessories , Norell , Norell Select Series NMR Tubes for High Resolution NMR , Select Series 3 mm NMR tubes |  | Norell,, S35007,±0.013 mm,0.58 mm,3 mm × 2.4 mm,±0.005 mm,7 in.,500 MHz frequency | , |  |  | Norell,, S35007,±0.013 mm,0.58 mm,3 mm × 2.4 mm,±0.005 mm,7 in.,500 MHz frequency
,limit 500 MHz frequency, L 8 in.,,,,, | NORS35008 |  | Aldrich | Norell ® Select Series ™ 3 mm NMR tubes |  | ,,,, | High Resolution NMR Tubes , Labware , NMR Tubes , NMR Tubes and Accessories , Norell , Norell Select Series NMR Tubes for High Resolution NMR , Select Series 3 mm NMR tubes |  | Norell,, S35008,±0.013 mm,0.58 mm,3 mm × 2.4 mm,±0.005 mm,8 in.,500 MHz frequency | , |  |  | Norell,, S35008,±0.013 mm,0.58 mm,3 mm × 2.4 mm,±0.005 mm,8 in.,500 MHz frequency
,limit 400 MHz frequency, L 7 in.,,,,, | NORS34007 |  | Aldrich | Norell ® Select Series ™ 3 mm NMR tubes | 32129209 | ,,,, | High Resolution NMR Tubes , Labware , NMR Tubes , NMR Tubes and Accessories , Norell , Norell Select Series NMR Tubes for High Resolution NMR , Select Series 3 mm NMR tubes |  | Norell,, S34007,±0.019 mm,0.58 mm,3 mm × 2.4 mm,±0.007 mm,7 in.,400 MHz frequency | , |  |  | Norell,, S34007,±0.019 mm,0.58 mm,3 mm × 2.4 mm,±0.007 mm,7 in.,400 MHz frequency
,limit 400 MHz frequency, L 8 in.,,,,, | NORS34008 |  | Aldrich | Norell ® Select Series ™ 3 mm NMR tubes |  | ,,,, | High Resolution NMR Tubes , Labware , NMR Tubes , NMR Tubes and Accessories , Norell , Norell Select Series NMR Tubes for High Resolution NMR , Select Series 3 mm NMR tubes |  | Norell,, S34008,±0.019 mm,0.58 mm,3 mm × 2.4 mm,±0.007 mm,8 in.,400 MHz frequency | , |  |  | Norell,, S34008,±0.019 mm,0.58 mm,3 mm × 2.4 mm,±0.007 mm,8 in.,400 MHz frequency
,limit 300 MHz frequency, L 7 in.,,,,, | NORS33007 |  | Aldrich | Norell ® Select Series ™ 3 mm NMR tubes |  | ,,,, | High Resolution NMR Tubes , Labware , NMR Tubes , NMR Tubes and Accessories , Norell , Norell Select Series NMR Tubes for High Resolution NMR , Select Series 3 mm NMR tubes |  | Norell,, S33007,±0.025 mm,0.58 mm,3 mm × 2.4 mm,±0.007 mm,7 in.,300 MHz frequency | , |  |  | Norell,, S33007,±0.025 mm,0.58 mm,3 mm × 2.4 mm,±0.007 mm,7 in.,300 MHz frequency
,limit 300 MHz frequency, L 8 in.,,,,, | NORS33008 |  | Aldrich | Norell ® Select Series ™ 3 mm NMR tubes |  | ,,,, | High Resolution NMR Tubes , Labware , NMR Tubes , NMR Tubes and Accessories , Norell , Norell Select Series NMR Tubes for High Resolution NMR , Select Series 3 mm NMR tubes |  | Norell,, S33008,±0.025 mm,0.58 mm,3 mm × 2.4 mm,±0.007 mm,8 in.,300 MHz frequency | , |  |  | Norell,, S33008,±0.025 mm,0.58 mm,3 mm × 2.4 mm,±0.007 mm,8 in.,300 MHz frequency
,limit 200 MHz frequency, L 7 in.,,,,, | NORS32007 |  | Aldrich | Norell ® Select Series ™ 3 mm NMR tubes |  | ,,,, | High Resolution NMR Tubes , Labware , NMR Tubes , NMR Tubes and Accessories , Norell , Norell Select Series NMR Tubes for High Resolution NMR , Select Series 3 mm NMR tubes |  | Norell,, S32007,±0.038 mm,0.58 mm,3 mm × 2.4 mm,±0.010 mm,7 in.,200 MHz frequency | , |  |  | Norell,, S32007,±0.038 mm,0.58 mm,3 mm × 2.4 mm,±0.010 mm,7 in.,200 MHz frequency
,limit 200 MHz frequency, L 8 in.,,,,, | NORS32008 |  | Aldrich | Norell ® Select Series ™ 3 mm NMR tubes |  | ,,,, | High Resolution NMR Tubes , Labware , NMR Tubes , NMR Tubes and Accessories , Norell , Norell Select Series NMR Tubes for High Resolution NMR , Select Series 3 mm NMR tubes |  | Norell,, S32008,±0.038 mm,0.58 mm,3 mm × 2.4 mm,±0.010 mm,8 in.,200 MHz frequency | , |  |  | Norell,, S32008,±0.038 mm,0.58 mm,3 mm × 2.4 mm,±0.010 mm,8 in.,200 MHz frequency
,limit 900 MHz frequency, L 7 in.,,,,, | NORS59007 |  | Aldrich | Norell ® Select Series ™ 5 mm NMR tubes | 32129209 | ,,,, | High Resolution NMR Tubes , Labware , NMR Tubes , NMR Tubes and Accessories , Norell , Norell Select Series NMR Tubes for High Resolution NMR , Select Series 5 mm NMR tubes |  | Norell,, S59007,±0.003 mm,0.77 mm,5 mm × 4.2 mm,±0.002 mm,7 in.,900 MHz frequency | , |  |  | Norell,, S59007,±0.003 mm,0.77 mm,5 mm × 4.2 mm,±0.002 mm,7 in.,900 MHz frequency
,limit 900 MHz frequency, L 8 in.,,,,, | NORS59008 |  | Aldrich | Norell ® Select Series ™ 5 mm NMR tubes |  | ,,,, | High Resolution NMR Tubes , Labware , NMR Tubes , NMR Tubes and Accessories , Norell , Norell Select Series NMR Tubes for High Resolution NMR , Select Series 5 mm NMR tubes |  | Norell,, S59008,±0.003 mm,0.77 mm,5 mm × 4.2 mm,±0.002 mm,8 in.,900 MHz frequency | , |  |  | Norell,, S59008,±0.003 mm,0.77 mm,5 mm × 4.2 mm,±0.002 mm,8 in.,900 MHz frequency
,limit 800 MHz frequency, L 7 in.,,,,, | NORS58007 |  | Aldrich | Norell ® Select Series ™ 5 mm NMR tubes |  | ,,,, | High Resolution NMR Tubes , Labware , NMR Tubes , NMR Tubes and Accessories , Norell , Norell Select Series NMR Tubes for High Resolution NMR , Select Series 5 mm NMR tubes |  | Norell,, S58007,±0.0038 mm,0.77 mm,5 mm × 4.2 mm,±0.0025 mm,7 in.,800 MHz frequency | , |  |  | Norell,, S58007,±0.0038 mm,0.77 mm,5 mm × 4.2 mm,±0.0025 mm,7 in.,800 MHz frequency
,limit 800 MHz frequency, L 8 in.,,,,, | NORS58008 |  | Aldrich | Norell ® Select Series ™ 5 mm NMR tubes | 32129209 | ,,,, | High Resolution NMR Tubes , Labware , NMR Tubes , NMR Tubes and Accessories , Norell , Norell Select Series NMR Tubes for High Resolution NMR , Select Series 5 mm NMR tubes |  | Norell,, S58008,±0.0038 mm,0.77 mm,5 mm × 4.2 mm,±0.0025 mm,8 in.,800 MHz frequency | , |  |  | Norell,, S58008,±0.0038 mm,0.77 mm,5 mm × 4.2 mm,±0.0025 mm,8 in.,800 MHz frequency
,limit 600 MHz frequency, L 7 in.,,,,, | NORS56007 |  | Aldrich | Norell ® Select Series ™ 5 mm NMR tubes | 32129209 | ,,,, | High Resolution NMR Tubes , Labware , NMR Tubes , NMR Tubes and Accessories , Norell , Norell Select Series NMR Tubes for High Resolution NMR , Select Series 5 mm NMR tubes |  | Norell,, S56007,±0.006 mm,0.77 mm,5 mm × 4.2 mm,±0.004 mm,7 in.,600 MHz frequency | , |  |  | Norell,, S56007,±0.006 mm,0.77 mm,5 mm × 4.2 mm,±0.004 mm,7 in.,600 MHz frequency
,limit 600 MHz frequency, L 8 in.,,,,, | NORS56008 |  | Aldrich | Norell ® Select Series ™ 5 mm NMR tubes | 32129209 | ,,,, | High Resolution NMR Tubes , Labware , NMR Tubes , NMR Tubes and Accessories , Norell , Norell Select Series NMR Tubes for High Resolution NMR , Select Series 5 mm NMR tubes |  | Norell,, S56008,±0.006 mm,0.77 mm,5 mm × 4.2 mm,±0.004 mm,8 in.,600 MHz frequency | , |  |  | Norell,, S56008,±0.006 mm,0.77 mm,5 mm × 4.2 mm,±0.004 mm,8 in.,600 MHz frequency
,limit 500 MHz frequency, L 7 in.,,,,, | NORS55007 |  | Aldrich | Norell ® Select Series ™ 5 mm NMR tubes | 32129209 | ,,,, | High Resolution NMR Tubes , Labware , NMR Tubes , NMR Tubes and Accessories , Norell , Norell Select Series NMR Tubes for High Resolution NMR , Select Series 5 mm NMR tubes |  | Norell,, S55007,±0.013 mm,0.77 mm,5 mm × 4.2 mm,±0.005 mm,7 in.,500 MHz frequency | , |  |  | Norell,, S55007,±0.013 mm,0.77 mm,5 mm × 4.2 mm,±0.005 mm,7 in.,500 MHz frequency
,limit 500 MHz frequency, L 8 in.,,,,, | NORS55008 |  | Aldrich | Norell ® Select Series ™ 5 mm NMR tubes | 32129209 | ,,,, | High Resolution NMR Tubes , Labware , NMR Tubes , NMR Tubes and Accessories , Norell , Norell Select Series NMR Tubes for High Resolution NMR , Select Series 5 mm NMR tubes |  | Norell,, S55008,±0.013 mm,0.77 mm,5 mm × 4.2 mm,±0.005 mm,8 in.,500 MHz frequency | , |  |  | Norell,, S55008,±0.013 mm,0.77 mm,5 mm × 4.2 mm,±0.005 mm,8 in.,500 MHz frequency
,limit 400 MHz frequency, L 7 in.,,,,, | NORS54007 |  | Aldrich | Norell ® Select Series ™ 5 mm NMR tubes | 32129209 | ,,,, | High Resolution NMR Tubes , Labware , NMR Tubes , NMR Tubes and Accessories , Norell , Norell Select Series NMR Tubes for High Resolution NMR , Select Series 5 mm NMR tubes |  | Norell,, S54007,±0.019 mm,0.77 mm,5 mm × 4.2 mm,±0.007 mm,7 in.,400 MHz frequency | , |  |  | Norell,, S54007,±0.019 mm,0.77 mm,5 mm × 4.2 mm,±0.007 mm,7 in.,400 MHz frequency
,limit 400 MHz frequency, L 8 in.,,,,, | NORS54008 |  | Aldrich | Norell ® Select Series ™ 5 mm NMR tubes | 32129209 | ,,,, | High Resolution NMR Tubes , Labware , NMR Tubes , NMR Tubes and Accessories , Norell , Norell Select Series NMR Tubes for High Resolution NMR , Select Series 5 mm NMR tubes |  | Norell,, S54008,±0.019 mm,0.77 mm,5 mm × 4.2 mm,±0.007 mm,8 in.,400 MHz frequency | , |  |  | Norell,, S54008,±0.019 mm,0.77 mm,5 mm × 4.2 mm,±0.007 mm,8 in.,400 MHz frequency
,limit 300 MHz frequency, L 7 in.,,,,, | NORS53007 |  | Aldrich | Norell ® Select Series ™ 5 mm NMR tubes | 32129209 | ,,,, | High Resolution NMR Tubes , Labware , NMR Tubes , NMR Tubes and Accessories , Norell , Norell Select Series NMR Tubes for High Resolution NMR , Select Series 5 mm NMR tubes |  | Norell,, S53007,±0.025 mm,0.77 mm,5 mm × 4.2 mm,±0.007 mm,7 in.,300 MHz frequency | , |  |  | Norell,, S53007,±0.025 mm,0.77 mm,5 mm × 4.2 mm,±0.007 mm,7 in.,300 MHz frequency
,limit 300 MHz frequency, L 8 in.,,,,, | NORS53008 |  | Aldrich | Norell ® Select Series ™ 5 mm NMR tubes |  | ,,,, | High Resolution NMR Tubes , Labware , NMR Tubes , NMR Tubes and Accessories , Norell , Norell Select Series NMR Tubes for High Resolution NMR , Select Series 5 mm NMR tubes |  | Norell,, S53008,±0.025 mm,0.77 mm,5 mm × 4.2 mm,±0.007 mm,8 in.,300 MHz frequency | , |  |  | Norell,, S53008,±0.025 mm,0.77 mm,5 mm × 4.2 mm,±0.007 mm,8 in.,300 MHz frequency
,limit 200 MHz frequency, L 7 in.,,,,, | NORS52007 |  | Aldrich | Norell ® Select Series ™ 5 mm NMR tubes | 32129209 | ,,,, | High Resolution NMR Tubes , Labware , NMR Tubes , NMR Tubes and Accessories , Norell , Norell Select Series NMR Tubes for High Resolution NMR , Select Series 5 mm NMR tubes |  | Norell,, S52007,±0.035 mm,0.77 mm,5 mm × 4.2 mm,±0.009 mm,7 in.,200 MHz frequency | , |  |  | Norell,, S52007,±0.035 mm,0.77 mm,5 mm × 4.2 mm,±0.009 mm,7 in.,200 MHz frequency
,limit 200 MHz frequency, L 8 in.,,,,, | NORS52008 |  | Aldrich | Norell ® Select Series ™ 5 mm NMR tubes |  | ,,,, | High Resolution NMR Tubes , Labware , NMR Tubes , NMR Tubes and Accessories , Norell , Norell Select Series NMR Tubes for High Resolution NMR , Select Series 5 mm NMR tubes |  | Norell,, S52008,±0.035 mm,0.77 mm,5 mm × 4.2 mm,±0.009 mm,8 in.,200 MHz frequency | , |  |  | Norell,, S52008,±0.035 mm,0.77 mm,5 mm × 4.2 mm,±0.009 mm,8 in.,200 MHz frequency
Norell ® Select Series ™ 5 mm NMR tubes heavy wall,limit 500 MHz frequency, L 7 in.,,,,, | NORS5500HW7 |  | Aldrich | Norell ® Select Series ™ 5mm NMR tubes, heavy wall |  | ,,,, | High Resolution NMR Tubes , Labware , NMR Tubes , NMR Tubes and Accessories , Norell , Norell Select Series NMR Tubes for High Resolution NMR , Select Series 5 mm NMR tubes |  | Norell,, S5500HW7,1.4 mm,7 in.,500 MHz frequency,5 mm | , |  |  | Norell,, S5500HW7,1.4 mm,7 in.,500 MHz frequency,5 mm
Norell ® Select Series ™ 5 mm NMR tubes heavy wall,limit 500 MHz frequency, L 8 in.,,,,, | NORS5500HW8 |  | Aldrich | Norell ® Select Series ™ 5mm NMR tubes, heavy wall |  | ,,,, | High Resolution NMR Tubes , Labware , NMR Tubes , NMR Tubes and Accessories , Norell , Norell Select Series NMR Tubes for High Resolution NMR , Select Series 5 mm NMR tubes |  | Norell,, S5500HW8,1.4 mm,8 in.,500 MHz frequency,5 mm | , |  |  | Norell,, S5500HW8,1.4 mm,8 in.,500 MHz frequency,5 mm
Norell ® Select Series ™ 5 mm NMR tubes medium wall,limit 500 MHz frequency, L 7 in.,,,,, | NORS5500MW7 |  | Aldrich | Norell ® Select Series ™ 5mm NMR tubes, medium wall | 32129209 | ,,,, | High Resolution NMR Tubes , Labware , NMR Tubes , NMR Tubes and Accessories , Norell , Norell Select Series NMR Tubes for High Resolution NMR , Select Series 5 mm NMR tubes |  | Norell,, S5500MW7,0.8 mm,7 in.,500 MHz frequency,5 mm | , |  |  | Norell,, S5500MW7,0.8 mm,7 in.,500 MHz frequency,5 mm
Norell ® Select Series ™ 5 mm NMR tubes medium wall,limit 500 MHz frequency, L 8 in.,,,,, | NORS5500MW8 |  | Aldrich | Norell ® Select Series ™ 5mm NMR tubes, medium wall | 32129209 | ,,,, | High Resolution NMR Tubes , Labware , NMR Tubes , NMR Tubes and Accessories , Norell , Norell Select Series NMR Tubes for High Resolution NMR , Select Series 5 mm NMR tubes |  | Norell,, S5500MW8,0.8 mm,8 in.,500 MHz frequency,5 mm | , |  |  | Norell,, S5500MW8,0.8 mm,8 in.,500 MHz frequency,5 mm
Norell ® Suprasil ® quartz 5 mm NMR tube,limit 600 MHz frequency, L 7 in.,,,,, | NORS5600SQTZ7 |  | Aldrich | Norell ® Suprasil ® quartz 5mm NMR tube |  | ,,,, | High Resolution NMR Tubes , Labware , NMR Tubes , NMR Tubes and Accessories , Norell , Norell Select Series NMR Tubes for High Resolution NMR , Suprasil quartz 5 mm NMR tubes |  | Norell,, S5600SQTZ7,0.77 mm,7 in.,600 MHz frequency,5 mm | , |  |  | Norell,, S5600SQTZ7,0.77 mm,7 in.,600 MHz frequency,5 mm
Norell ® Suprasil ® quartz 5 mm NMR tube,limit 600 MHz frequency, L 8 in.,,,,, | NORS5600SQTZ8 |  | Aldrich | Norell ® Suprasil ® quartz 5mm NMR tube |  | ,,,, | High Resolution NMR Tubes , Labware , NMR Tubes , NMR Tubes and Accessories , Norell , Norell Select Series NMR Tubes for High Resolution NMR , Suprasil quartz 5 mm NMR tubes |  | Norell,, S5600SQTZ8,0.77 mm,8 in.,600 MHz frequency,5 mm | , |  |  | Norell,, S5600SQTZ8,0.77 mm,8 in.,600 MHz frequency,5 mm
Norell ® Suprasil ® quartz 5 mm NMR tube,limit 500 MHz frequency, L 7 in.,,,,, | NORS5500SQTZ7 |  | Aldrich | Norell ® Suprasil ® quartz 5mm NMR tube | 32129209 | ,,,, | High Resolution NMR Tubes , Labware , NMR Tubes , NMR Tubes and Accessories , Norell , Norell Select Series NMR Tubes for High Resolution NMR , Suprasil quartz 5 mm NMR tubes |  | Norell,, S5500SQTZ7,0.77 mm,7 in.,500 MHz frequency,5 mm | , |  |  | Norell,, S5500SQTZ7,0.77 mm,7 in.,500 MHz frequency,5 mm
Norell ® Suprasil ® quartz 5 mm NMR tube,limit 500 MHz frequency, L 8 in.,,,,, | NORS5500SQTZ8 |  | Aldrich | Norell ® Suprasil ® quartz 5mm NMR tube |  | ,,,, | High Resolution NMR Tubes , Labware , NMR Tubes , NMR Tubes and Accessories , Norell , Norell Select Series NMR Tubes for High Resolution NMR , Suprasil quartz 5 mm NMR tubes |  | Norell,, S5500SQTZ8,0.77 mm,8 in.,500 MHz frequency,5 mm | , |  |  | Norell,, S5500SQTZ8,0.77 mm,8 in.,500 MHz frequency,5 mm
Norell ® Suprasil ® quartz 5 mm NMR tube,limit 200 MHz frequency, L 7 in.,,,,, | NORS5200SQTZ7 |  | Aldrich | Norell ® Suprasil ® quartz 5mm NMR tube |  | ,,,, | High Resolution NMR Tubes , Labware , NMR Tubes , NMR Tubes and Accessories , Norell , Norell Select Series NMR Tubes for High Resolution NMR , Suprasil quartz 5 mm NMR tubes |  | Norell,, S5200SQTZ7,0.77 mm,7 in.,200 MHz frequency,5 mm | , |  |  | Norell,, S5200SQTZ7,0.77 mm,7 in.,200 MHz frequency,5 mm
Norell ® Suprasil ® quartz 5 mm NMR tube,limit 200 MHz frequency, L 8 in.,,,,, | NORS5200SQTZ8 |  | Aldrich | Norell ® Suprasil ® quartz 5mm NMR tube |  | ,,,, | High Resolution NMR Tubes , Labware , NMR Tubes , NMR Tubes and Accessories , Norell , Norell Select Series NMR Tubes for High Resolution NMR , Suprasil quartz 5 mm NMR tubes |  | Norell,, S5200SQTZ8,0.77 mm,8 in.,200 MHz frequency,5 mm | , |  |  | Norell,, S5200SQTZ8,0.77 mm,8 in.,200 MHz frequency,5 mm
,matched with CDCl 3 , Shigemi, CMS-005TB, bottom L 8 mm,,,,, | Z529087 |  | Aldrich | Shigemi Advanced NMR microtube assembly |  | ,,,5 mm, | Advanced NMR microtube assembly , Alphabetical Listings , High Resolution NMR Tubes , Labware , NMR Tubes , NMR Tubes and Accessories , Q-S , Shigemi , Shigemi NMR Microtubes , Stable Isotopes |  | 8 mm,Shigemi, CMS-005TB,900 MHz frequency | , |  |  | 8 mm,Shigemi, CMS-005TB,900 MHz frequency,5 mm
,matched with CDCl 3 , Shigemi, CMS-005TJ, bottom L 12 mm,,,,, | Z529095 |  | Aldrich | Shigemi Advanced NMR microtube assembly |  | ,,,5 mm, | Advanced NMR microtube assembly , Alphabetical Listings , High Resolution NMR Tubes , Labware , NMR Tubes , NMR Tubes and Accessories , Q-S , Shigemi , Shigemi NMR Microtubes , Stable Isotopes |  | 12 mm,Shigemi, CMS-005TJ,900 MHz frequency | , |  |  | 12 mm,Shigemi, CMS-005TJ,900 MHz frequency,5 mm
,matched with CDCl 3 , Shigemi, CMS-005TV, bottom L 15 mm,,,,, | Z529109 |  | Aldrich | Shigemi Advanced NMR microtube assembly |  | ,,,5 mm, | Advanced NMR microtube assembly , Alphabetical Listings , High Resolution NMR Tubes , Labware , NMR Tubes , NMR Tubes and Accessories , Q-S , Shigemi , Shigemi NMR Microtubes , Stable Isotopes |  | 15 mm,Shigemi, CMS-005TV,900 MHz frequency | , |  |  | 15 mm,Shigemi, CMS-005TV,900 MHz frequency,5 mm
,matched with CDCl 3 , Shigemi, CMS-008TB, bottom L 8 mm,,,,, | Z529117 |  | Aldrich | Shigemi Advanced NMR microtube assembly |  | ,,,8 mm, | Advanced NMR microtube assembly , Alphabetical Listings , High Resolution NMR Tubes , Labware , NMR Tubes , NMR Tubes and Accessories , Q-S , Shigemi , Shigemi NMR Microtubes , Stable Isotopes |  | 8 mm,Shigemi, CMS-008TB,900 MHz frequency | , |  |  | 8 mm,Shigemi, CMS-008TB,900 MHz frequency,8 mm
,matched with CDCl 3 , Shigemi, CMS-008TJ, bottom L 12 mm,,,,, | Z529125 |  | Aldrich | Shigemi Advanced NMR microtube assembly |  | ,,,8 mm, | Advanced NMR microtube assembly , Alphabetical Listings , High Resolution NMR Tubes , Labware , NMR Tubes , NMR Tubes and Accessories , Q-S , Shigemi , Shigemi NMR Microtubes , Stable Isotopes |  | 12 mm,Shigemi, CMS-008TJ,900 MHz frequency | , |  |  | 12 mm,Shigemi, CMS-008TJ,900 MHz frequency,8 mm
,matched with CDCl 3 , Shigemi, CMS-008TV, bottom L 15 mm,,,,, | Z529133 |  | Aldrich | Shigemi Advanced NMR microtube assembly |  | ,,,8 mm, | Advanced NMR microtube assembly , Alphabetical Listings , High Resolution NMR Tubes , Labware , NMR Tubes , NMR Tubes and Accessories , Q-S , Shigemi , Shigemi NMR Microtubes , Stable Isotopes |  | 15 mm,Shigemi, CMS-008TV,900 MHz frequency | , |  |  | 15 mm,Shigemi, CMS-008TV,900 MHz frequency,8 mm
,matched with CD 3 OD, Shigemi, MMS-005TB, bottom L 8 mm,,,,, | Z529141 |  | Aldrich | Shigemi Advanced NMR microtube assembly |  | ,,,5 mm, | Advanced NMR microtube assembly , Alphabetical Listings , High Resolution NMR Tubes , Labware , NMR Tubes , NMR Tubes and Accessories , Q-S , Shigemi , Shigemi NMR Microtubes , Stable Isotopes |  | 8 mm,Shigemi, MMS-005TB,900 MHz frequency | , |  |  | 8 mm,Shigemi, MMS-005TB,900 MHz frequency,5 mm
,matched with CD 3 OD, Shigemi, MMS-005TJ, bottom L 12 mm,,,,, | Z529168 |  | Aldrich | Shigemi Advanced NMR microtube assembly |  | ,,,5 mm, | Advanced NMR microtube assembly , Alphabetical Listings , High Resolution NMR Tubes , Labware , NMR Tubes , NMR Tubes and Accessories , Q-S , Shigemi , Shigemi NMR Microtubes , Stable Isotopes |  | 12 mm,Shigemi, MMS-005TJ,900 MHz frequency | , |  |  | 12 mm,Shigemi, MMS-005TJ,900 MHz frequency,5 mm
,matched with CD 3 OD, Shigemi, MMS-005TV, bottom L 15 mm,,,,, | Z529176 |  | Aldrich | Shigemi Advanced NMR microtube assembly |  | ,,,5 mm, | Advanced NMR microtube assembly , Alphabetical Listings , High Resolution NMR Tubes , Labware , NMR Tubes , NMR Tubes and Accessories , Q-S , Shigemi , Shigemi NMR Microtubes , Stable Isotopes |  | 15 mm,Shigemi, MMS-005TV,900 MHz frequency | , |  |  | 15 mm,Shigemi, MMS-005TV,900 MHz frequency,5 mm
,matched with CD 3 OD, Shigemi, MMS-008TB, bottom L 8 mm,,,,, | Z529184 |  | Aldrich | Shigemi Advanced NMR microtube assembly |  | ,,,8 mm, | Advanced NMR microtube assembly , Alphabetical Listings , High Resolution NMR Tubes , Labware , NMR Tubes , NMR Tubes and Accessories , Q-S , Shigemi , Shigemi NMR Microtubes , Stable Isotopes |  | 8 mm,Shigemi, MMS-008TB,900 MHz frequency | , |  |  | 8 mm,Shigemi, MMS-008TB,900 MHz frequency,8 mm
,matched with CD 3 OD, Shigemi, MMS-008TJ, bottom L 12 mm,,,,, | Z529192 |  | Aldrich | Shigemi Advanced NMR microtube assembly |  | ,,,8 mm, | Advanced NMR microtube assembly , Alphabetical Listings , High Resolution NMR Tubes , Labware , NMR Tubes , NMR Tubes and Accessories , Q-S , Shigemi , Shigemi NMR Microtubes , Stable Isotopes |  | 12 mm,Shigemi, MMS-008TJ,900 MHz frequency | , |  |  | 12 mm,Shigemi, MMS-008TJ,900 MHz frequency,8 mm
,matched with CD 3 OD, Shigemi, MMS-005TV, bottom L 15 mm,,,,, | Z529206 |  | Aldrich | Shigemi Advanced NMR microtube assembly |  | ,,,8 mm, | Advanced NMR microtube assembly , Alphabetical Listings , High Resolution NMR Tubes , Labware , NMR Tubes , NMR Tubes and Accessories , Q-S , Shigemi , Shigemi NMR Microtubes , Stable Isotopes |  | 15 mm,Shigemi, MMS-005TV,900 MHz frequency | , |  |  | 15 mm,Shigemi, MMS-005TV,900 MHz frequency,8 mm
,matched with DMSO-d 6 , Shigemi, DMS-005TB, bottom L 8 mm,,,,, | Z529214 |  | Aldrich | Shigemi Advanced NMR microtube assembly |  | ,,,5 mm, | Advanced NMR microtube assembly , Alphabetical Listings , High Resolution NMR Tubes , Labware , NMR Tubes , NMR Tubes and Accessories , Q-S , Shigemi , Shigemi NMR Microtubes , Stable Isotopes |  | 8 mm,Shigemi, DMS-005TB,900 MHz frequency | , |  |  | 8 mm,Shigemi, DMS-005TB,900 MHz frequency,5 mm
,matched with DMSO-d 6 , Shigemi, DMS-005TJ, bottom L 12 mm,,,,, | Z529222 |  | Aldrich | Shigemi Advanced NMR microtube assembly |  | ,,,5 mm, | Advanced NMR microtube assembly , Alphabetical Listings , High Resolution NMR Tubes , Labware , NMR Tubes , NMR Tubes and Accessories , Q-S , Shigemi , Shigemi NMR Microtubes , Stable Isotopes |  | 12 mm,Shigemi, DMS-005TJ,900 MHz frequency | , |  |  | 12 mm,Shigemi, DMS-005TJ,900 MHz frequency,5 mm
,matched with DMSO-d 6 , Shigemi, DMS-008TB, bottom L 8 mm,,,,, | Z529249 |  | Aldrich | Shigemi Advanced NMR microtube assembly |  | ,,,8 mm, | Advanced NMR microtube assembly , Alphabetical Listings , High Resolution NMR Tubes , Labware , NMR Tubes , NMR Tubes and Accessories , Q-S , Shigemi , Shigemi NMR Microtubes , Stable Isotopes |  | 8 mm,Shigemi, DMS-008TB,900 MHz frequency | , |  |  | 8 mm,Shigemi, DMS-008TB,900 MHz frequency,8 mm
,matched with DMSO-d 6 , Shigemi, DMS-008TJ, bottom L 12 mm,,,,, | Z529257 |  | Aldrich | Shigemi Advanced NMR microtube assembly |  | ,,,8 mm, | Advanced NMR microtube assembly , Alphabetical Listings , High Resolution NMR Tubes , Labware , NMR Tubes , NMR Tubes and Accessories , Q-S , Shigemi , Shigemi NMR Microtubes , Stable Isotopes |  | 12 mm,Shigemi, DMS-008TJ,900 MHz frequency | , |  |  | 12 mm,Shigemi, DMS-008TJ,900 MHz frequency,8 mm
,matched with DMSO-d 6 , Shigemi, DMS-008TV, bottom L 15 mm,,,,, | Z529265 |  | Aldrich | Shigemi Advanced NMR microtube assembly |  | ,,,8 mm, | Advanced NMR microtube assembly , Alphabetical Listings , High Resolution NMR Tubes , Labware , NMR Tubes , NMR Tubes and Accessories , Q-S , Shigemi , Shigemi NMR Microtubes , Stable Isotopes |  | 15 mm,Shigemi, DMS-008TV,900 MHz frequency | , |  |  | 15 mm,Shigemi, DMS-008TV,900 MHz frequency,8 mm
,matched with DMSO-d 6 , Shigemi, DMS-005TV, bottom L 15 mm,,,,, | Z529230 |  | Aldrich | Shigemi Advanced NMR microtube assembly |  | ,,,5 mm, | Advanced NMR microtube assembly , Alphabetical Listings , High Resolution NMR Tubes , Labware , NMR Tubes , NMR Tubes and Accessories , Q-S , Shigemi , Shigemi NMR Microtubes , Stable Isotopes |  | 15 mm,Shigemi, DMS-005TV,900 MHz frequency | , |  |  | 15 mm,Shigemi, DMS-005TV,900 MHz frequency,5 mm
,matched with D 2 O, Shigemi, BMS-005TB, bottom L 8 mm,,,,, | Z529451 |  | Aldrich | Shigemi Advanced NMR microtube assembly |  | ,,,5 mm, | Advanced NMR microtube assembly , Alphabetical Listings , High Resolution NMR Tubes , Labware , NMR Tubes , NMR Tubes and Accessories , Q-S , Shigemi , Shigemi NMR Microtubes , Stable Isotopes |  | 8 mm,Shigemi, BMS-005TB,900 MHz frequency | , |  |  | 8 mm,Shigemi, BMS-005TB,900 MHz frequency,5 mm
,matched with D 2 O, Shigemi, BMS-005TJ, bottom L 12 mm,,,,, | Z529273 |  | Aldrich | Shigemi Advanced NMR microtube assembly |  | ,,,5 mm, | Advanced NMR microtube assembly , Alphabetical Listings , High Resolution NMR Tubes , Labware , NMR Tubes , NMR Tubes and Accessories , Q-S , Shigemi , Shigemi NMR Microtubes , Stable Isotopes |  | 12 mm,Shigemi, BMS-005TJ,900 MHz frequency | , |  |  | 12 mm,Shigemi, BMS-005TJ,900 MHz frequency,5 mm
,matched with D 2 O, Shigemi, BMS-005TV, bottom L 15 mm,,,,, | Z529281 |  | Aldrich | Shigemi Advanced NMR microtube assembly |  | ,,,5 mm, | Advanced NMR microtube assembly , Alphabetical Listings , High Resolution NMR Tubes , Labware , NMR Tubes , NMR Tubes and Accessories , Q-S , Shigemi , Shigemi NMR Microtubes , Stable Isotopes |  | 15 mm,Shigemi, BMS-005TV,900 MHz frequency | , |  |  | 15 mm,Shigemi, BMS-005TV,900 MHz frequency,5 mm
,matched with D 2 O, Shigemi, BMS-008TB, bottom L 8 mm,,,,, | Z529303 |  | Aldrich | Shigemi Advanced NMR microtube assembly |  | ,,,8 mm, | Advanced NMR microtube assembly , Alphabetical Listings , High Resolution NMR Tubes , Labware , NMR Tubes , NMR Tubes and Accessories , Q-S , Shigemi , Shigemi NMR Microtubes , Stable Isotopes |  | 8 mm,Shigemi, BMS-008TB,900 MHz frequency | , |  |  | 8 mm,Shigemi, BMS-008TB,900 MHz frequency,8 mm
,matched with D 2 O, Shigemi, BMS-008TJ, bottom L 12 mm,,,,, | Z529311 |  | Aldrich | Shigemi Advanced NMR microtube assembly |  | ,,,8 mm, | Advanced NMR microtube assembly , Alphabetical Listings , High Resolution NMR Tubes , Labware , NMR Tubes , NMR Tubes and Accessories , Q-S , Shigemi , Shigemi NMR Microtubes , Stable Isotopes |  | 12 mm,Shigemi, BMS-008TJ,900 MHz frequency | , |  |  | 12 mm,Shigemi, BMS-008TJ,900 MHz frequency,8 mm
,matched with D 2 O, Shigemi, BMS-008TV, bottom L 15 mm,,,,, | Z529338 |  | Aldrich | Shigemi Advanced NMR microtube assembly |  | ,,,8 mm, | Advanced NMR microtube assembly , Alphabetical Listings , High Resolution NMR Tubes , Labware , NMR Tubes , NMR Tubes and Accessories , Q-S , Shigemi , Shigemi NMR Microtubes , Stable Isotopes |  | 15 mm,Shigemi, BMS-008TV,900 MHz frequency | , |  |  | 15 mm,Shigemi, BMS-008TV,900 MHz frequency,8 mm
,matched with CDCl 3 , bottom L 10 mm,,,,, | Z569720 |  | Aldrich | Shigemi 3 mm Symmetrical NMR microtube assembly |  | ,,,3 mm, | 3mm Symmetrical NMR microtube assembly , High Resolution NMR Tubes , Labware , NMR Tubes , NMR Tubes and Accessories , Shigemi , Shigemi NMR Microtubes |  | 10 mm,Shigemi, CMS-003,900 MHz frequency,190 mm × 2.4 mm | , |  |  | Shigemi, CMS-003,3 mm,190 mm × 2.4 mm,180 mm × 2.5 mm,10 mm,900 MHz frequency
,matched with DMSO-d 6 , bottom L 10 mm,,,,, | Z569739 |  | Aldrich | Shigemi 3 mm Symmetrical NMR microtube assembly |  | ,,,3 mm, | 3mm Symmetrical NMR microtube assembly , High Resolution NMR Tubes , Labware , NMR Tubes , NMR Tubes and Accessories , Shigemi , Shigemi NMR Microtubes |  | 10 mm,Shigemi, DMS-003,900 MHz frequency,190 mm × 2.4 mm | , |  |  | Shigemi, DMS-003,3 mm,190 mm × 2.4 mm,180 mm × 2.5 mm,10 mm,900 MHz frequency
,matched with D 2 O, bottom L 10 mm,,,,, | Z569747 |  | Aldrich | Shigemi 3 mm Symmetrical NMR microtube assembly |  | ,,,3 mm, | 3mm Symmetrical NMR microtube assembly , High Resolution NMR Tubes , Labware , NMR Tubes , NMR Tubes and Accessories , Shigemi , Shigemi NMR Microtubes |  | 10 mm,Shigemi, BMS-003,900 MHz frequency,190 mm × 2.4 mm | , |  |  | Shigemi, BMS-003,3 mm,190 mm × 2.4 mm,180 mm × 2.5 mm,10 mm,900 MHz frequency
,matched with CDCl 3 , bottom L 8 mm,,,,, | Z529346 |  | Aldrich | Shigemi 5 mm Symmetrical NMR microtube assembly |  | ,,,5 mm, | 5mm Symmetrical NMR microtube assembly , Alphabetical Listings , High Resolution NMR Tubes , Labware , NMR Tubes , NMR Tubes and Accessories , Q-S , Shigemi , Shigemi NMR Microtubes , Stable Isotopes |  | 8 mm,Shigemi CMS005B,900 MHz frequency,190.0 mm × 4.1 mm | , |  |  | 180.0 mm × 4.965 mm,Shigemi CMS005B,5 mm,190.0 mm × 4.1 mm,8 mm,900 MHz frequency
,matched with CDCl 3 , bottom L 12 mm,,,,, | Z529354 |  | Aldrich | Shigemi 5 mm Symmetrical NMR microtube assembly |  | ,,,5 mm, | 5mm Symmetrical NMR microtube assembly , Alphabetical Listings , High Resolution NMR Tubes , Labware , NMR Tubes , NMR Tubes and Accessories , Q-S , Shigemi , Shigemi NMR Microtubes , Stable Isotopes |  | 12 mm,Shigemi CMS005J,900 MHz frequency,190.0 mm × 4.1 mm | , |  |  | 180.0 mm × 4.965 mm,Shigemi CMS005J,5 mm,190.0 mm × 4.1 mm,12 mm,900 MHz frequency
,matched with CDCl 3 , bottom L 15 mm,,,,, | Z529362 |  | Aldrich | Shigemi 5 mm Symmetrical NMR microtube assembly |  | ,,,5 mm, | 5mm Symmetrical NMR microtube assembly , Alphabetical Listings , High Resolution NMR Tubes , Labware , NMR Tubes , NMR Tubes and Accessories , Q-S , Shigemi , Shigemi NMR Microtubes , Stable Isotopes |  | 15 mm,Shigemi CMS005V,900 MHz frequency,190.0 mm × 4.1 mm | , |  |  | 180.0 mm × 4.965 mm,Shigemi CMS005V,5 mm,190.0 mm × 4.1 mm,15 mm,900 MHz frequency
,matched with CDCl 3 , microtube cap,,,,, | Z529370 |  | Aldrich | Shigemi 5 mm Symmetrical NMR microtube assembly |  | ,,,180.0 mm × 4.965 mm, | 5mm Symmetrical NMR microtube assembly , Alphabetical Listings , High Resolution NMR Tubes , Labware , NMR Tubes , NMR Tubes and Accessories , Q-S , Shigemi , Shigemi NMR Microtubes , Stable Isotopes |  | Shigemi CMSCAP,900 MHz frequency,190.0 mm × 4.1 mm | , |  |  | 180.0 mm × 4.965 mm,Shigemi CMSCAP,900 MHz frequency,190.0 mm × 4.1 mm
,matched with DMSO-d 6 , bottom L 8 mm,,,,, | Z529389 |  | Aldrich | Shigemi 5 mm Symmetrical NMR microtube assembly |  | ,,,5 mm, | 5mm Symmetrical NMR microtube assembly , Alphabetical Listings , High Resolution NMR Tubes , Labware , NMR Tubes , NMR Tubes and Accessories , Q-S , Shigemi , Shigemi NMR Microtubes , Stable Isotopes |  | 8 mm,Shigemi DMS005B,900 MHz frequency,190.0 mm × 4.1 mm | , |  |  | 180.0 mm × 4.965 mm,Shigemi DMS005B,5 mm,190.0 mm × 4.1 mm,8 mm,900 MHz frequency
,matched with DMSO-d 6 , bottom L 12 mm,,,,, | Z529397 |  | Aldrich | Shigemi 5 mm Symmetrical NMR microtube assembly |  | ,,,5 mm, | 5mm Symmetrical NMR microtube assembly , Alphabetical Listings , High Resolution NMR Tubes , Labware , NMR Tubes , NMR Tubes and Accessories , Q-S , Shigemi , Shigemi NMR Microtubes , Stable Isotopes |  | 12 mm,Shigemi DMS005J,900 MHz frequency,190.0 mm × 4.1 mm | , |  |  | 180.0 mm × 4.965 mm,Shigemi DMS005J,5 mm,190.0 mm × 4.1 mm,12 mm,900 MHz frequency
,matched with DMSO-d 6 , bottom L 15 mm,,,,, | Z529400 |  | Aldrich | Shigemi 5 mm Symmetrical NMR microtube assembly |  | ,,,5 mm, | 5mm Symmetrical NMR microtube assembly , Alphabetical Listings , High Resolution NMR Tubes , Labware , NMR Tubes , NMR Tubes and Accessories , Q-S , Shigemi , Shigemi NMR Microtubes , Stable Isotopes |  | 15 mm,Shigemi DMS005V,900 MHz frequency,190.0 mm × 4.1 mm | , |  |  | 180.0 mm × 4.965 mm,Shigemi DMS005V,5 mm,190.0 mm × 4.1 mm,15 mm,900 MHz frequency
,matched with DMSO-d 6 , microtube cap,,,,, | Z529419 |  | Aldrich | Shigemi 5 mm Symmetrical NMR microtube assembly |  | ,,,180.0 mm × 4.965 mm, | 5mm Symmetrical NMR microtube assembly , Alphabetical Listings , High Resolution NMR Tubes , Labware , NMR Tubes , NMR Tubes and Accessories , Q-S , Shigemi , Shigemi NMR Microtubes , Stable Isotopes |  | Shigemi DMSCAP,900 MHz frequency,190.0 mm × 4.1 mm | , |  |  | 180.0 mm × 4.965 mm,Shigemi DMSCAP,900 MHz frequency,190.0 mm × 4.1 mm
,matched with D 2 O, bottom L 8 mm,,,,, | Z543349 |  | Aldrich | Shigemi 5 mm Symmetrical NMR microtube assembly |  | ,,,5 mm, | 5mm Symmetrical NMR microtube assembly , Alphabetical Listings , High Resolution NMR Tubes , Labware , NMR Tubes , NMR Tubes and Accessories , Q-S , Shigemi , Shigemi NMR Microtubes , Stable Isotopes |  | 8 mm,Shigemi BMS005B,900 MHz frequency,190.0 mm × 4.1 mm | , |  |  | 180.0 mm × 4.965 mm,Shigemi BMS005B,5 mm,190.0 mm × 4.1 mm,8 mm,900 MHz frequency
,matched with D 2 O, bottom L 12 mm,,,,, | Z529427 |  | Aldrich | Shigemi 5 mm Symmetrical NMR microtube assembly |  | ,,,5 mm, | 5mm Symmetrical NMR microtube assembly , Alphabetical Listings , High Resolution NMR Tubes , Labware , NMR Tubes , NMR Tubes and Accessories , Q-S , Shigemi , Shigemi NMR Microtubes , Stable Isotopes |  | 12 mm,Shigemi BMS005J,900 MHz frequency,190.0 mm × 4.1 mm | , |  |  | 180.0 mm × 4.965 mm,Shigemi BMS005J,5 mm,190.0 mm × 4.1 mm,12 mm,900 MHz frequency
,matched with D 2 O, bottom L 15 mm,,,,, | Z529435 |  | Aldrich | Shigemi 5 mm Symmetrical NMR microtube assembly |  | ,,,5 mm, | 5mm Symmetrical NMR microtube assembly , Alphabetical Listings , High Resolution NMR Tubes , Labware , NMR Tubes , NMR Tubes and Accessories , Q-S , Shigemi , Shigemi NMR Microtubes , Stable Isotopes |  | 15 mm,Shigemi BMS005V,900 MHz frequency,190.0 mm × 4.1 mm | , |  |  | 180.0 mm × 4.965 mm,Shigemi BMS005V,5 mm,190.0 mm × 4.1 mm,15 mm,900 MHz frequency
,matched with D 2 O, microtube cap,,,,, | Z529443 |  | Aldrich | Shigemi 5 mm Symmetrical NMR microtube assembly |  | ,,,5 mm, | 5mm Symmetrical NMR microtube assembly , Alphabetical Listings , High Resolution NMR Tubes , Labware , NMR Tubes , NMR Tubes and Accessories , Q-S , Shigemi , Shigemi NMR Microtubes , Stable Isotopes |  | Shigemi BMSCAP,900 MHz frequency,190.0 mm × 4.1 mm | , |  |  | 180.0 mm × 4.965 mm,Shigemi BMSCAP,900 MHz frequency,5 mm,190.0 mm × 4.1 mm
,spherical, volume 18 μL,,,,, | Z286664 |  | Aldrich | Microcells for WILMAD ® 5 mm microcell assemblies |  | ,,,, | High Resolution NMR Tubes , Labware , Microcells for Wilmad 5 mm microcell assemblies , NMR Tubes , NMR Tubes and Accessories , Wilmad , Wilmad Precision Grade NMR Tubes for High Resolution NMR |  | 18 μL,Wilmad ® 529-A | , |  |  | 18 μL,Wilmad ® 529-A
,capillary, volume 8 μL,,,,, | Z286699 |  | Aldrich | Microcells for WILMAD ® 5 mm microcell assemblies |  | ,,,, | High Resolution NMR Tubes , Labware , Microcells for Wilmad 5 mm microcell assemblies , NMR Tubes , NMR Tubes and Accessories , Wilmad , Wilmad Precision Grade NMR Tubes for High Resolution NMR |  | 8 μL,Wilmad ® 529-D | , |  |  | 8 μL,Wilmad ® 529-D
,cylindrical, H 12 mm,,,,, | Z286702 |  | Aldrich | Microcells for WILMAD ® 5 mm microcell assemblies |  | ,,,, | High Resolution NMR Tubes , Labware , Microcells for Wilmad 5 mm microcell assemblies , NMR Tubes , NMR Tubes and Accessories , Wilmad , Wilmad Precision Grade NMR Tubes for High Resolution NMR |  | 110 μL,Wilmad ® 529-E,12 mm | , |  |  | 110 μL,Wilmad ® 529-E,12 mm
,cylindrical, H 15 mm,,,,, | Z286710 |  | Aldrich | Microcells for WILMAD ® 5 mm microcell assemblies |  | ,,,, | High Resolution NMR Tubes , Labware , Microcells for Wilmad 5 mm microcell assemblies , NMR Tubes , NMR Tubes and Accessories , Wilmad , Wilmad Precision Grade NMR Tubes for High Resolution NMR |  | 140 μL,Wilmad ® 529-E-5-L-15,15 mm | , |  |  | 140 μL,Wilmad ® 529-E-5-L-15,15 mm
,cylindrical, H 20 mm,,,,, | Z286729 |  | Aldrich | Microcells for WILMAD ® 5 mm microcell assemblies |  | ,,,, | High Resolution NMR Tubes , Labware , Microcells for Wilmad 5 mm microcell assemblies , NMR Tubes , NMR Tubes and Accessories , Wilmad , Wilmad Precision Grade NMR Tubes for High Resolution NMR |  | 190 μL,Wilmad ® 529-E-5-L-20,20 mm | , |  |  | 190 μL,Wilmad ® 529-E-5-L-20,20 mm
,helps place the microcell in the NMR tube,,,,, | Z286680 |  | Aldrich | Positioning rod for WILMAD ® 5 mm microcell assemblies |  | ,,,, | High Resolution NMR Tubes , Labware , NMR Tubes , NMR Tubes and Accessories , Positioning rod for Wilmad 5 mm microcell assemblies , Wilmad , Wilmad Precision Grade NMR Tubes for High Resolution NMR |  | Wilmad, 529-C | , |  |  | Wilmad, 529-C
,L 50 mm, fits 5 mm O.D. tube,,,,, | Z286672 |  | Aldrich | PTFE holder for WILMAD ® 5 mm microcell assemblies |  | ,,,, | High Resolution NMR Tubes , Labware , NMR Tubes , NMR Tubes and Accessories , PTFE holder for Wilmad 5 mm microcell assemblies , Wilmad , Wilmad Precision Grade NMR Tubes for High Resolution NMR |  | Wilmad, 529-B,50 mm | , |  |  | Wilmad, 529-B,50 mm
,limit 300 MHz frequency, tube O.D. × L 5 mm × 7 in. , outer,,,,, | Z286621 |  | Aldrich | Wilmad ® 5 mm microcell assemblies |  | ,,,, | 5 mm microcell assemblies , High Resolution NMR Tubes , Labware , NMR Tubes , NMR Tubes and Accessories , Wilmad , Wilmad Precision Grade NMR Tubes for High Resolution NMR |  | Wilmad, 529/507-PP,300 MHz frequency,5 mm × 7 in. , outer | , |  |  | Wilmad, 529/507-PP,300 MHz frequency,5 mm × 7 in. , outer
,limit 500 MHz frequency, tube O.D. × L 5 mm × 7 in. , outer,,,,, | Z286648 |  | Aldrich | Wilmad ® 5 mm microcell assemblies |  | ,,,, | 5 mm microcell assemblies , High Resolution NMR Tubes , Labware , NMR Tubes , NMR Tubes and Accessories , Wilmad , Wilmad Precision Grade NMR Tubes for High Resolution NMR |  | Wilmad, 529/528-PP,500 MHz frequency,5 mm × 7 in. , outer | , |  |  | Wilmad, 529/528-PP,500 MHz frequency,5 mm × 7 in. , outer
,limit 600 MHz frequency, tube O.D. × L 5 mm × 7 in. , outer,,,,, | Z286656 |  | Aldrich | Wilmad ® 5 mm microcell assemblies |  | ,,,, | 5 mm microcell assemblies , High Resolution NMR Tubes , Labware , NMR Tubes , NMR Tubes and Accessories , Wilmad , Wilmad Precision Grade NMR Tubes for High Resolution NMR |  | Wilmad, 529/535-PP,600 MHz frequency,5 mm × 7 in. , outer | , |  |  | Wilmad, 529/535-PP,600 MHz frequency,5 mm × 7 in. , outer
,for use with Bruker instruments with 5 mm spinner turbines,,,,, | Z276243 |  | Aldrich | Wilmad ® microprobe NMR tube |  | ,,,, | Alphabetical Listings , High Resolution NMR Tubes , Labware , Microprobe NMR tube , NMR Tubes , NMR Tubes and Accessories , Stable Isotopes , U-Z , Wilmad , Wilmad Precision Grade NMR Tubes for High Resolution NMR |  | Wilmad 520-1A,185 μL,5 mm × 8 in.,for use with Bruker instruments with 5 mm spinner turbines,800 MHz frequency,2.5 mm × 50 mm | , |  |  | Wilmad 520-1A,185 μL,5 mm × 8 in.,for use with Bruker instruments with 5 mm spinner turbines,800 MHz frequency,2.5 mm × 50 mm
,short, O.D. × L 2.5 mm × 100 mm,,,,, | Z558516 |  | Aldrich | Wilmad ® NMR capillary tubes |  | ,,,, | High Resolution NMR Tubes , Labware , NMR Tubes , NMR Tubes and Accessories , NMR capillary tubes, short , Wilmad , Wilmad Precision Grade NMR Tubes for High Resolution NMR |  | Wilmad, WG-1364-2.5A,sealed at one end,2.5 mm × 100 mm | , |  |  | Wilmad, WG-1364-2.5A,sealed at one end,2.5 mm × 100 mm
Wilmad ® NMR tubes 4 mm diam., precision,limit 100 MHz frequency, L 7 in.,,,,, | Z552127 |  | Aldrich | WILMAD ® 4mm diam. NMR tubes |  | ,,,, | High Resolution NMR Tubes , Labware , NMR Tubes , NMR Tubes and Accessories , NMR tubes, precision , Wilmad , Wilmad Precision Grade NMR Tubes for High Resolution NMR |  | Wilmad, 405-PS,51 μm,0.4 mm,152 μm,7 in.,pkg of 5 ea,100 MHz frequency,4 mm | , |  |  | Wilmad, 405-PS,51 μm,0.4 mm,152 μm,7 in.,pkg of 5 ea,100 MHz frequency,4 mm
Wilmad ® NMR tubes 3 mm diam., microsample,limit 300 MHz frequency, L 7 in.,,,,, | Z274321 |  | Aldrich | WILMAD ® 3mm diam. NMR tubes |  | ,,,, | Alphabetical Listings , High Resolution NMR Tubes , Labware , NMR Tubes , NMR Tubes and Accessories , NMR tubes, precision , Stable Isotopes , U-Z , Wilmad , Wilmad Precision Grade NMR Tubes for High Resolution NMR |  | Wilmad, 307-PP-7,25 μm,0.29 mm,51 μm,7 in.,pkg of 5 ea,300 MHz frequency,3 mm | , |  |  | Wilmad, 307-PP-7,25 μm,0.29 mm,51 μm,7 in.,pkg of 5 ea,300 MHz frequency,3 mm
Wilmad ® NMR tubes 3 mm diam., microsample,limit 300 MHz frequency, L 8 in.,,,,, | Z274348 |  | Aldrich | WILMAD ® 3mm diam. NMR tubes |  | ,,,, | Alphabetical Listings , High Resolution NMR Tubes , Labware , NMR Tubes , NMR Tubes and Accessories , NMR tubes, precision , Stable Isotopes , U-Z , Wilmad , Wilmad Precision Grade NMR Tubes for High Resolution NMR |  | Wilmad, 307-PP-8,25 μm,0.29 mm,51 μm,8 in.,pkg of 5 ea,300 MHz frequency,3 mm | , |  |  | Wilmad, 307-PP-8,25 μm,0.29 mm,51 μm,8 in.,pkg of 5 ea,300 MHz frequency,3 mm
Wilmad ® NMR tubes 3 mm diam., microsample,limit 300 MHz frequency, L 9 in.,,,,, | Z274356 |  | Aldrich | WILMAD ® 3mm diam. NMR tubes |  | ,,,, | Alphabetical Listings , High Resolution NMR Tubes , Labware , NMR Tubes , NMR Tubes and Accessories , NMR tubes, precision , Stable Isotopes , U-Z , Wilmad , Wilmad Precision Grade NMR Tubes for High Resolution NMR |  | Wilmad, 307-PP-9,25 μm,0.29 mm,51 μm,9 in.,pkg of 5 ea,300 MHz frequency,3 mm | , |  |  | Wilmad, 307-PP-9,25 μm,0.29 mm,51 μm,9 in.,pkg of 5 ea,300 MHz frequency,3 mm
Wilmad ® NMR tubes 3 mm diam., microsample,limit 400 MHz frequency, L 7 in.,,,,, | Z271861 |  | Aldrich | WILMAD ® 3mm diam. NMR tubes | 32129209 | ,,,, | Alphabetical Listings , High Resolution NMR Tubes , Labware , NMR Tubes , NMR Tubes and Accessories , NMR tubes, precision , Stable Isotopes , U-Z , Wilmad , Wilmad Precision Grade NMR Tubes for High Resolution NMR |  | Wilmad, 327-PP-7,25 μm,0.29 mm,25 μm,7 in.,pkg of 5 ea,400 MHz frequency,3 mm | , |  |  | Wilmad, 327-PP-7,25 μm,0.29 mm,25 μm,7 in.,pkg of 5 ea,400 MHz frequency,3 mm
Wilmad ® NMR tubes 3 mm diam., microsample,limit 400 MHz frequency, L 8 in.,,,,, | Z274364 |  | Aldrich | WILMAD ® 3mm diam. NMR tubes |  | ,,,, | Alphabetical Listings , High Resolution NMR Tubes , Labware , NMR Tubes , NMR Tubes and Accessories , NMR tubes, precision , Stable Isotopes , U-Z , Wilmad , Wilmad Precision Grade NMR Tubes for High Resolution NMR |  | Wilmad, 327-PP-8,25 μm,0.29 mm,25 μm,8 in.,pkg of 5 ea,400 MHz frequency,3 mm | , |  |  | Wilmad, 327-PP-8,25 μm,0.29 mm,25 μm,8 in.,pkg of 5 ea,400 MHz frequency,3 mm
Wilmad ® NMR tubes 3 mm diam., microsample,limit 400 MHz frequency, L 9 in.,,,,, | Z274372 |  | Aldrich | WILMAD ® 3mm diam. NMR tubes |  | ,,,, | Alphabetical Listings , High Resolution NMR Tubes , Labware , NMR Tubes , NMR Tubes and Accessories , NMR tubes, precision , Stable Isotopes , U-Z , Wilmad , Wilmad Precision Grade NMR Tubes for High Resolution NMR |  | Wilmad, 327-PP-9,25 μm,0.29 mm,25 μm,9 in.,pkg of 5 ea,400 MHz frequency,3 mm | , |  |  | Wilmad, 327-PP-9,25 μm,0.29 mm,25 μm,9 in.,pkg of 5 ea,400 MHz frequency,3 mm
Wilmad ® NMR tubes 3 mm diam., microsample,limit 500 MHz frequency, L 7 in.,,,,, | Z274380 |  | Aldrich | WILMAD ® 3mm diam. NMR tubes | 32129209 | ,,,, | Alphabetical Listings , High Resolution NMR Tubes , Labware , NMR Tubes , NMR Tubes and Accessories , NMR tubes, precision , Stable Isotopes , U-Z , Wilmad , Wilmad Precision Grade NMR Tubes for High Resolution NMR |  | Wilmad, 328-PP-7,13 μm,0.29 mm,25 μm,7 in.,pkg of 5 ea,500 MHz frequency,3 mm | , |  |  | Wilmad, 328-PP-7,13 μm,0.29 mm,25 μm,7 in.,pkg of 5 ea,500 MHz frequency,3 mm
Wilmad ® NMR tubes 3 mm diam., microsample,limit 500 MHz frequency, L 8 in.,,,,, | Z274399 |  | Aldrich | WILMAD ® 3mm diam. NMR tubes |  | ,,,, | Alphabetical Listings , High Resolution NMR Tubes , Labware , NMR Tubes , NMR Tubes and Accessories , NMR tubes, precision , Stable Isotopes , U-Z , Wilmad , Wilmad Precision Grade NMR Tubes for High Resolution NMR |  | Wilmad, 328-PP-8,13 μm,0.29 mm,25 μm,8 in.,pkg of 5 ea,500 MHz frequency,3 mm | , |  |  | Wilmad, 328-PP-8,13 μm,0.29 mm,25 μm,8 in.,pkg of 5 ea,500 MHz frequency,3 mm
Wilmad ® NMR tubes 3 mm diam., microsample,limit 500 MHz frequency, L 9 in.,,,,, | Z274402 |  | Aldrich | WILMAD ® 3mm diam. NMR tubes |  | ,,,, | Alphabetical Listings , High Resolution NMR Tubes , Labware , NMR Tubes , NMR Tubes and Accessories , NMR tubes, precision , Stable Isotopes , U-Z , Wilmad , Wilmad Precision Grade NMR Tubes for High Resolution NMR |  | Wilmad, 328-PP-9,13 μm,0.29 mm,25 μm,9 in.,pkg of 5 ea,500 MHz frequency,3 mm | , |  |  | Wilmad, 328-PP-9,13 μm,0.29 mm,25 μm,9 in.,pkg of 5 ea,500 MHz frequency,3 mm
Wilmad ® NMR tubes 3 mm diam., microsample,limit 600 MHz frequency, L 7 in.,,,,, | Z274410 |  | Aldrich | WILMAD ® 3mm diam. NMR tubes | 32129209 | ,,,, | Alphabetical Listings , High Resolution NMR Tubes , Labware , NMR Tubes , NMR Tubes and Accessories , NMR tubes, precision , Stable Isotopes , U-Z , Wilmad , Wilmad Precision Grade NMR Tubes for High Resolution NMR |  | Wilmad, 335-PP-7,6 μm,0.29 mm,13 μm,7 in.,pkg of 5 ea,600 MHz frequency,3 mm | , |  |  | Wilmad, 335-PP-7,6 μm,0.29 mm,13 μm,7 in.,pkg of 5 ea,600 MHz frequency,3 mm
Wilmad ® NMR tubes 3 mm diam., microsample,limit 600 MHz frequency, L 8 in.,,,,, | Z274429 |  | Aldrich | WILMAD ® 3mm diam. NMR tubes |  | ,,,, | Alphabetical Listings , High Resolution NMR Tubes , Labware , NMR Tubes , NMR Tubes and Accessories , NMR tubes, precision , Stable Isotopes , U-Z , Wilmad , Wilmad Precision Grade NMR Tubes for High Resolution NMR |  | Wilmad, 335-PP-8,6 μm,0.29 mm,13 μm,8 in.,pkg of 5 ea,600 MHz frequency,3 mm | , |  |  | Wilmad, 335-PP-8,6 μm,0.29 mm,13 μm,8 in.,pkg of 5 ea,600 MHz frequency,3 mm
Wilmad ® NMR tubes 3 mm diam., microsample,limit 600 MHz frequency, L 9 in.,,,,, | Z274437 |  | Aldrich | WILMAD ® 3mm diam. NMR tubes |  | ,,,, | Alphabetical Listings , High Resolution NMR Tubes , Labware , NMR Tubes , NMR Tubes and Accessories , NMR tubes, precision , Stable Isotopes , U-Z , Wilmad , Wilmad Precision Grade NMR Tubes for High Resolution NMR |  | Wilmad, 335-PP-9,6 μm,0.29 mm,13 μm,9 in.,pkg of 5 ea,600 MHz frequency,3 mm | , |  |  | Wilmad, 335-PP-9,6 μm,0.29 mm,13 μm,9 in.,pkg of 5 ea,600 MHz frequency,3 mm
Wilmad ® NMR tubes 3 mm diam., microsample,limit 400 MHz frequency, L 7 in., pack of 25 ea,,,,, | Z740137 |  | Aldrich | WILMAD ® 3mm diam. NMR tubes |  | ,,,, | Alphabetical Listings , High Resolution NMR Tubes , Labware , NMR Tubes , NMR Tubes and Accessories , NMR tubes, precision , Stable Isotopes , U-Z , Wilmad , Wilmad Precision Grade NMR Tubes for High Resolution NMR |  | Wilmad, 327-PP-7,25 μm,0.29 mm,25 μm,7 in.,pack of 25 ea,400 MHz frequency | , |  |  | Wilmad, 327-PP-7,25 μm,0.29 mm,25 μm,7 in.,pack of 25 ea,400 MHz frequency
,limit 100 MHz frequency, L 7 in.,,,,, | Z271985 |  | Aldrich | Wilmad ® NMR tubes 5 mm diam., precision |  | ,,,, | Alphabetical Listings , High Resolution NMR Tubes , Labware , NMR Tubes , NMR Tubes and Accessories , NMR tubes, precision , Stable Isotopes , U-Z , Wilmad , Wilmad Precision Grade NMR Tubes for High Resolution NMR |  | Wilmad, 505-PS-7,51 μm,0.38 mm,76 μm,7 in.,pkg of 5 ea,100 MHz frequency,5 mm | , |  |  | Wilmad, 505-PS-7,51 μm,0.38 mm,76 μm,7 in.,pkg of 5 ea,100 MHz frequency,5 mm
,limit 100 MHz frequency, L 8 in.,,,,, | Z274445 |  | Aldrich | Wilmad ® NMR tubes 5 mm diam., precision |  | ,,,, | Alphabetical Listings , High Resolution NMR Tubes , Labware , NMR Tubes , NMR Tubes and Accessories , NMR tubes, precision , Stable Isotopes , U-Z , Wilmad , Wilmad Precision Grade NMR Tubes for High Resolution NMR |  | Wilmad, 505-PS-8,51 μm,0.38 mm,76 μm,8 in.,pkg of 5 ea,100 MHz frequency,5 mm | , |  |  | Wilmad, 505-PS-8,51 μm,0.38 mm,76 μm,8 in.,pkg of 5 ea,100 MHz frequency,5 mm
,limit 100 MHz frequency, L 9 in.,,,,, | Z274453 |  | Aldrich | Wilmad ® NMR tubes 5 mm diam., precision |  | ,,,, | Alphabetical Listings , High Resolution NMR Tubes , Labware , NMR Tubes , NMR Tubes and Accessories , NMR tubes, precision , Stable Isotopes , U-Z , Wilmad , Wilmad Precision Grade NMR Tubes for High Resolution NMR |  | Wilmad, 505-PS-9,51 μm,0.38 mm,76 μm,9 in.,pkg of 5 ea,100 MHz frequency,5 mm | , |  |  | Wilmad, 505-PS-9,51 μm,0.38 mm,76 μm,9 in.,pkg of 5 ea,100 MHz frequency,5 mm
,limit 200 MHz frequency, L 7 in.,,,,, | Z286028 |  | Aldrich | Wilmad ® NMR tubes 5 mm diam., precision | 32129209 | ,,,, | Alphabetical Listings , High Resolution NMR Tubes , Labware , NMR Tubes , NMR Tubes and Accessories , NMR tubes, precision , Stable Isotopes , U-Z , Wilmad , Wilmad Precision Grade NMR Tubes for High Resolution NMR |  | Wilmad, 506-PP-7,51 μm,0.38 mm,51 μm,7 in.,pkg of 5 ea,200 MHz frequency,5 mm | , |  |  | Wilmad, 506-PP-7,51 μm,0.38 mm,51 μm,7 in.,pkg of 5 ea,200 MHz frequency,5 mm
,limit 200 MHz frequency, L 8 in.,,,,, | Z286036 |  | Aldrich | Wilmad ® NMR tubes 5 mm diam., precision | 32129209 | ,,,, | Alphabetical Listings , High Resolution NMR Tubes , Labware , NMR Tubes , NMR Tubes and Accessories , NMR tubes, precision , Stable Isotopes , U-Z , Wilmad , Wilmad Precision Grade NMR Tubes for High Resolution NMR |  | Wilmad, 506-PP-8,51 μm,0.38 mm,51 μm,8 in.,pkg of 5 ea,200 MHz frequency,5 mm | , |  |  | Wilmad, 506-PP-8,51 μm,0.38 mm,51 μm,8 in.,pkg of 5 ea,200 MHz frequency,5 mm
,limit 200 MHz frequency, L 9 in.,,,,, | Z286044 |  | Aldrich | Wilmad ® NMR tubes 5 mm diam., precision |  | ,,,, | Alphabetical Listings , High Resolution NMR Tubes , Labware , NMR Tubes , NMR Tubes and Accessories , NMR tubes, precision , Stable Isotopes , U-Z , Wilmad , Wilmad Precision Grade NMR Tubes for High Resolution NMR |  | Wilmad, 506-PP-9,51 μm,0.38 mm,51 μm,9 in.,pkg of 5 ea,200 MHz frequency,5 mm | , |  |  | Wilmad, 506-PP-9,51 μm,0.38 mm,51 μm,9 in.,pkg of 5 ea,200 MHz frequency,5 mm
,limit 200 MHz frequency (medium wall - 0.77 mm), L 7 in.,,,,, | Z410357 |  | Aldrich | Wilmad ® NMR tubes 5 mm diam., precision | 32129209 | ,,,, | Alphabetical Listings , High Resolution NMR Tubes , Labware , NMR Tubes , NMR Tubes and Accessories , NMR tubes, precision , Stable Isotopes , U-Z , Wilmad , Wilmad Precision Grade NMR Tubes for High Resolution NMR |  | Wilmad, 503-PS-7,51 μm,0.38 mm,76 μm,7 in.,pkg of 5 ea,200 MHz frequency (medium wall - 0.77 mm),5 mm | , |  |  | Wilmad, 503-PS-7,51 μm,0.38 mm,76 μm,7 in.,pkg of 5 ea,200 MHz frequency (medium wall - 0.77 mm),5 mm
,limit 300 MHz frequency, L 7 in.,,,,, | Z271993 |  | Aldrich | Wilmad ® NMR tubes 5 mm diam., precision | 32129209 | ,,,, | Alphabetical Listings , High Resolution NMR Tubes , Labware , NMR Tubes , NMR Tubes and Accessories , NMR tubes, precision , Stable Isotopes , U-Z , Wilmad , Wilmad Precision Grade NMR Tubes for High Resolution NMR |  | Wilmad, 507-PP-7,25 μm,0.38 mm,51 μm,7 in.,pkg of 5 ea,300 MHz frequency,5 mm | , |  |  | Wilmad, 507-PP-7,25 μm,0.38 mm,51 μm,7 in.,pkg of 5 ea,300 MHz frequency,5 mm
,limit 300 MHz frequency, L 8 in.,,,,, | Z274461 |  | Aldrich | Wilmad ® NMR tubes 5 mm diam., precision | 32129209 | ,,,, | Alphabetical Listings , High Resolution NMR Tubes , Labware , NMR Tubes , NMR Tubes and Accessories , NMR tubes, precision , Stable Isotopes , U-Z , Wilmad , Wilmad Precision Grade NMR Tubes for High Resolution NMR |  | Wilmad, 507-PP-8,25 μm,0.38 mm,51 μm,8 in.,pkg of 5 ea,300 MHz frequency,5 mm | , |  |  | Wilmad, 507-PP-8,25 μm,0.38 mm,51 μm,8 in.,pkg of 5 ea,300 MHz frequency,5 mm
,limit 300 MHz frequency, L 9 in.,,,,, | Z272116 |  | Aldrich | Wilmad ® NMR tubes 5 mm diam., precision |  | ,,,, | Alphabetical Listings , High Resolution NMR Tubes , Labware , NMR Tubes , NMR Tubes and Accessories , NMR tubes, precision , Stable Isotopes , U-Z , Wilmad , Wilmad Precision Grade NMR Tubes for High Resolution NMR |  | Wilmad, 507-PP-9,25 μm,0.38 mm,51 μm,9 in.,pkg of 5 ea,300 MHz frequency,5 mm | , |  |  | Wilmad, 507-PP-9,25 μm,0.38 mm,51 μm,9 in.,pkg of 5 ea,300 MHz frequency,5 mm
,limit 360 MHz frequency, L 7 in.,,,,, | Z274488 |  | Aldrich | Wilmad ® NMR tubes 5 mm diam., precision |  | ,,,, | Alphabetical Listings , High Resolution NMR Tubes , Labware , NMR Tubes , NMR Tubes and Accessories , NMR tubes, precision , Stable Isotopes , U-Z , Wilmad , Wilmad Precision Grade NMR Tubes for High Resolution NMR |  | Wilmad, 526-PP-7,13 μm,0.38 mm,51 μm,7 in.,pkg of 5 ea,360 MHz frequency,5 mm | , |  |  | Wilmad, 526-PP-7,13 μm,0.38 mm,51 μm,7 in.,pkg of 5 ea,360 MHz frequency,5 mm
,limit 360 MHz frequency, L 8 in.,,,,, | Z274496 |  | Aldrich | Wilmad ® NMR tubes 5 mm diam., precision |  | ,,,, | Alphabetical Listings , High Resolution NMR Tubes , Labware , NMR Tubes , NMR Tubes and Accessories , NMR tubes, precision , Stable Isotopes , U-Z , Wilmad , Wilmad Precision Grade NMR Tubes for High Resolution NMR |  | Wilmad, 526-PP-8,13 μm,0.38 mm,51 μm,8 in.,pkg of 5 ea,360 MHz frequency,5 mm | , |  |  | Wilmad, 526-PP-8,13 μm,0.38 mm,51 μm,8 in.,pkg of 5 ea,360 MHz frequency,5 mm
,limit 360 MHz frequency, L 9 in.,,,,, | Z274518 |  | Aldrich | Wilmad ® NMR tubes 5 mm diam., precision |  | ,,,, | Alphabetical Listings , High Resolution NMR Tubes , Labware , NMR Tubes , NMR Tubes and Accessories , NMR tubes, precision , Stable Isotopes , U-Z , Wilmad , Wilmad Precision Grade NMR Tubes for High Resolution NMR |  | Wilmad, 526-PP-9,13 μm,0.38 mm,51 μm,9 in.,pkg of 5 ea,360 MHz frequency,5 mm | , |  |  | Wilmad, 526-PP-9,13 μm,0.38 mm,51 μm,9 in.,pkg of 5 ea,360 MHz frequency,5 mm
,limit 400 MHz frequency, L 7 in.,,,,, | Z274275 |  | Aldrich | Wilmad ® NMR tubes 5 mm diam., precision | 32129209 | ,,,, | Alphabetical Listings , High Resolution NMR Tubes , Labware , NMR Tubes , NMR Tubes and Accessories , NMR tubes, precision , Stable Isotopes , U-Z , Wilmad , Wilmad Precision Grade NMR Tubes for High Resolution NMR |  | Wilmad, 527-PP-7,25 μm,0.38 mm,25 μm,7 in.,pkg of 5 ea,400 MHz frequency,5 mm | , |  |  | Wilmad, 527-PP-7,25 μm,0.38 mm,25 μm,7 in.,pkg of 5 ea,400 MHz frequency,5 mm
,limit 400 MHz frequency, L 8 in.,,,,, | Z274526 |  | Aldrich | Wilmad ® NMR tubes 5 mm diam., precision | 32129209 | ,,,, | Alphabetical Listings , High Resolution NMR Tubes , Labware , NMR Tubes , NMR Tubes and Accessories , NMR tubes, precision , Stable Isotopes , U-Z , Wilmad , Wilmad Precision Grade NMR Tubes for High Resolution NMR |  | Wilmad, 527-PP-8,25 μm,0.38 mm,25 μm,8 in.,pkg of 5 ea,400 MHz frequency,5 mm | , |  |  | Wilmad, 527-PP-8,25 μm,0.38 mm,25 μm,8 in.,pkg of 5 ea,400 MHz frequency,5 mm
,limit 400 MHz frequency, L 9 in.,,,,, | Z274534 |  | Aldrich | Wilmad ® NMR tubes 5 mm diam., precision |  | ,,,, | Alphabetical Listings , High Resolution NMR Tubes , Labware , NMR Tubes , NMR Tubes and Accessories , NMR tubes, precision , Stable Isotopes , U-Z , Wilmad , Wilmad Precision Grade NMR Tubes for High Resolution NMR |  | Wilmad, 527-PP-9,25 μm,0.38 mm,25 μm,9 in.,pkg of 5 ea,400 MHz frequency,5 mm | , |  |  | Wilmad, 527-PP-9,25 μm,0.38 mm,25 μm,9 in.,pkg of 5 ea,400 MHz frequency,5 mm
,limit 500 MHz frequency, L 7 in.,,,,, | Z272019 |  | Aldrich | Wilmad ® NMR tubes 5 mm diam., precision | 32129209 | ,,,, | Alphabetical Listings , High Resolution NMR Tubes , Labware , NMR Tubes , NMR Tubes and Accessories , NMR tubes, precision , Stable Isotopes , U-Z , Wilmad , Wilmad Precision Grade NMR Tubes for High Resolution NMR |  | Wilmad, 528-PP-7,13 μm,0.38 mm,25 μm,7 in.,pkg of 5 ea,500 MHz frequency,5 mm | , |  |  | Wilmad, 528-PP-7,13 μm,0.38 mm,25 μm,7 in.,pkg of 5 ea,500 MHz frequency,5 mm
,limit 500 MHz frequency, L 8 in.,,,,, | Z274291 |  | Aldrich | Wilmad ® NMR tubes 5 mm diam., precision | 32129209 | ,,,, | Alphabetical Listings , High Resolution NMR Tubes , Labware , NMR Tubes , NMR Tubes and Accessories , NMR tubes, precision , Stable Isotopes , U-Z , Wilmad , Wilmad Precision Grade NMR Tubes for High Resolution NMR |  | Wilmad, 528-PP-8,13 μm,0.38 mm,25 μm,8 in.,pkg of 5 ea,500 MHz frequency,5 mm | , |  |  | Wilmad, 528-PP-8,13 μm,0.38 mm,25 μm,8 in.,pkg of 5 ea,500 MHz frequency,5 mm
,limit 500 MHz frequency, L 9 in.,,,,, | Z274542 |  | Aldrich | Wilmad ® NMR tubes 5 mm diam., precision |  | ,,,, | Alphabetical Listings , High Resolution NMR Tubes , Labware , NMR Tubes , NMR Tubes and Accessories , NMR tubes, precision , Stable Isotopes , U-Z , Wilmad , Wilmad Precision Grade NMR Tubes for High Resolution NMR |  | Wilmad, 528-PP-9,13 μm,0.38 mm,25 μm,9 in.,pkg of 5 ea,500 MHz frequency,5 mm | , |  |  | Wilmad, 528-PP-9,13 μm,0.38 mm,25 μm,9 in.,pkg of 5 ea,500 MHz frequency,5 mm
,limit 600 MHz frequency, L 7 in.,,,,, | Z272027 |  | Aldrich | Wilmad ® NMR tubes 5 mm diam., precision | 32129209 | ,,,, | Alphabetical Listings , High Resolution NMR Tubes , Labware , NMR Tubes , NMR Tubes and Accessories , NMR tubes, precision , Stable Isotopes , U-Z , Wilmad , Wilmad Precision Grade NMR Tubes for High Resolution NMR |  | Wilmad, 535-PP-7,6 μm,0.38 mm,13 μm,7 in.,pkg of 5 ea,600 MHz frequency,5 mm | , |  |  | Wilmad, 535-PP-7,6 μm,0.38 mm,13 μm,7 in.,pkg of 5 ea,600 MHz frequency,5 mm
,limit 600 MHz frequency, L 8 in.,,,,, | Z274550 |  | Aldrich | Wilmad ® NMR tubes 5 mm diam., precision |  | ,,,, | Alphabetical Listings , High Resolution NMR Tubes , Labware , NMR Tubes , NMR Tubes and Accessories , NMR tubes, precision , Stable Isotopes , U-Z , Wilmad , Wilmad Precision Grade NMR Tubes for High Resolution NMR |  | Wilmad, 535-PP-8,6 μm,0.38 mm,13 μm,8 in.,pkg of 5 ea,600 MHz frequency,5 mm | , |  |  | Wilmad, 535-PP-8,6 μm,0.38 mm,13 μm,8 in.,pkg of 5 ea,600 MHz frequency,5 mm
,limit 600 MHz frequency, L 9 in.,,,,, | Z274569 |  | Aldrich | Wilmad ® NMR tubes 5 mm diam., precision |  | ,,,, | Alphabetical Listings , High Resolution NMR Tubes , Labware , NMR Tubes , NMR Tubes and Accessories , NMR tubes, precision , Stable Isotopes , U-Z , Wilmad , Wilmad Precision Grade NMR Tubes for High Resolution NMR |  | Wilmad, 535-PP-9,6 μm,0.38 mm,13 μm,9 in.,pkg of 5 ea,600 MHz frequency,5 mm | , |  |  | Wilmad, 535-PP-9,6 μm,0.38 mm,13 μm,9 in.,pkg of 5 ea,600 MHz frequency,5 mm
,limit 800 MHz frequency, L 7 in.,,,,, | Z412007 |  | Aldrich | Wilmad ® NMR tubes 5 mm diam., precision | 32129209 | ,,,, | Alphabetical Listings , High Resolution NMR Tubes , Labware , NMR Tubes , NMR Tubes and Accessories , NMR tubes, precision , Stable Isotopes , U-Z , Wilmad , Wilmad Precision Grade NMR Tubes for High Resolution NMR |  | Wilmad, 541-PP-7,3.8 μm,0.38 mm,3.8 μm,7 in.,pkg of 5 ea,800 MHz frequency,5 mm | , |  |  | Wilmad, 541-PP-7,3.8 μm,0.38 mm,3.8 μm,7 in.,pkg of 5 ea,800 MHz frequency,5 mm
,limit 800 MHz frequency, L 8 in.,,,,, | Z412015 |  | Aldrich | Wilmad ® NMR tubes 5 mm diam., precision |  | ,,,, | Alphabetical Listings , High Resolution NMR Tubes , Labware , NMR Tubes , NMR Tubes and Accessories , NMR tubes, precision , Stable Isotopes , U-Z , Wilmad , Wilmad Precision Grade NMR Tubes for High Resolution NMR |  | Wilmad, 541-PP-8,3.8 μm,0.38 mm,3.8 μm,8 in.,pkg of 5 ea,800 MHz frequency,5 mm | , |  |  | Wilmad, 541-PP-8,3.8 μm,0.38 mm,3.8 μm,8 in.,pkg of 5 ea,800 MHz frequency,5 mm
,limit 900 MHz frequency, L 7 in.,,,,, | Z412023 |  | Aldrich | Wilmad ® NMR tubes 5 mm diam., precision |  | ,,,, | Alphabetical Listings , High Resolution NMR Tubes , Labware , NMR Tubes , NMR Tubes and Accessories , NMR tubes, precision , Stable Isotopes , U-Z , Wilmad , Wilmad Precision Grade NMR Tubes for High Resolution NMR |  | Wilmad, 542-PP-7,3.8 μm,0.38 mm,2.5 μm,7 in.,pkg of 5 ea,900 MHz frequency,5 mm | , |  |  | Wilmad, 542-PP-7,3.8 μm,0.38 mm,2.5 μm,7 in.,pkg of 5 ea,900 MHz frequency,5 mm
,limit 900 MHz frequency, L 8 in.,,,,, | Z412031 |  | Aldrich | Wilmad ® NMR tubes 5 mm diam., precision |  | ,,,, | Alphabetical Listings , High Resolution NMR Tubes , Labware , NMR Tubes , NMR Tubes and Accessories , NMR tubes, precision , Stable Isotopes , U-Z , Wilmad , Wilmad Precision Grade NMR Tubes for High Resolution NMR |  | Wilmad, 542-PP-8,3.8 μm,0.38 mm,2.5 μm,8 in.,pkg of 5 ea,900 MHz frequency,5 mm | , |  |  | Wilmad, 542-PP-8,3.8 μm,0.38 mm,2.5 μm,8 in.,pkg of 5 ea,900 MHz frequency,5 mm
,limit 600 MHz frequency (ultra-thin wall), L 7 in.,,,,, | Z406708 |  | Aldrich | Wilmad ® NMR tubes 5 mm diam., precision |  | ,,,, | Alphabetical Listings , High Resolution NMR Tubes , Labware , NMR Tubes , NMR Tubes and Accessories , NMR tubes, precision , Stable Isotopes , U-Z , Wilmad , Wilmad Precision Grade NMR Tubes for High Resolution NMR |  | Wilmad, 545-PPT-7,6 μm,0.24 mm,13 μm,7 in.,600 MHz frequency (ultra-thin wall),5 mm | , |  |  | Wilmad, 545-PPT-7,6 μm,0.24 mm,13 μm,7 in.,600 MHz frequency (ultra-thin wall),5 mm
,medium wall, limit 100 MHz frequency, diam. 5 mm, L 8 in.,,,,, | Z684031 |  | Aldrich | Wilmad ® NMR tubes 5 mm diam., precision |  | ,,,, | High Resolution NMR Tubes , Labware , NMR Tubes , NMR Tubes and Accessories , NMR tubes, precision , Wilmad , Wilmad Precision Grade NMR Tubes for High Resolution NMR |  | Wilmad, 503-PS-8,51 μm,0.77 mm,76 μm,8 in.,100 MHz frequency,5 mm | , |  |  | Wilmad, 503-PS-8,51 μm,0.77 mm,76 μm,8 in.,100 MHz frequency,5 mm
,medium wall, limit 300 MHz frequency, diam. 5 mm, L 7 in.,,,,, | Z684015 |  | Aldrich | Wilmad ® NMR tubes 5 mm diam., precision | 32129209 | ,,,, | High Resolution NMR Tubes , Labware , NMR Tubes , NMR Tubes and Accessories , NMR tubes, precision , Wilmad , Wilmad Precision Grade NMR Tubes for High Resolution NMR |  | Wilmad, 504-PP-7,51 μm,0.77 mm,152 μm,7 in.,300 MHz frequency,5 mm | , |  |  | Wilmad, 504-PP-7,51 μm,0.77 mm,152 μm,7 in.,300 MHz frequency,5 mm
,medium wall, limit 300 MHz frequency, diam. 5 mm, L 8 in.,,,,, | Z684058 |  | Aldrich | Wilmad ® NMR tubes 5 mm diam., precision |  | ,,,, | High Resolution NMR Tubes , Labware , NMR Tubes , NMR Tubes and Accessories , NMR tubes, precision , Wilmad , Wilmad Precision Grade NMR Tubes for High Resolution NMR |  | Wilmad, 504-PP-8,51 μm,0.77 mm,152 μm,8 in.,300 MHz frequency,5 mm | , |  |  | Wilmad, 504-PP-8,51 μm,0.77 mm,152 μm,8 in.,300 MHz frequency,5 mm
,medium wall, limit 400 MHz frequency, diam. 5 mm, L 7 in.,,,,, | Z684023 |  | Aldrich | Wilmad ® NMR tubes 5 mm diam., precision |  | ,,,, | High Resolution NMR Tubes , Labware , NMR Tubes , NMR Tubes and Accessories , NMR tubes, precision , Wilmad , Wilmad Precision Grade NMR Tubes for High Resolution NMR |  | Wilmad, 524-PP-7,51 μm,0.77 mm,76 μm,7 in.,400 MHz frequency,5 mm | , |  |  | Wilmad, 524-PP-7,51 μm,0.77 mm,76 μm,7 in.,400 MHz frequency,5 mm
,medium wall, limit 400 MHz frequency, diam. 5 mm, L 8 in.,,,,, | Z684066 |  | Aldrich | Wilmad ® NMR tubes 5 mm diam., precision |  | ,,,, | High Resolution NMR Tubes , Labware , NMR Tubes , NMR Tubes and Accessories , NMR tubes, precision , Wilmad , Wilmad Precision Grade NMR Tubes for High Resolution NMR |  | Wilmad, 524-PP-8,51 μm,0.77 mm,76 μm,8 in.,400 MHz frequency,5 mm | , |  |  | Wilmad, 524-PP-8,51 μm,0.77 mm,76 μm,8 in.,400 MHz frequency,5 mm
,heavy wall, limit 100 MHz frequency, diam. 5 mm, L 7 in.,,,,, | Z684074 |  | Aldrich | Wilmad ® NMR tubes 5 mm diam., precision |  | ,,,, | High Resolution NMR Tubes , Labware , NMR Tubes , NMR Tubes and Accessories , NMR tubes, precision , Wilmad , Wilmad Precision Grade NMR Tubes for High Resolution NMR |  | Wilmad, 501-PS-7,51 μm,1.4 mm,152 μm,7 in.,100 MHz frequency,5 mm | , |  |  | Wilmad, 501-PS-7,51 μm,1.4 mm,152 μm,7 in.,100 MHz frequency,5 mm
,heavy wall, limit 100 MHz frequency, diam. 5 mm, L 8 in.,,,,, | Z684104 |  | Aldrich | Wilmad ® NMR tubes 5 mm diam., precision |  | ,,,, | High Resolution NMR Tubes , Labware , NMR Tubes , NMR Tubes and Accessories , NMR tubes, precision , Wilmad , Wilmad Precision Grade NMR Tubes for High Resolution NMR |  | Wilmad, 501-PS-8,51 μm,1.4 mm,152 μm,8 in.,100 MHz frequency,5 mm | , |  |  | Wilmad, 501-PS-8,51 μm,1.4 mm,152 μm,8 in.,100 MHz frequency,5 mm
,heavy wall, limit 300 MHz frequency, diam. 5 mm, L 7 in.,,,,, | Z684082 |  | Aldrich | Wilmad ® NMR tubes 5 mm diam., precision |  | ,,,, | High Resolution NMR Tubes , Labware , NMR Tubes , NMR Tubes and Accessories , NMR tubes, precision , Wilmad , Wilmad Precision Grade NMR Tubes for High Resolution NMR |  | Wilmad, 502-PP-7,51 μm,1.4 mm,152 μm,7 in.,300 MHz frequency,5 mm | , |  |  | Wilmad, 502-PP-7,51 μm,1.4 mm,152 μm,7 in.,300 MHz frequency,5 mm
,heavy wall, limit 300 MHz frequency, diam. 5 mm, L 8 in.,,,,, | Z684112 |  | Aldrich | Wilmad ® NMR tubes 5 mm diam., precision |  | ,,,, | High Resolution NMR Tubes , Labware , NMR Tubes , NMR Tubes and Accessories , NMR tubes, precision , Wilmad , Wilmad Precision Grade NMR Tubes for High Resolution NMR |  | Wilmad, 502-PP-8,51 μm,1.4 mm,152 μm,8 in.,300 MHz frequency,5 mm | , |  |  | Wilmad, 502-PP-8,51 μm,1.4 mm,152 μm,8 in.,300 MHz frequency,5 mm
,heavy wall, limit 500 MHz frequency, diam. 5 mm, L 7 in.,,,,, | Z684090 |  | Aldrich | Wilmad ® NMR tubes 5 mm diam., precision |  | ,,,, | High Resolution NMR Tubes , Labware , NMR Tubes , NMR Tubes and Accessories , NMR tubes, precision , Wilmad , Wilmad Precision Grade NMR Tubes for High Resolution NMR |  | Wilmad, 522-PP-7,51 μm,1.4 mm,51 μm,7 in.,500 MHz frequency,5 mm | , |  |  | Wilmad, 522-PP-7,51 μm,1.4 mm,51 μm,7 in.,500 MHz frequency,5 mm
,heavy wall, limit 500 MHz frequency, diam. 5 mm, L 8 in.,,,,, | Z684120 |  | Aldrich | Wilmad ® NMR tubes 5 mm diam., precision |  | ,,,, | High Resolution NMR Tubes , Labware , NMR Tubes , NMR Tubes and Accessories , NMR tubes, precision , Wilmad , Wilmad Precision Grade NMR Tubes for High Resolution NMR |  | Wilmad, 522-PP-8,51 μm,1.4 mm,51 μm,8 in.,500 MHz frequency,5 mm | , |  |  | Wilmad, 522-PP-8,51 μm,1.4 mm,51 μm,8 in.,500 MHz frequency,5 mm
Wilmad ® NMR tubes 10 mm diam., precision,limit 100 MHz frequency, L 7 in.,,,,, | Z274771 |  | Aldrich | WILMAD ® 10mm diam. NMR tubes |  | ,,,, | Alphabetical Listings , High Resolution NMR Tubes , Labware , NMR Tubes , NMR Tubes and Accessories , NMR tubes, precision , Stable Isotopes , U-Z , Wilmad , Wilmad Precision Grade NMR Tubes for High Resolution NMR |  | Wilmad, 513-1PS-7,51 μm,0.46 mm,254 μm,7 in.,pkg of 5 ea,100 MHz frequency,10 mm | , |  |  | Wilmad, 513-1PS-7,51 μm,0.46 mm,254 μm,7 in.,pkg of 5 ea,100 MHz frequency,10 mm
Wilmad ® NMR tubes 10 mm diam., precision,limit 100 MHz frequency, L 8 in.,,,,, | Z274798 |  | Aldrich | WILMAD ® 10mm diam. NMR tubes |  | ,,,, | Alphabetical Listings , High Resolution NMR Tubes , Labware , NMR Tubes , NMR Tubes and Accessories , NMR tubes, precision , Stable Isotopes , U-Z , Wilmad , Wilmad Precision Grade NMR Tubes for High Resolution NMR |  | Wilmad, 513-1PS-8,51 μm,0.46 mm,254 μm,8 in.,pkg of 5 ea,100 MHz frequency,10 mm | , |  |  | Wilmad, 513-1PS-8,51 μm,0.46 mm,254 μm,8 in.,pkg of 5 ea,100 MHz frequency,10 mm
Wilmad ® NMR tubes 10 mm diam., precision,limit 100 MHz frequency, L 9 in.,,,,, | Z274801 |  | Aldrich | WILMAD ® 10mm diam. NMR tubes |  | ,,,, | Alphabetical Listings , High Resolution NMR Tubes , Labware , NMR Tubes , NMR Tubes and Accessories , NMR tubes, precision , Stable Isotopes , U-Z , Wilmad , Wilmad Precision Grade NMR Tubes for High Resolution NMR |  | Wilmad, 513-1PS-9,51 μm,0.46 mm,254 μm,9 in.,pkg of 5 ea,100 MHz frequency,10 mm | , |  |  | Wilmad, 513-1PS-9,51 μm,0.46 mm,254 μm,9 in.,pkg of 5 ea,100 MHz frequency,10 mm
Wilmad ® NMR tubes 10 mm diam., precision,limit 200 MHz frequency, L 7 in.,,,,, | Z274682 |  | Aldrich | WILMAD ® 10mm diam. NMR tubes |  | ,,,, | Alphabetical Listings , High Resolution NMR Tubes , Labware , NMR Tubes , NMR Tubes and Accessories , NMR tubes, precision , Stable Isotopes , U-Z , Wilmad , Wilmad Precision Grade NMR Tubes for High Resolution NMR |  | Wilmad, 513-1PP-7,51 μm,0.46 mm,254 μm,7 in.,pkg of 5 ea,200 MHz frequency,10 mm | , |  |  | Wilmad, 513-1PP-7,51 μm,0.46 mm,254 μm,7 in.,pkg of 5 ea,200 MHz frequency,10 mm
Wilmad ® NMR tubes 10 mm diam., precision,limit 200 MHz frequency, L 8 in.,,,,, | Z274690 |  | Aldrich | WILMAD ® 10mm diam. NMR tubes |  | ,,,, | Alphabetical Listings , High Resolution NMR Tubes , Labware , NMR Tubes , NMR Tubes and Accessories , NMR tubes, precision , Stable Isotopes , U-Z , Wilmad , Wilmad Precision Grade NMR Tubes for High Resolution NMR |  | Wilmad, 513-1PP-8,51 μm,0.46 mm,254 μm,8 in.,pkg of 5 ea,200 MHz frequency,10 mm | , |  |  | Wilmad, 513-1PP-8,51 μm,0.46 mm,254 μm,8 in.,pkg of 5 ea,200 MHz frequency,10 mm
Wilmad ® NMR tubes 10 mm diam., precision,limit 200 MHz frequency, L 9 in.,,,,, | Z274704 |  | Aldrich | WILMAD ® 10mm diam. NMR tubes |  | ,,,, | Alphabetical Listings , High Resolution NMR Tubes , Labware , NMR Tubes , NMR Tubes and Accessories , NMR tubes, precision , Stable Isotopes , U-Z , Wilmad , Wilmad Precision Grade NMR Tubes for High Resolution NMR |  | Wilmad, 513-1PP-9,51 μm,0.46 mm,254 μm,9 in.,pkg of 5 ea,200 MHz frequency,10 mm | , |  |  | Wilmad, 513-1PP-9,51 μm,0.46 mm,254 μm,9 in.,pkg of 5 ea,200 MHz frequency,10 mm
Wilmad ® NMR tubes 10 mm diam., precision,limit 300 MHz frequency, L 7 in.,,,,, | Z272035 |  | Aldrich | WILMAD ® 10mm diam. NMR tubes |  | ,,,, | Alphabetical Listings , High Resolution NMR Tubes , Labware , NMR Tubes , NMR Tubes and Accessories , NMR tubes, precision , Stable Isotopes , U-Z , Wilmad , Wilmad Precision Grade NMR Tubes for High Resolution NMR |  | Wilmad, 513-3PP-7,38 μm,0.46 mm,76 μm,7 in.,pkg of 5 ea,300 MHz frequency,10 mm | , |  |  | Wilmad, 513-3PP-7,38 μm,0.46 mm,76 μm,7 in.,pkg of 5 ea,300 MHz frequency,10 mm
Wilmad ® NMR tubes 10 mm diam., precision,limit 300 MHz frequency, L 8 in.,,,,, | Z274712 |  | Aldrich | WILMAD ® 10mm diam. NMR tubes |  | ,,,, | Alphabetical Listings , High Resolution NMR Tubes , Labware , NMR Tubes , NMR Tubes and Accessories , NMR tubes, precision , Stable Isotopes , U-Z , Wilmad , Wilmad Precision Grade NMR Tubes for High Resolution NMR |  | Wilmad, 513-3PP-8,38 μm,0.46 mm,76 μm,8 in.,pkg of 5 ea,300 MHz frequency,10 mm | , |  |  | Wilmad, 513-3PP-8,38 μm,0.46 mm,76 μm,8 in.,pkg of 5 ea,300 MHz frequency,10 mm
Wilmad ® NMR tubes 10 mm diam., precision,limit 300 MHz frequency, L 9 in.,,,,, | Z272043 |  | Aldrich | WILMAD ® 10mm diam. NMR tubes |  | ,,,, | Alphabetical Listings , High Resolution NMR Tubes , Labware , NMR Tubes , NMR Tubes and Accessories , NMR tubes, precision , Stable Isotopes , U-Z , Wilmad , Wilmad Precision Grade NMR Tubes for High Resolution NMR |  | Wilmad, 513-3PP-9,38 μm,0.46 mm,76 μm,9 in.,pkg of 5 ea,300 MHz frequency,10 mm | , |  |  | Wilmad, 513-3PP-9,38 μm,0.46 mm,76 μm,9 in.,pkg of 5 ea,300 MHz frequency,10 mm
Wilmad ® NMR tubes 10 mm diam., precision,limit 400 MHz frequency, L 7 in.,,,,, | Z274720 |  | Aldrich | WILMAD ® 10mm diam. NMR tubes |  | ,,,, | Alphabetical Listings , High Resolution NMR Tubes , Labware , NMR Tubes , NMR Tubes and Accessories , NMR tubes, precision , Stable Isotopes , U-Z , Wilmad , Wilmad Precision Grade NMR Tubes for High Resolution NMR |  | Wilmad, 513-5PP-7,25 μm,0.46 mm,51 μm,7 in.,pkg of 5 ea,400 MHz frequency,10 mm | , |  |  | Wilmad, 513-5PP-7,25 μm,0.46 mm,51 μm,7 in.,pkg of 5 ea,400 MHz frequency,10 mm
Wilmad ® NMR tubes 10 mm diam., precision,limit 400 MHz frequency, L 8 in.,,,,, | Z274739 |  | Aldrich | WILMAD ® 10mm diam. NMR tubes | 32129209 | ,,,, | Alphabetical Listings , High Resolution NMR Tubes , Labware , NMR Tubes , NMR Tubes and Accessories , NMR tubes, precision , Stable Isotopes , U-Z , Wilmad , Wilmad Precision Grade NMR Tubes for High Resolution NMR |  | Wilmad, 513-5PP-8,25 μm,0.46 mm,51 μm,8 in.,pkg of 5 ea,400 MHz frequency,10 mm | , |  |  | Wilmad, 513-5PP-8,25 μm,0.46 mm,51 μm,8 in.,pkg of 5 ea,400 MHz frequency,10 mm
Wilmad ® NMR tubes 10 mm diam., precision,limit 400 MHz frequency, L 9 in.,,,,, | Z274747 |  | Aldrich | WILMAD ® 10mm diam. NMR tubes |  | ,,,, | Alphabetical Listings , High Resolution NMR Tubes , Labware , NMR Tubes , NMR Tubes and Accessories , NMR tubes, precision , Stable Isotopes , U-Z , Wilmad , Wilmad Precision Grade NMR Tubes for High Resolution NMR |  | Wilmad, 513-5PP-9,25 μm,0.46 mm,51 μm,9 in.,pkg of 5 ea,400 MHz frequency,10 mm | , |  |  | Wilmad, 513-5PP-9,25 μm,0.46 mm,51 μm,9 in.,pkg of 5 ea,400 MHz frequency,10 mm
Wilmad ® NMR tubes 10 mm diam., precision,limit 500 MHz frequency, L 7 in.,,,,, | Z272051 |  | Aldrich | WILMAD ® 10mm diam. NMR tubes | 32129209 | ,,,, | Alphabetical Listings , High Resolution NMR Tubes , Labware , NMR Tubes , NMR Tubes and Accessories , NMR tubes, precision , Stable Isotopes , U-Z , Wilmad , Wilmad Precision Grade NMR Tubes for High Resolution NMR |  | Wilmad, 513-7PP-7,13 μm,0.46 mm,38 μm,7 in.,pkg of 5 ea,500 MHz frequency,10 mm | , |  |  | Wilmad, 513-7PP-7,13 μm,0.46 mm,38 μm,7 in.,pkg of 5 ea,500 MHz frequency,10 mm
Wilmad ® NMR tubes 10 mm diam., precision,limit 500 MHz frequency, L 8 in.,,,,, | Z274755 |  | Aldrich | WILMAD ® 10mm diam. NMR tubes |  | ,,,, | Alphabetical Listings , High Resolution NMR Tubes , Labware , NMR Tubes , NMR Tubes and Accessories , NMR tubes, precision , Stable Isotopes , U-Z , Wilmad , Wilmad Precision Grade NMR Tubes for High Resolution NMR |  | Wilmad, 513-7PP-8,13 μm,0.46 mm,38 μm,8 in.,pkg of 5 ea,500 MHz frequency,10 mm | , |  |  | Wilmad, 513-7PP-8,13 μm,0.46 mm,38 μm,8 in.,pkg of 5 ea,500 MHz frequency,10 mm
Wilmad ® NMR tubes 10 mm diam., precision,limit 500 MHz frequency, L 9 in.,,,,, | Z274763 |  | Aldrich | WILMAD ® 10mm diam. NMR tubes |  | ,,,, | Alphabetical Listings , High Resolution NMR Tubes , Labware , NMR Tubes , NMR Tubes and Accessories , NMR tubes, precision , Stable Isotopes , U-Z , Wilmad , Wilmad Precision Grade NMR Tubes for High Resolution NMR |  | Wilmad, 513-7PP-9,13 μm,0.46 mm,38 μm,9 in.,pkg of 5 ea,500 MHz frequency,10 mm | , |  |  | Wilmad, 513-7PP-9,13 μm,0.46 mm,38 μm,9 in.,pkg of 5 ea,500 MHz frequency,10 mm
,limit 600 MHz frequency, diam. 5 mm, L 7 in.,,,,, | Z562262 |  | Aldrich | Wilmad ® quartz NMR tube |  | ,,,, | High Resolution NMR Tubes , Labware , NMR Tubes , NMR Tubes and Accessories , Quartz NMR tube , Wilmad , Wilmad Precision Grade NMR Tubes for High Resolution NMR |  | Wilmad, 535-PP-7QTZ,6 μm,thin-walled,7 in.,600 MHz frequency,5 mm,0.38 mm | , |  |  | Wilmad, 535-PP-7QTZ,6 μm,thin-walled,7 in.,600 MHz frequency,5 mm,0.38 mm
,limit 400 MHz frequency, diam. 10 mm, L 7 in.,,,,, | Z562270 |  | Aldrich | Wilmad ® quartz NMR tube |  | ,,,, | High Resolution NMR Tubes , Labware , NMR Tubes , NMR Tubes and Accessories , Quartz NMR tube , Wilmad , Wilmad Precision Grade NMR Tubes for High Resolution NMR |  | Wilmad, 513-7PP-7QTZ,13 μm,thin-walled,7 in.,400 MHz frequency,10 mm,0.46 mm | , |  |  | Wilmad, 513-7PP-7QTZ,13 μm,thin-walled,7 in.,400 MHz frequency,10 mm,0.46 mm
,tube diam. × L 5 mm × 7 in., disposable, color-coded blue, limit 200 MHz frequency,,,,, | Z569194 |  | Aldrich | Aldrich ® ColorSpec ® NMR tubes | 32129209 | ,,,, | Aldrich ColorSpec NMR Tubes , Aldrich Disposable ColorSpec NMR tubes for High Throughput NMR , High Throughput NMR Tubes , Labware , NMR Tubes , NMR Tubes and Accessories |  | Sigma-Aldrich, Z569194,0.43 mm,color-coded blue,borosilicate glass Type 1,102 μm × 102 μm,200 MHz frequency,5 mm × 7 in. | , |  |  | Sigma-Aldrich, Z569194,0.43 mm,color-coded blue,borosilicate glass Type 1,102 μm × 102 μm,200 MHz frequency,5 mm × 7 in.
,tube diam. × L 5 mm × 8 in., disposable, color-coded blue, limit 200 MHz frequency,,,,, | Z569208 |  | Aldrich | Aldrich ® ColorSpec ® NMR tubes |  | ,,,, | Aldrich ColorSpec NMR Tubes , Aldrich Disposable ColorSpec NMR tubes for High Throughput NMR , High Throughput NMR Tubes , Labware , NMR Tubes , NMR Tubes and Accessories |  | Sigma-Aldrich, Z569208,0.43 mm,color-coded blue,borosilicate glass Type 1,102 μm × 102 μm,200 MHz frequency,5 mm × 8 in. | , |  |  | Sigma-Aldrich, Z569208,0.43 mm,color-coded blue,borosilicate glass Type 1,102 μm × 102 μm,200 MHz frequency,5 mm × 8 in.
,secure benchtop placement of MATCH NMR tubes, tube holders, and Bruker spinner turbines,,,,, | NORBTR1000 |  | Aldrich | Bruker Match ™ system rack |  | ,,,, | Bruker Match tubes , Bruker Match tubes for High Throughput NMR , High Throughput NMR Tubes , Labware , NMR Tubes , NMR Tubes and Accessories , Norell |  | Norell,secure benchtop placement of MATCH NMR tubes, tube holders, and Bruker spinner turbines | , |  |  | Norell,secure benchtop placement of MATCH NMR tubes, tube holders, and Bruker spinner turbines
,O.D. × L 1 mm × 100 mm, volume 12 μL, black cap,,,,, | NORS105001 |  | Aldrich | Bruker Match ™ tubes |  | ,,,, | Bruker Match tubes , Bruker Match tubes for High Throughput NMR , High Throughput NMR Tubes , Labware , NMR Tubes , NMR Tubes and Accessories , Norell |  | Norell,, S105001,0.42 mm,1 mm × 100 mm,black cap,12 μL | , |  |  | Norell,, S105001,0.42 mm,1 mm × 100 mm,black cap,12 μL
,O.D. × L 1.7 mm × 100 mm, volume 45 μL, natural cap,,,,, | NORS175001 |  | Aldrich | Bruker Match ™ tubes |  | ,,,, | Bruker Match tubes , Bruker Match tubes for High Throughput NMR , High Throughput NMR Tubes , Labware , NMR Tubes , NMR Tubes and Accessories , Norell |  | Norell,, S175001,0.4 mm,1.7 mm × 100 mm,natural cap,45 μL | , |  |  | Norell,, S175001,0.4 mm,1.7 mm × 100 mm,natural cap,45 μL
,O.D. × L 2.0 mm × 100 mm, volume 70 μL, yellow cap,,,,, | NORS205001 |  | Aldrich | Bruker Match ™ tubes |  | ,,,, | Bruker Match tubes , Bruker Match tubes for High Throughput NMR , High Throughput NMR Tubes , Labware , NMR Tubes , NMR Tubes and Accessories , Norell |  | Norell,, S205001,0.4 mm,2.0 mm × 100 mm,yellow cap,70 μL | , |  |  | Norell,, S205001,0.4 mm,2.0 mm × 100 mm,yellow cap,70 μL
,O.D. × L 2.5 mm × 100 mm, volume 120 μL, red cap,,,,, | NORS255001 |  | Aldrich | Bruker Match ™ tubes |  | ,,,, | Bruker Match tubes , Bruker Match tubes for High Throughput NMR , High Throughput NMR Tubes , Labware , NMR Tubes , NMR Tubes and Accessories , Norell |  | Norell,, S255001,0.4 mm,2.5 mm × 100 mm,red cap,120 μL | , |  |  | Norell,, S255001,0.4 mm,2.5 mm × 100 mm,red cap,120 μL
,O.D. × L 3.0 mm × 100 mm, volume 160 μL, green cap,,,,, | NORS305001 |  | Aldrich | Bruker Match ™ tubes |  | ,,,, | Bruker Match tubes , Bruker Match tubes for High Throughput NMR , High Throughput NMR Tubes , Labware , NMR Tubes , NMR Tubes and Accessories , Norell |  | Norell,, S305001,0.58 mm,3.0 mm × 100 mm,green cap,160 μL | , |  |  | Norell,, S305001,0.58 mm,3.0 mm × 100 mm,green cap,160 μL
,O.D. × L 4.0 mm × 100 mm, volume 310 μL, blue cap,,,,, | NORS405001 |  | Aldrich | Bruker Match ™ tubes |  | ,,,, | Bruker Match tubes , Bruker Match tubes for High Throughput NMR , High Throughput NMR Tubes , Labware , NMR Tubes , NMR Tubes and Accessories , Norell |  | Norell,, S405001,0.79 mm,4.0 mm × 100 mm,blue cap,310 μL | , |  |  | Norell,, S405001,0.79 mm,4.0 mm × 100 mm,blue cap,310 μL
,O.D. × L 4.25 mm × 100 mm, volume 370 μL, natural cap,,,,, | NORS4255001 |  | Aldrich | Bruker Match ™ tubes |  | ,,,, | Bruker Match tubes , Bruker Match tubes for High Throughput NMR , High Throughput NMR Tubes , Labware , NMR Tubes , NMR Tubes and Accessories , Norell |  | Norell,, S4255001,0.82 mm,4.25 mm × 100 mm,natural cap,370 μL | , |  |  | Norell,, S4255001,0.82 mm,4.25 mm × 100 mm,natural cap,370 μL
,O.D. × L 5.0 mm × 100 mm, volume 490 μL, black cap,,,,, | NORS505001 |  | Aldrich | Bruker Match ™ tubes |  | ,,,, | Bruker Match tubes , Bruker Match tubes for High Throughput NMR , High Throughput NMR Tubes , Labware , NMR Tubes , NMR Tubes and Accessories , Norell |  | Norell,, S505001,0.77 mm,5.0 mm × 100 mm,black cap,490 μL | , |  |  | Norell,, S505001,0.77 mm,5.0 mm × 100 mm,black cap,490 μL
Bruker tapered PTFE caps for Match ™ tubes,for NORS105001, black,,,,, | NORTCM100 |  | Aldrich | Bruker tapered PTFE caps |  | ,,,, | Bruker Match tubes for High Throughput NMR , Bruker tapered PTFE caps for Match tubes , High Throughput NMR Tubes , Labware , NMR Tubes , NMR Tubes and Accessories , Norell |  | Norell,, TCM100,for NORS105001,black | , |  |  | Norell,, TCM100,for NORS105001,black
Bruker tapered PTFE caps for Match ™ tubes,for NORS175001, natural,,,,, | NORTCM170 |  | Aldrich | Bruker tapered PTFE caps |  | ,,,, | Bruker Match tubes for High Throughput NMR , Bruker tapered PTFE caps for Match tubes , High Throughput NMR Tubes , Labware , NMR Tubes , NMR Tubes and Accessories , Norell |  | natural,Norell,for NORS175001 | , |  |  | natural,Norell,for NORS175001
Bruker tapered PTFE caps for Match ™ tubes,for NORS205001, yellow,,,,, | NORTCM200 |  | Aldrich | Bruker tapered PTFE caps |  | ,,,, | Bruker Match tubes for High Throughput NMR , Bruker tapered PTFE caps for Match tubes , High Throughput NMR Tubes , Labware , NMR Tubes , NMR Tubes and Accessories , Norell |  | Norell,, TCM200,for NORS205001,yellow | , |  |  | Norell,, TCM200,for NORS205001,yellow
Bruker tapered PTFE caps for Match ™ tubes,for NORS255001, brown,,,,, | NORTCM250 |  | Aldrich | Bruker tapered PTFE caps |  | ,,,, | Bruker Match tubes for High Throughput NMR , Bruker tapered PTFE caps for Match tubes , High Throughput NMR Tubes , Labware , NMR Tubes , NMR Tubes and Accessories , Norell |  | Norell,, TCM250,for NORS255001,brown | , |  |  | Norell,, TCM250,for NORS255001,brown
Bruker tapered PTFE caps for Match ™ tubes,for NORS305001, green,,,,, | NORTCM300 |  | Aldrich | Bruker tapered PTFE caps |  | ,,,, | Bruker Match tubes for High Throughput NMR , Bruker tapered PTFE caps for Match tubes , High Throughput NMR Tubes , Labware , NMR Tubes , NMR Tubes and Accessories , Norell |  | Norell,, TCM300,for NORS305001,green | , |  |  | Norell,, TCM300,for NORS305001,green
Bruker tapered PTFE caps for Match ™ tubes,for NORS405001, blue,,,,, | NORTCM400 |  | Aldrich | Bruker tapered PTFE caps |  | ,,,, | Bruker Match tubes for High Throughput NMR , Bruker tapered PTFE caps for Match tubes , High Throughput NMR Tubes , Labware , NMR Tubes , NMR Tubes and Accessories , Norell |  | Norell,, TCM400,for NORS405001,blue | , |  |  | Norell,, TCM400,for NORS405001,blue
Bruker tapered PTFE caps for Match ™ tubes,for NORS4255001, natural,,,,, | NORTCM425 |  | Aldrich | Bruker tapered PTFE caps |  | ,,,, | Bruker Match tubes for High Throughput NMR , Bruker tapered PTFE caps for Match tubes , High Throughput NMR Tubes , Labware , NMR Tubes , NMR Tubes and Accessories , Norell |  | Norell,, TCM425,for NORS4255001,natural | , |  |  | Norell,, TCM425,for NORS4255001,natural
Bruker tapered PTFE caps for Match ™ tubes,for NORS505001, black,,,,, | NORTCM500 |  | Aldrich | Bruker tapered PTFE caps |  | ,,,, | Bruker Match tubes for High Throughput NMR , Bruker tapered PTFE caps for Match tubes , High Throughput NMR Tubes , Labware , NMR Tubes , NMR Tubes and Accessories , Norell |  | Norell,, TCM500,for NORS505001,black | , |  |  | Norell,, TCM500,for NORS505001,black
,for Bruker 2.5 mm probe, L 8 in.,,,,, | NORBMTS58008 |  | Aldrich | Norell ® microbore NMR tube |  | ,,,, | High Throughput NMR Tubes , Labware , Microbore NMR tube , NMR Tubes , NMR Tubes and Accessories , Norell , Norell Sample Vault Series NMR tubes for High Throughput NMR |  | Norell,, BMTS58008,0.77 mm,8 in.,for Bruker 2.5 mm probe,800 MHz frequency,5 mm | , |  |  | Norell,, BMTS58008,0.77 mm,8 in.,for Bruker 2.5 mm probe,800 MHz frequency,5 mm
,closed port cap, red, diam. 3 mm,,,,, | Z693332 |  | Aldrich | Norell ® NorLoc ™ NMR tube caps |  | ,,,, | High Throughput NMR Tubes , Labware , NMR Tubes , NMR Tubes and Accessories , Norell , Norell Sample Vault Series NMR tubes for High Throughput NMR , Sample Vault Series |  | pkg of 96 ea,Norell, SVCP-NORLOC-3-96PK,3 mm,red | , |  |  | pkg of 96 ea,Norell, SVCP-NORLOC-3-96PK,3 mm,red
,open port cap, white, diam. 3 mm,,,,, | Z693340 |  | Aldrich | Norell ® NorLoc ™ NMR tube caps |  | ,,,, | High Throughput NMR Tubes , Labware , NMR Tubes , NMR Tubes and Accessories , Norell , Norell Sample Vault Series NMR tubes for High Throughput NMR , Sample Vault Series |  | pkg of 96 ea,Norell, SVOP-NORLOC-3-96PK,3 mm,white | , |  |  | pkg of 96 ea,Norell, SVOP-NORLOC-3-96PK,3 mm,white
,closed port cap, red, diam. 5 mm,,,,, | Z693359 |  | Aldrich | Norell ® NorLoc ™ NMR tube caps |  | ,,,, | High Throughput NMR Tubes , Labware , NMR Tubes , NMR Tubes and Accessories , Norell , Norell Sample Vault Series NMR tubes for High Throughput NMR , Sample Vault Series |  | pkg of 96 ea,Norell, SVCP-NORLOC-5-96PK,5 mm,red | , |  |  | pkg of 96 ea,Norell, SVCP-NORLOC-5-96PK,5 mm,red
,open port cap, white, diam. 5 mm,,,,, | Z693367 |  | Aldrich | Norell ® NorLoc ™ NMR tube caps |  | ,,,, | High Throughput NMR Tubes , Labware , NMR Tubes , NMR Tubes and Accessories , Norell , Norell Sample Vault Series NMR tubes for High Throughput NMR , Sample Vault Series |  | pkg of 96 ea,Norell, SVOP-NORLOC-5-96PK,5 mm,white | , |  |  | pkg of 96 ea,Norell, SVOP-NORLOC-5-96PK,5 mm,white
,standard wall, closed cap, limit 700 MHz frequency, diam. × L 5 mm × 103.5 mm,,,,, | Z693111 |  | Aldrich | Norell ® Sample Vault Series ™ NMR tubes |  | ,,,, | High Throughput NMR Tubes , Labware , NMR Tubes , NMR Tubes and Accessories , Norell , Norell Sample Vault Series NMR tubes for High Throughput NMR , Sample Vault Series |  | Norell, SVCP-5-103.5-96PK,60 μm,0.38 mm,pkg of 96 ea,700 MHz frequency,5 mm × 103.5 mm | , |  |  | Norell, SVCP-5-103.5-96PK,60 μm,0.38 mm,pkg of 96 ea,700 MHz frequency,5 mm × 103.5 mm
,standard wall, open cap, limit 700 MHz frequency, diam. × L 5 mm × 103.5 mm,,,,, | Z693138 |  | Aldrich | Norell ® Sample Vault Series ™ NMR tubes |  | ,,,, | High Throughput NMR Tubes , Labware , NMR Tubes , NMR Tubes and Accessories , Norell , Norell Sample Vault Series NMR tubes for High Throughput NMR , Sample Vault Series |  | Norell, SVOP-5-103.5-96PK,60 μm,0.38 mm,pkg of 96 ea,700 MHz frequency,5 mm × 103.5 mm | , |  |  | Norell, SVOP-5-103.5-96PK,60 μm,0.38 mm,pkg of 96 ea,700 MHz frequency,5 mm × 103.5 mm
,standard wall, closed cap, limit 700 MHz frequency, diam. × L 5 mm × 178 mm,,,,, | Z693146 |  | Aldrich | Norell ® Sample Vault Series ™ NMR tubes |  | ,,,, | High Throughput NMR Tubes , Labware , NMR Tubes , NMR Tubes and Accessories , Norell , Norell Sample Vault Series NMR tubes for High Throughput NMR , Sample Vault Series |  | Norell, SVCP-5-178-96PK,60 μm,0.38 mm,pkg of 96 ea,700 MHz frequency,5 mm × 178 mm | , |  |  | Norell, SVCP-5-178-96PK,60 μm,0.38 mm,pkg of 96 ea,700 MHz frequency,5 mm × 178 mm
,standard wall, open cap, limit 700 MHz frequency, diam. × L 5 mm × 178 mm,,,,, | Z693154 |  | Aldrich | Norell ® Sample Vault Series ™ NMR tubes |  | ,,,, | High Throughput NMR Tubes , Labware , NMR Tubes , NMR Tubes and Accessories , Norell , Norell Sample Vault Series NMR tubes for High Throughput NMR , Sample Vault Series |  | Norell, SVOP-5-178-96PK,60 μm,0.38 mm,pkg of 96 ea,700 MHz frequency,5 mm × 178 mm | , |  |  | Norell, SVOP-5-178-96PK,60 μm,0.38 mm,pkg of 96 ea,700 MHz frequency,5 mm × 178 mm
,standard wall, closed cap, limit 700 MHz frequency, diam. × L 3 mm × 103.5 mm,,,,, | Z693162 |  | Aldrich | Norell ® Sample Vault Series ™ NMR tubes |  | ,,,, | High Throughput NMR Tubes , Labware , NMR Tubes , NMR Tubes and Accessories , Norell , Norell Sample Vault Series NMR tubes for High Throughput NMR , Sample Vault Series |  | Norell, SVCP-3-103.5-96PK,60 μm,0.38 mm,pkg of 96 ea,700 MHz frequency,3 mm × 103.5 mm | , |  |  | Norell, SVCP-3-103.5-96PK,60 μm,0.38 mm,pkg of 96 ea,700 MHz frequency,3 mm × 103.5 mm
,standard wall, open cap, limit 700 MHz frequency, diam. × L 3 mm × 103.5 mm,,,,, | Z693170 |  | Aldrich | Norell ® Sample Vault Series ™ NMR tubes |  | ,,,, | High Throughput NMR Tubes , Labware , NMR Tubes , NMR Tubes and Accessories , Norell , Norell Sample Vault Series NMR tubes for High Throughput NMR , Sample Vault Series |  | Norell, SVOP-3-103.5-96PK,30 μm,0.38 mm,pkg of 96 ea,700 MHz frequency,3 mm × 103.5 mm | , |  |  | Norell, SVOP-3-103.5-96PK,30 μm,0.38 mm,pkg of 96 ea,700 MHz frequency,3 mm × 103.5 mm
,standard wall, closed cap, limit 700 MHz frequency, diam. × L 3 mm × 178 mm,,,,, | Z693189 |  | Aldrich | Norell ® Sample Vault Series ™ NMR tubes |  | ,,,, | High Throughput NMR Tubes , Labware , NMR Tubes , NMR Tubes and Accessories , Norell , Norell Sample Vault Series NMR tubes for High Throughput NMR , Sample Vault Series |  | Norell, SVCP-3-178-96PK,60 μm,0.38 mm,pkg of 96 ea,700 MHz frequency,3 mm × 178 mm | , |  |  | Norell, SVCP-3-178-96PK,60 μm,0.38 mm,pkg of 96 ea,700 MHz frequency,3 mm × 178 mm
,standard wall, open cap, limit 700 MHz frequency, diam. × L 3 mm × 178 mm,,,,, | Z693197 |  | Aldrich | Norell ® Sample Vault Series ™ NMR tubes |  | ,,,, | High Throughput NMR Tubes , Labware , NMR Tubes , NMR Tubes and Accessories , Norell , Norell Sample Vault Series NMR tubes for High Throughput NMR , Sample Vault Series |  | Norell, SVOP-3-178-96PK,30 μm,0.38 mm,pkg of 96 ea,700 MHz frequency,3 mm × 178 mm | , |  |  | Norell, SVOP-3-178-96PK,30 μm,0.38 mm,pkg of 96 ea,700 MHz frequency,3 mm × 178 mm
,standard wall, closed cap, limit 950 MHz frequency, diam. × L 5 mm × 103.5 mm,,,,, | Z693200 |  | Aldrich | Norell ® Sample Vault Series ™ NMR tubes |  | ,,,, | High Throughput NMR Tubes , Labware , NMR Tubes , NMR Tubes and Accessories , Norell , Norell Sample Vault Series NMR tubes for High Throughput NMR , Sample Vault Series |  | Norell, SVCP-Super-5-103.5-96PK,30 μm,0.38 mm,pkg of 96 ea,950 MHz frequency,5 mm × 103.5 mm | , |  |  | Norell, SVCP-Super-5-103.5-96PK,30 μm,0.38 mm,pkg of 96 ea,950 MHz frequency,5 mm × 103.5 mm
,standard wall, open cap, limit 950 MHz frequency, diam. × L 5 mm × 103.5 mm,,,,, | Z693219 |  | Aldrich | Norell ® Sample Vault Series ™ NMR tubes |  | ,,,, | High Throughput NMR Tubes , Labware , NMR Tubes , NMR Tubes and Accessories , Norell , Norell Sample Vault Series NMR tubes for High Throughput NMR , Sample Vault Series |  | Norell, SVOP-Super-5-103.5-96PK,30 μm,0.38 mm,pkg of 96 ea,950 MHz frequency,5 mm × 103.5 mm | , |  |  | Norell, SVOP-Super-5-103.5-96PK,30 μm,0.38 mm,pkg of 96 ea,950 MHz frequency,5 mm × 103.5 mm
,standard wall, closed cap, limit 950 MHz frequency, diam. × L 5 mm × 178 mm,,,,, | Z693227 |  | Aldrich | Norell ® Sample Vault Series ™ NMR tubes |  | ,,,, | High Throughput NMR Tubes , Labware , NMR Tubes , NMR Tubes and Accessories , Norell , Norell Sample Vault Series NMR tubes for High Throughput NMR , Sample Vault Series |  | Norell, SVCP-Super-5-178-96PK,30 μm,0.38 mm,pkg of 96 ea,950 MHz frequency,5 mm × 178 mm | , |  |  | Norell, SVCP-Super-5-178-96PK,30 μm,0.38 mm,pkg of 96 ea,950 MHz frequency,5 mm × 178 mm
,standard wall, open cap, limit 950 MHz frequency, diam. × L 5 mm × 178 mm,,,,, | Z693235 |  | Aldrich | Norell ® Sample Vault Series ™ NMR tubes |  | ,,,, | High Throughput NMR Tubes , Labware , NMR Tubes , NMR Tubes and Accessories , Norell , Norell Sample Vault Series NMR tubes for High Throughput NMR , Sample Vault Series |  | Norell, SVOP-Super-5-178-96PK,30 μm,0.38 mm,pkg of 96 ea,950 MHz frequency,5 mm × 178 mm | , |  |  | Norell, SVOP-Super-5-178-96PK,30 μm,0.38 mm,pkg of 96 ea,950 MHz frequency,5 mm × 178 mm
,standard wall, closed cap, limit 950 MHz frequency, diam. × L 3 mm × 103.5 mm,,,,, | Z693243 |  | Aldrich | Norell ® Sample Vault Series ™ NMR tubes |  | ,,,, | High Throughput NMR Tubes , Labware , NMR Tubes , NMR Tubes and Accessories , Norell , Norell Sample Vault Series NMR tubes for High Throughput NMR , Sample Vault Series |  | Norell, SVCP-Super-3-103.5-96PK,30 μm,0.38 mm,pkg of 96 ea,950 MHz frequency,3 mm × 103.5 mm | , |  |  | Norell, SVCP-Super-3-103.5-96PK,30 μm,0.38 mm,pkg of 96 ea,950 MHz frequency,3 mm × 103.5 mm
,standard wall, open cap, limit 950 MHz frequency, diam. × L 3 mm × 103.5 mm,,,,, | Z693251 |  | Aldrich | Norell ® Sample Vault Series ™ NMR tubes |  | ,,,, | High Throughput NMR Tubes , Labware , NMR Tubes , NMR Tubes and Accessories , Norell , Norell Sample Vault Series NMR tubes for High Throughput NMR , Sample Vault Series |  | Norell, SVOP-Super-3-103.5-96PK,30 μm,0.38 mm,pkg of 96 ea,950 MHz frequency,3 mm × 103.5 mm | , |  |  | Norell, SVOP-Super-3-103.5-96PK,30 μm,0.38 mm,pkg of 96 ea,950 MHz frequency,3 mm × 103.5 mm
,standard wall, closed cap, limit 950 MHz frequency, diam. × L 3 mm × 178 mm,,,,, | Z693278 |  | Aldrich | Norell ® Sample Vault Series ™ NMR tubes |  | ,,,, | High Throughput NMR Tubes , Labware , NMR Tubes , NMR Tubes and Accessories , Norell , Norell Sample Vault Series NMR tubes for High Throughput NMR , Sample Vault Series |  | Norell, SVCP-Super-3-178-96PK,30 μm,0.38 mm,pkg of 96 ea,950 MHz frequency,3 mm × 178 mm | , |  |  | Norell, SVCP-Super-3-178-96PK,30 μm,0.38 mm,pkg of 96 ea,950 MHz frequency,3 mm × 178 mm
,standard wall, open cap, limit 950 MHz frequency, diam. × L 3 mm × 178 mm,,,,, | Z693286 |  | Aldrich | Norell ® Sample Vault Series ™ NMR tubes |  | ,,,, | High Throughput NMR Tubes , Labware , NMR Tubes , NMR Tubes and Accessories , Norell , Norell Sample Vault Series NMR tubes for High Throughput NMR , Sample Vault Series |  | Norell, SVOP-Super-3-178-96PK,30 μm,0.38 mm,pkg of 96 ea,950 MHz frequency,3 mm × 178 mm | , |  |  | Norell, SVOP-Super-3-178-96PK,30 μm,0.38 mm,pkg of 96 ea,950 MHz frequency,3 mm × 178 mm
,medium wall, closed cap, limit 950 MHz frequency, diam. × L 5 mm × 103.5 mm,,,,, | Z693294 |  | Aldrich | Norell ® Sample Vault Series ™ NMR tubes |  | ,,,, | High Throughput NMR Tubes , Labware , NMR Tubes , NMR Tubes and Accessories , Norell , Norell Sample Vault Series NMR tubes for High Throughput NMR , Sample Vault Series |  | Norell, SVCP-Super-5-MW-103.5-5,30 μm,0.38 mm,pkg of 5 ea,950 MHz frequency,5 mm × 103.5 mm | , |  |  | Norell, SVCP-Super-5-MW-103.5-5,30 μm,0.38 mm,pkg of 5 ea,950 MHz frequency,5 mm × 103.5 mm
,medium wall, open cap, limit 950 MHz frequency, diam. × L 5 mm × 103.5 mm,,,,, | Z693308 |  | Aldrich | Norell ® Sample Vault Series ™ NMR tubes |  | ,,,, | High Throughput NMR Tubes , Labware , NMR Tubes , NMR Tubes and Accessories , Norell , Norell Sample Vault Series NMR tubes for High Throughput NMR , Sample Vault Series |  | Norell, SVOP-Super-5-MW-103.5-5,30 μm,0.8 mm,pkg of 5 ea,950 MHz frequency,5 mm × 103.5 mm | , |  |  | Norell, SVOP-Super-5-MW-103.5-5,30 μm,0.8 mm,pkg of 5 ea,950 MHz frequency,5 mm × 103.5 mm
,heavy wall, closed cap, limit 950 MHz frequency, diam. × L 5 mm × 103.5 mm,,,,, | Z693316 |  | Aldrich | Norell ® Sample Vault Series ™ NMR tubes |  | ,,,, | High Throughput NMR Tubes , Labware , NMR Tubes , NMR Tubes and Accessories , Norell , Norell Sample Vault Series NMR tubes for High Throughput NMR , Sample Vault Series |  | Norell, SVCP-Super-5-HW-103.5-5,30 μm,0.38 mm,pkg of 5 ea,950 MHz frequency,5 mm × 103.5 mm | , |  |  | Norell, SVCP-Super-5-HW-103.5-5,30 μm,0.38 mm,pkg of 5 ea,950 MHz frequency,5 mm × 103.5 mm
,heavy wall, open cap, limit 950 MHz frequency, diam. × L 5 mm × 103.5 mm,,,,, | Z693324 |  | Aldrich | Norell ® Sample Vault Series ™ NMR tubes |  | ,,,, | High Throughput NMR Tubes , Labware , NMR Tubes , NMR Tubes and Accessories , Norell , Norell Sample Vault Series NMR tubes for High Throughput NMR , Sample Vault Series |  | Norell, SVOP-Super-5-HW-103.5-5,30 μm,1.4 mm,pkg of 5 ea,950 MHz frequency,5 mm × 103.5 mm | , |  |  | Norell, SVOP-Super-5-HW-103.5-5,30 μm,1.4 mm,pkg of 5 ea,950 MHz frequency,5 mm × 103.5 mm
,limit 100 MHz frequency, L 7 in., white cap,,,,, | NORST5007 |  | Aldrich | Norell ® Standard Series ™ 5 mm NMR tubes |  | ,,,, | High Throughput NMR Tubes , Labware , NMR Tubes , NMR Tubes and Accessories , Norell , Norell Standard Series NMR tubes for High Throughput NMR , Standard Series 5 mm NMR tubes |  | Norell,, ST5007,0.075 mm,0.77 mm,5 mm × 4.2 mm,white cap,7 in.,100 MHz frequency | , |  |  | Norell,, ST5007,0.075 mm,0.77 mm,5 mm × 4.2 mm,white cap,7 in.,100 MHz frequency
,limit 100 MHz frequency, L 8 in.,,,,, | NORST5008 |  | Aldrich | Norell ® Standard Series ™ 5 mm NMR tubes |  | ,,,, | High Throughput NMR Tubes , Labware , NMR Tubes , NMR Tubes and Accessories , Norell , Norell Standard Series NMR tubes for High Throughput NMR , Standard Series 5 mm NMR tubes |  | Norell,, ST5008,0.075 mm,0.77 mm,5 mm × 4.2 mm,8 in.,100 MHz frequency | , |  |  | Norell,, ST5008,0.075 mm,0.77 mm,5 mm × 4.2 mm,8 in.,100 MHz frequency
,limit 100 MHz frequency, L 7 in., blue cap,,,,, | Z690104 |  | Aldrich | Norell ® Standard Series ™ 5 mm NMR tubes |  | ,,,, | High Throughput NMR Tubes , Labware , NMR Tubes , NMR Tubes and Accessories , Norell , Norell Standard Series NMR tubes for High Throughput NMR , Standard Series 5 mm NMR tubes |  | Norell,0.075 mm,0.77 mm,5 mm × 4.2 mm,blue cap,7 in.,100 MHz frequency | , |  |  | Norell,0.075 mm,0.77 mm,5 mm × 4.2 mm,blue cap,7 in.,100 MHz frequency
,limit 100 MHz frequency, L 7 in., green cap,,,,, | Z690112 |  | Aldrich | Norell ® Standard Series ™ 5 mm NMR tubes |  | ,,,, | High Throughput NMR Tubes , Labware , NMR Tubes , NMR Tubes and Accessories , Norell , Norell Standard Series NMR tubes for High Throughput NMR , Standard Series 5 mm NMR tubes |  | Norell,0.075 mm,0.77 mm,5 mm × 4.2 mm,green cap,7 in.,100 MHz frequency | , |  |  | Norell,0.075 mm,0.77 mm,5 mm × 4.2 mm,green cap,7 in.,100 MHz frequency
,limit 100 MHz frequency, L 7 in., yellow cap,,,,, | Z690120 |  | Aldrich | Norell ® Standard Series ™ 5 mm NMR tubes |  | ,,,, | High Throughput NMR Tubes , Labware , NMR Tubes , NMR Tubes and Accessories , Norell , Norell Standard Series NMR tubes for High Throughput NMR , Standard Series 5 mm NMR tubes |  | Norell,0.075 mm,0.77 mm,5 mm × 4.2 mm,yellow cap,7 in.,100 MHz frequency | , |  |  | Norell,0.075 mm,0.77 mm,5 mm × 4.2 mm,yellow cap,7 in.,100 MHz frequency
,limit 100 MHz frequency, L 7 in., orange cap,,,,, | Z690139 |  | Aldrich | Norell ® Standard Series ™ 5 mm NMR tubes |  | ,,,, | High Throughput NMR Tubes , Labware , NMR Tubes , NMR Tubes and Accessories , Norell , Norell Standard Series NMR tubes for High Throughput NMR , Standard Series 5 mm NMR tubes |  | Norell,0.075 mm,0.77 mm,5 mm × 4.2 mm,orange cap,7 in.,100 MHz frequency | , |  |  | Norell,0.075 mm,0.77 mm,5 mm × 4.2 mm,orange cap,7 in.,100 MHz frequency
,limit 100 MHz frequency, L 7 in., black cap,,,,, | Z690147 |  | Aldrich | Norell ® Standard Series ™ 5 mm NMR tubes |  | ,,,, | High Throughput NMR Tubes , Labware , NMR Tubes , NMR Tubes and Accessories , Norell , Norell Standard Series NMR tubes for High Throughput NMR , Standard Series 5 mm NMR tubes |  | Norell,0.075 mm,0.77 mm,5 mm × 4.2 mm,black cap,7 in.,100 MHz frequency | , |  |  | Norell,0.075 mm,0.77 mm,5 mm × 4.2 mm,black cap,7 in.,100 MHz frequency
,limit 100 MHz frequency, L 7 in., purple cap,,,,, | Z690155 |  | Aldrich | Norell ® Standard Series ™ 5 mm NMR tubes |  | ,,,, | High Throughput NMR Tubes , Labware , NMR Tubes , NMR Tubes and Accessories , Norell , Norell Standard Series NMR tubes for High Throughput NMR , Standard Series 5 mm NMR tubes |  | Norell,0.075 mm,0.77 mm,5 mm × 4.2 mm,purple cap,7 in.,100 MHz frequency | , |  |  | Norell,0.075 mm,0.77 mm,5 mm × 4.2 mm,purple cap,7 in.,100 MHz frequency
,limit 100 MHz frequency, L 7 in., red cap,,,,, | Z692123 |  | Aldrich | Norell ® Standard Series ™ 5 mm NMR tubes |  | ,,,, | High Throughput NMR Tubes , Labware , NMR Tubes , NMR Tubes and Accessories , Norell , Norell Standard Series NMR tubes for High Throughput NMR , Standard Series 5 mm NMR tubes |  | Norell,0.075 mm,0.77 mm,5 mm × 4.2 mm,red cap,7 in.,100 MHz frequency | , |  |  | Norell,0.075 mm,0.77 mm,5 mm × 4.2 mm,red cap,7 in.,100 MHz frequency
,limit 100 MHz frequency, L 7 in., pink cap,,,,, | Z692484 |  | Aldrich | Norell ® Standard Series ™ 5 mm NMR tubes |  | ,,,, | High Throughput NMR Tubes , Labware , NMR Tubes , NMR Tubes and Accessories , Norell , Norell Standard Series NMR tubes for High Throughput NMR , Standard Series 5 mm NMR tubes |  | Norell,0.075 mm,0.77 mm,5 mm × 4.2 mm,pink cap,7 in.,100 MHz frequency | , |  |  | Norell,0.075 mm,0.77 mm,5 mm × 4.2 mm,pink cap,7 in.,100 MHz frequency
,L 103.5 mm, O.D. 5.0 mm, cap,,,,, | WIMWG10004SJ |  | Aldrich | Bruker ® SampleJet NMR tubes |  | ,,,, | High Throughput NMR Tubes , Labware , NMR Tubes and Accessories , Wilmad NMR tubes, Economy Grade for High Throughput NMR |  | Wilmad, WG-1000-4-SJ,60 μm,5.0 mm,103.5 mm,cap,pack of 100 ea,600 MHz frequency,0.43 mm | , |  |  | Wilmad, WG-1000-4-SJ,60 μm,5.0 mm,103.5 mm,cap,pack of 100 ea,600 MHz frequency,0.43 mm
,L 178 mm, cap, O.D. 5.0 mm,,,,, | WIMWG10007SJ |  | Aldrich | Bruker ® SampleJet NMR tubes |  | ,,,, | High Throughput NMR Tubes , Labware , NMR Tubes and Accessories , Wilmad NMR tubes, Economy Grade for High Throughput NMR |  | Wilmad, WG-1000-7-SJ,60 μm,5.0 mm,178 mm,cap,pack of 100 ea,600 MHz frequency,0.43 mm | , |  |  | Wilmad, WG-1000-7-SJ,60 μm,5.0 mm,178 mm,cap,pack of 100 ea,600 MHz frequency,0.43 mm
,L 103.5 mm, cap, O.D. 3.0 mm,,,,, | WIMWG30004SJ |  | Aldrich | Bruker ® SampleJet NMR tubes |  | ,,,, | High Throughput NMR Tubes , Labware , NMR Tubes and Accessories , Wilmad NMR tubes, Economy Grade for High Throughput NMR |  | Wilmad, WG-3000-4-SJ,60 μm,3.0 mm,103.5 mm,cap,pack of 100 ea,600 MHz frequency,0.43 mm | , |  |  | Wilmad, WG-3000-4-SJ,60 μm,3.0 mm,103.5 mm,cap,pack of 100 ea,600 MHz frequency,0.43 mm
,L 178 mm, cap, O.D. 3.0 mm,,,,, | WIMWG30007SJ |  | Aldrich | Bruker ® SampleJet NMR tubes |  | ,,,, | High Throughput NMR Tubes , Labware , NMR Tubes and Accessories , Wilmad NMR tubes, Economy Grade for High Throughput NMR |  | Wilmad, WG-3000-7-SJ,60 μm,3.0 mm,178 mm,cap,pack of 100 ea,600 MHz frequency,0.43 mm | , |  |  | Wilmad, WG-3000-7-SJ,60 μm,3.0 mm,178 mm,cap,pack of 100 ea,600 MHz frequency,0.43 mm
Wilmad ® NMR tubes 5 mm diam., economy,limit 100 MHz frequency, L 7 in.,,,,, | Z565229 |  | Aldrich | WILMAD ® NMR Tubes - Economy | 32129209 | ,,,, | High Throughput NMR Tubes , Labware , NMR Tubes , NMR Tubes and Accessories , NMR tubes, economy , Wilmad , Wilmad NMR tubes, Economy Grade for High Throughput NMR |  | Wilmad, WG-1000-7,102 μm,0.43 mm,102 μm,borosilicate glass (ASTM Type 1 Class B),7 in.,100 MHz frequency,5 mm | , |  |  | Wilmad, WG-1000-7,102 μm,0.43 mm,102 μm,borosilicate glass (ASTM Type 1 Class B),7 in.,100 MHz frequency,5 mm
Wilmad ® NMR tubes 5 mm diam., economy,limit 100 MHz frequency, L 8 in.,,,,, | Z723185 |  | Aldrich | WILMAD ® NMR Tubes - Economy |  | ,,,, | High Throughput NMR Tubes , Labware , NMR Tubes , NMR Tubes and Accessories , NMR tubes, economy , Wilmad , Wilmad NMR tubes, Economy Grade for High Throughput NMR |  | Wilmad, WG-1000-8,102 μm,0.43 mm,102 μm,borosilicate glass (ASTM Type 1 Class B),8 in.,100 MHz frequency,5 mm | , |  |  | Wilmad, WG-1000-8,102 μm,0.43 mm,102 μm,borosilicate glass (ASTM Type 1 Class B),8 in.,100 MHz frequency,5 mm
,cap: No, high throughput, L 7 in.,,,,, | WIMWG40007 |  | Aldrich | Wilmad ® NMR tubes 10 mm diam., economy |  | ,,,, | High Throughput NMR Tubes , Labware , NMR Tubes and Accessories , Wilmad NMR tubes, Economy Grade for High Throughput NMR |  | Wilmad, WG-4000-7,60 μm,9.994 mm,7 in.,cap: No high throughput,pack of 100 ea,10 mm,0.60 mm | , |  |  | Wilmad, WG-4000-7,60 μm,9.994 mm,7 in.,cap: No high throughput,pack of 100 ea,10 mm,0.60 mm
,L 103.5 mm, cap: No,,,,, | WIMWG10004 |  | Aldrich | Wilmad ® NMR tubes 5 mm diam., high throughput |  | ,,,, | High Throughput NMR Tubes , Labware , NMR Tubes and Accessories , Wilmad NMR tubes, Economy Grade for High Throughput NMR |  | Wilmad, WG-1000-4,5.0 mm,103.5 mm,cap: No,pack of 100 ea,5 mm,0.43 mm | , |  |  | Wilmad, WG-1000-4,5.0 mm,103.5 mm,cap: No,pack of 100 ea,5 mm,0.43 mm
,L 7 in., cap,,,,, | WIMWG3000750 |  | Aldrich | Wilmad ® NMR tubes 3 mm diam., Type 1 Class A, high throughput |  | ,,,, | High Throughput NMR Tubes , Labware , NMR Tubes and Accessories , Wilmad NMR tubes, Economy Grade for High Throughput NMR |  | Wilmad, WG-3000-7-50,2.99 mm (±0.03 mm),7 in.,cap,pack of 50 ea,3 mm,0.27 mm | , |  |  | Wilmad, WG-3000-7-50,2.99 mm (±0.03 mm),7 in.,cap,pack of 50 ea,3 mm,0.27 mm
,L 8 in., cap,,,,, | WIMWG3000850 |  | Aldrich | Wilmad ® NMR tubes 3 mm diam., Type 1 Class A, high throughput |  | ,,,, | High Throughput NMR Tubes , Labware , NMR Tubes and Accessories , Wilmad NMR tubes, Economy Grade for High Throughput NMR |  | Wilmad, WG-3000-8-50,2.99 mm (±0.03 mm),8 in.,cap,pack of 50 ea,3 mm,0.27 mm | , |  |  | Wilmad, WG-3000-8-50,2.99 mm (±0.03 mm),8 in.,cap,pack of 50 ea,3 mm,0.27 mm
Acetic acid-d 4,"100%", 99.96 atom % D,CD,1748971,214-693-4,MFCD00051051,24882109 | 613061 | 1186-52-3 | Aldrich | 乙酸-D 4 | (PDF) | 99% (CP),800 °F,115.5 °C(lit.),15-16 °C(lit.),1.119 g/mL at 25 °C(lit.) | A , Acetic acid-d 4 , Acids , Acids & Bases , Alphabetical Listings , Chemical Synthesis , NMR Solvents , NMR Solvents and Reagents , Organic Acids , Solvent by Application , Solvents , Spectroscopy Solvents (IR, NMR, UV/Vis) , Stable Isotopes , Synthetic Reagents | 11.4 mmHg ( 20 °C) | mol wt 64.08,16 %,99.96 atom % D,n 20/D 1.368(lit.),M+4 | , |  |  | 99% (CP),1.119 g/mL at 25 °C(lit.),mol wt 64.08,99.96 atom % D,M+4,115.5 °C(lit.),15-16 °C(lit.),2.07 (vs air),800 °F,11.4 mmHg ( 20 °C),n 20/D 1.368(lit.),16 %
Acetic acid-d 4,99.9 atom % D,CD,1748971,214-693-4,MFCD00051051,24853967 | 233315 | 1186-52-3 | Aldrich | 乙酸-D 4 | (PDF) | 99% (CP),800 °F,115.5 °C(lit.),15-16 °C(lit.),1.119 g/mL at 25 °C(lit.) | A , Acetic acid-d 4 , Acids , Acids & Bases , Alphabetical Listings , Chemical Synthesis , NMR Solvents , NMR Solvents and Reagents , Organic Acids , Solvent by Application , Solvents , Spectroscopy Solvents (IR, NMR, UV/Vis) , Stable Isotopes , Synthetic Reagents | 11.4 mmHg ( 20 °C) | mol wt 64.08,16 %,99.9 atom % D,n 20/D 1.368(lit.),M+4 | , |  |  | 99% (CP),1.119 g/mL at 25 °C(lit.),mol wt 64.08,99.9 atom % D,M+4,115.5 °C(lit.),15-16 °C(lit.),2.07 (vs air),800 °F,11.4 mmHg ( 20 °C),n 20/D 1.368(lit.),16 %
Acetic acid-d 4,99.5 atom % D,CD,1748971,214-693-4,MFCD00051051,24848852 | 151785 | 1186-52-3 | Aldrich | 乙酸-D 4 | (PDF) | 99% (CP),800 °F,115.5 °C(lit.),15-16 °C(lit.),1.119 g/mL at 25 °C(lit.) | A , Acetic acid-d 4 , Acids , Acids & Bases , Alphabetical Listings , Biomolecular NMR , Buffers and Reagents , Chemical Synthesis , NMR - Buffers and Reagents , NMR Solvents , NMR Solvents and Reagents , Organic Acids , Solvent by Application , Solvents , Spectroscopy Solvents (IR, NMR, UV/Vis) , Stable Isotopes , Synthetic Reagents | 11.4 mmHg ( 20 °C) | mol wt 64.08,16 %,99.5 atom % D,n 20/D 1.368(lit.),M+4 | , |  |  | 99% (CP),1.119 g/mL at 25 °C(lit.),mol wt 64.08,99.5 atom % D,M+4,115.5 °C(lit.),15-16 °C(lit.),2.07 (vs air),800 °F,11.4 mmHg ( 20 °C),n 20/D 1.368(lit.),16 %
Acetic acid-d 4,99.5 atom % D,CD,1748971,214-693-4,MFCD00051051, | 718270 | 1186-52-3 | Aldrich | 乙酸-D 4 | (PDF) | ,800 °F,115.5 °C(lit.),15-16 °C(lit.),1.119 g/mL at 25 °C(lit.) | Acetic acid-d 4 , NMR Solvents , NMR Solvents and Reagents , Solvent by Application , Solvents , Spectroscopy Solvents (IR, NMR, UV/Vis) , Stable Isotopes | 11.4 mmHg ( 20 °C) | 1.119 g/mL at 25 °C,mol wt 64.08,99.5 atom % D,M+4,16 %,n 20/D 1.368(lit.) | , |  |  | 1.119 g/mL at 25 °C,1.119 g/mL at 25 °C(lit.),mol wt 64.08,99.5 atom % D,M+4,115.5 °C(lit.),15-16 °C(lit.),2.07 (vs air),800 °F,11.4 mmHg ( 20 °C),n 20/D 1.368(lit.),16 %
Acetic acid-d 4,99.5 atom % D, contains 0.03 % (v/v) TMS,CD,1748971,214-693-4,MFCD00051051,24866081 | 416886 | 1186-52-3 | Aldrich | 乙酸-D 4 | (PDF) | ,800 °F,115.5 °C(lit.),15-16 °C(lit.),1.119 g/mL at 25 °C(lit.) | A , Acetic acid-d 4 , Acids , Acids & Bases , Alphabetical Listings , Chemical Synthesis , NMR Solvents , NMR Solvents and Reagents , Organic Acids , Solvent by Application , Solvents , Spectroscopy Solvents (IR, NMR, UV/Vis) , Stable Isotopes , Synthetic Reagents | 11.4 mmHg ( 20 °C) | 99.5 atom % D,mol wt 64.08,0.03 % (v/v) TMS,M+4,16 %,n 20/D 1.368(lit.) | , |  |  | 99.5 atom % D,1.119 g/mL at 25 °C(lit.),mol wt 64.08,0.03 % (v/v) TMS,M+4,115.5 °C(lit.),15-16 °C(lit.),2.07 (vs air),800 °F,11.4 mmHg ( 20 °C),n 20/D 1.368(lit.),16 %
Acetone-d 6,"100%", 99.96 atom % D,CD,1702935,211-563-9,MFCD00044635,24850533 | 175862 | 666-52-4 | Aldrich | 丙酮-D 6 | (PDF) | 99% (CP),,55.5 °C(lit.),−93.8 °C(lit.),0.872 g/mL at 25 °C(lit.) | A , Acetone , Acetone-d 6 , Alphabetical Listings , NMR Solvents , NMR Solvents and Reagents , Solvent by Type , Solvent by Application , Solvents , Spectroscopy Solvents (IR, NMR, UV/Vis) , Stable Isotopes | 14.39 psi ( 55 °C) | 3.67 psi ( 20 °C),13.2 %,99.96 atom % D,n 20/D 1.355(lit.),M+6 | , |  |  | 3.67 psi ( 20 °C),99% (CP),0.872 g/mL at 25 °C(lit.),99.96 atom % D,M+6,55.5 °C(lit.),−93.8 °C(lit.),2 (vs air),14.39 psi ( 55 °C),n 20/D 1.355(lit.),13.2 %
Acetone-d 6,"100%", 99.96 atom % D,CD,1702935,211-563-9,MFCD00044635,24868139 | 444715 | 666-52-4 | Aldrich | 丙酮-D 6 | (PDF) | ,,55.5 °C(lit.),−93.8 °C(lit.),0.872 g/mL at 25 °C(lit.) | A , Acetone , Acetone-d 6 , Alphabetical Listings , NMR Solvents , NMR Solvents and Reagents , Solvent by Type , Solvent by Application , Solvents , Spectroscopy Solvents (IR, NMR, UV/Vis) , Stable Isotopes | 14.39 psi ( 55 °C) | 3.67 psi ( 20 °C),99.96 atom % D,M+6,pk of 10 × 0.75 mL,13.2 %,n 20/D 1.355(lit.) | , |  |  | 3.67 psi ( 20 °C),0.872 g/mL at 25 °C(lit.),99.96 atom % D,M+6,pk of 10 × 0.75 mL,55.5 °C(lit.),−93.8 °C(lit.),2 (vs air),14.39 psi ( 55 °C),n 20/D 1.355(lit.),13.2 %
Acetone-d 6,99.9 atom % D,CD,1702935,211-563-9,MFCD00044635,24868149 | 444863 | 666-52-4 | Aldrich | 丙酮-D 6 | (PDF) | 99% (CP),,55.5 °C(lit.),−93.8 °C(lit.),0.872 g/mL at 25 °C(lit.) | A , Acetone , Acetone-d 6 , Alphabetical Listings , NMR Solvents , NMR Solvents and Reagents , Solvent by Type , Solvent by Application , Solvents , Spectroscopy Solvents (IR, NMR, UV/Vis) , Stable Isotopes | 14.39 psi ( 55 °C) | 3.67 psi ( 20 °C),13.2 %,99.9 atom % D,n 20/D 1.355(lit.),M+6 | , |  |  | 3.67 psi ( 20 °C),99% (CP),0.872 g/mL at 25 °C(lit.),99.9 atom % D,M+6,55.5 °C(lit.),−93.8 °C(lit.),2 (vs air),14.39 psi ( 55 °C),n 20/D 1.355(lit.),13.2 %
Acetone-d 6,99.9 atom % D,CD,1702935,211-563-9,MFCD00044635,24848854 | 151793 | 666-52-4 | Aldrich | 丙酮-D 6 | (PDF) | 99% (CP),,55.5 °C(lit.),−93.8 °C(lit.),0.872 g/mL at 25 °C(lit.) | A , Acetone , Acetone-d 6 , Alphabetical Listings , NMR Solvents , NMR Solvents and Reagents , Solvent by Type , Solvent by Application , Solvents , Spectroscopy Solvents (IR, NMR, UV/Vis) , Stable Isotopes | 14.39 psi ( 55 °C) | 3.67 psi ( 20 °C),13.2 %,99.9 atom % D,n 20/D 1.355(lit.),M+6 | , |  |  | 3.67 psi ( 20 °C),99% (CP),0.872 g/mL at 25 °C(lit.),99.9 atom % D,M+6,55.5 °C(lit.),−93.8 °C(lit.),2 (vs air),14.39 psi ( 55 °C),n 20/D 1.355(lit.),13.2 %
Acetone-d 6,99.9 atom % D,CD,1702935,211-563-9,MFCD00044635,24868148 | 444855 | 666-52-4 | Aldrich | 丙酮-D 6 | (PDF) | ,,55.5 °C(lit.),−93.8 °C(lit.),0.872 g/mL at 25 °C(lit.) | A , Acetone , Acetone-d 6 , Alphabetical Listings , NMR Solvents , NMR Solvents and Reagents , Solvent by Type , Solvent by Application , Solvents , Spectroscopy Solvents (IR, NMR, UV/Vis) , Stable Isotopes | 14.39 psi ( 55 °C) | 3.67 psi ( 20 °C),99.9 atom % D,M+6,pk of 10 × 0.75 mL,13.2 %,n 20/D 1.355(lit.) | , |  |  | 3.67 psi ( 20 °C),0.872 g/mL at 25 °C(lit.),99.9 atom % D,M+6,pk of 10 × 0.75 mL,55.5 °C(lit.),−93.8 °C(lit.),2 (vs air),14.39 psi ( 55 °C),n 20/D 1.355(lit.),13.2 %
Acetone-d 6,99.9 atom % D,CD,1702935,211-563-9,MFCD00044635,24877784 | 530891 | 666-52-4 | Aldrich | 丙酮-D 6 | (PDF) | ,,55.5 °C(lit.),−93.8 °C(lit.),0.872 g/mL at 25 °C(lit.) | Acetone-d 6 , NMR Solvents , NMR Solvents and Reagents , Solvent by Application , Solvents , Spectroscopy Solvents (IR, NMR, UV/Vis) , Stable Isotopes | 14.39 psi ( 55 °C) | 3.67 psi ( 20 °C),13.2 %,99.9 atom % D,n 20/D 1.355(lit.),M+6 | , |  |  | 3.67 psi ( 20 °C),0.872 g/mL at 25 °C(lit.),99.9 atom % D,M+6,55.5 °C(lit.),−93.8 °C(lit.),2 (vs air),14.39 psi ( 55 °C),n 20/D 1.355(lit.),13.2 %
Acetone-d 6,99.9 atom % D, contains 0.03 % (v/v) TMS,CD,1702935,211-563-9,MFCD00044635,24867200 | 434531 | 666-52-4 | Aldrich | 丙酮-D 6 | (PDF) | 99% (CP),,55.5 °C(lit.),−93.8 °C(lit.),0.872 g/mL at 25 °C(lit.) | A , Acetone , Acetone-d 6 , Alphabetical Listings , NMR Solvents , NMR Solvents and Reagents , Solvent by Type , Solvent by Application , Solvents , Spectroscopy Solvents (IR, NMR, UV/Vis) , Stable Isotopes | 14.39 psi ( 55 °C) | 3.67 psi ( 20 °C),99.9 atom % D,0.03 % (v/v) TMS,M+6,13.2 %,n 20/D 1.355(lit.) | , |  |  | 3.67 psi ( 20 °C),99.9 atom % D,99% (CP),0.872 g/mL at 25 °C(lit.),0.03 % (v/v) TMS,M+6,55.5 °C(lit.),−93.8 °C(lit.),2 (vs air),14.39 psi ( 55 °C),n 20/D 1.355(lit.),13.2 %
Acetone-d 6,99.9 atom % D, contains 0.03 % (v/v) TMS,CD,1702935,211-563-9,MFCD00044635,24874251 | 522090 | 666-52-4 | Aldrich | 丙酮-D 6 | (PDF) | ,,55.5 °C(lit.),−93.8 °C(lit.),0.872 g/mL at 25 °C(lit.) | A , Acetone , Acetone-d 6 , Alphabetical Listings , NMR Solvents , NMR Solvents and Reagents , Solvent by Type , Solvent by Application , Solvents , Spectroscopy Solvents (IR, NMR, UV/Vis) , Stable Isotopes | 14.39 psi ( 55 °C) | 3.67 psi ( 20 °C),99.9 atom % D,0.03 % (v/v) TMS,M+6,13.2 %,n 20/D 1.355(lit.) | , |  |  | 3.67 psi ( 20 °C),99.9 atom % D,0.872 g/mL at 25 °C(lit.),0.03 % (v/v) TMS,M+6,55.5 °C(lit.),−93.8 °C(lit.),2 (vs air),14.39 psi ( 55 °C),n 20/D 1.355(lit.),13.2 %
Acetone-d 6,99.9 atom % D, contains 0.03 % (v/v) TMS,CD,1702935,211-563-9,MFCD00044635, | 718297 | 666-52-4 | Aldrich | 丙酮-D 6 | (PDF) | 99% (CP),,55.5 °C(lit.),−93.8 °C(lit.),.873 g/mL at 25 °C | Acetone-d 6 , NMR Solvents , NMR Solvents and Reagents , Solvent by Application , Solvents , Spectroscopy Solvents (IR, NMR, UV/Vis) , Stable Isotopes | 14.39 psi ( 55 °C) | 0.872 g/mL at 25 °C(lit.),99.9 atom % D,0.03 % (v/v) TMS,M+6,13.2 %,n 20/D 1.355(lit.) | , |  |  | 0.872 g/mL at 25 °C(lit.),99.9 atom % D,99% (CP),.873 g/mL at 25 °C,0.03 % (v/v) TMS,M+6,55.5 °C(lit.),−93.8 °C(lit.),2 (vs air),14.39 psi ( 55 °C),n 20/D 1.355(lit.),13.2 %
Acetone-d 6,99.9 atom % D, contains 0.03% TMS,CD,1702935,211-563-9,MFCD00044635,24865739 | 411280 | 666-52-4 | Aldrich | 丙酮-D 6 | (PDF) | ,,55.5 °C(lit.),−93.8 °C(lit.),0.872 g/mL at 25 °C(lit.) | A , Acetone , Acetone-d 6 , Alphabetical Listings , NMR Solvents , NMR Solvents and Reagents , Solvent by Type , Solvent by Application , Solvents , Spectroscopy Solvents (IR, NMR, UV/Vis) , Stable Isotopes | 14.39 psi ( 55 °C) | 3.67 psi ( 20 °C),99.9 atom % D,0.03% TMS,M+6,pk of 10 × 1 mL,13.2 %,n 20/D 1.355(lit.) | , |  |  | 3.67 psi ( 20 °C),99.9 atom % D,0.872 g/mL at 25 °C(lit.),0.03% TMS,M+6,pk of 10 × 1 mL,55.5 °C(lit.),−93.8 °C(lit.),2 (vs air),14.39 psi ( 55 °C),n 20/D 1.355(lit.),13.2 %
Acetone-d 6,99.9 atom % D, contains 0.1 % (v/v) TMS,CD,1702935,211-563-9,MFCD00044635,24867199 | 434523 | 666-52-4 | Aldrich | 丙酮-D 6 | (PDF) | 99% (CP),,55.5 °C(lit.),−93.8 °C(lit.),0.872 g/mL at 25 °C(lit.) | A , Acetone , Acetone-d 6 , Alphabetical Listings , NMR Solvents , NMR Solvents and Reagents , Solvent by Type , Solvent by Application , Solvents , Spectroscopy Solvents (IR, NMR, UV/Vis) , Stable Isotopes | 14.39 psi ( 55 °C) | 3.67 psi ( 20 °C),99.9 atom % D,0.1 % (v/v) TMS,M+6,13.2 %,n 20/D 1.355(lit.) | , |  |  | 3.67 psi ( 20 °C),99.9 atom % D,99% (CP),0.872 g/mL at 25 °C(lit.),0.1 % (v/v) TMS,M+6,55.5 °C(lit.),−93.8 °C(lit.),2 (vs air),14.39 psi ( 55 °C),n 20/D 1.355(lit.),13.2 %
Acetone-d 6,99.9 atom % D, contains 1 % (v/v) TMS,CD,1702935,211-563-9,MFCD00044635,24868888 | 454133 | 666-52-4 | Aldrich | 丙酮-D 6 | (PDF) | 99% (CP),,55.5 °C(lit.),−93.8 °C(lit.),0.872 g/mL at 25 °C(lit.) | A , Acetone , Acetone-d 6 , Alphabetical Listings , NMR Solvents , NMR Solvents and Reagents , Solvent by Type , Solvent by Application , Solvents , Spectroscopy Solvents (IR, NMR, UV/Vis) , Stable Isotopes | 14.39 psi ( 55 °C) | 3.67 psi ( 20 °C),99.9 atom % D,1 % (v/v) TMS,M+6,13.2 %,n 20/D 1.355(lit.) | , |  |  | 3.67 psi ( 20 °C),99.9 atom % D,99% (CP),0.872 g/mL at 25 °C(lit.),1 % (v/v) TMS,M+6,55.5 °C(lit.),−93.8 °C(lit.),2 (vs air),14.39 psi ( 55 °C),n 20/D 1.355(lit.),13.2 %
Acetone-d 6,99.9 atom % D, contains 1 % (v/v) TMS,CD,1702935,211-563-9,MFCD00044635,24865738 | 411272 | 666-52-4 | Aldrich | 丙酮-D 6 | (PDF) | 99% (CP),,55.5 °C(lit.),−93.8 °C(lit.),0.872 g/mL at 25 °C(lit.) | A , Acetone , Acetone-d 6 , Alphabetical Listings , NMR Solvents , NMR Solvents and Reagents , Solvent by Type , Solvent by Application , Solvents , Spectroscopy Solvents (IR, NMR, UV/Vis) , Stable Isotopes | 14.39 psi ( 55 °C) | 3.67 psi ( 20 °C),99.9 atom % D,1 % (v/v) TMS,M+6,pk of 10 × 1 mL,13.2 %,n 20/D 1.355(lit.) | , |  |  | 3.67 psi ( 20 °C),99.9 atom % D,99% (CP),0.872 g/mL at 25 °C(lit.),1 % (v/v) TMS,M+6,pk of 10 × 1 mL,55.5 °C(lit.),−93.8 °C(lit.),2 (vs air),14.39 psi ( 55 °C),n 20/D 1.355(lit.),13.2 %
Acetonitrile-d 3,"100%", 99.96 atom % D,CD,1740230,218-616-5,MFCD00001881,24853968 | 233323 | 2206-26-0 | Aldrich | 乙腈-D 3 | (PDF) | 99% (CP),,80.7 °C(lit.),,0.844 g/mL at 25 °C(lit.) | A , Acetonitrile and Acetonitrile Solutions , Acetonitrile-d 3 , Alphabetical Listings , NMR Solvents , NMR Solvents and Reagents , Solvent by Type , Solvent by Application , Solvents , Spectroscopy Solvents (IR, NMR, UV/Vis) , Stable Isotopes |  | 99.96 atom % D,n 20/D 1.341(lit.),M+3 | , |  |  | 99% (CP),0.844 g/mL at 25 °C(lit.),99.96 atom % D,M+3,80.7 °C(lit.),n 20/D 1.341(lit.)
Acetonitrile-d 3,99.8 atom % D,CD,1740230,218-616-5,MFCD00001881,24848856 | 151807 | 2206-26-0 | Aldrich | 乙腈-D 3 | (PDF) | 99% (CP),,80.7 °C(lit.),,0.844 g/mL at 25 °C(lit.) | A , Acetonitrile and Acetonitrile Solutions , Acetonitrile-d 3 , Alphabetical Listings , NMR Solvents , NMR Solvents and Reagents , Solvent by Type , Solvent by Application , Solvents , Spectroscopy Solvents (IR, NMR, UV/Vis) , Stable Isotopes |  | 99.8 atom % D,n 20/D 1.341(lit.),M+3 | , |  |  | 99% (CP),0.844 g/mL at 25 °C(lit.),99.8 atom % D,M+3,80.7 °C(lit.),n 20/D 1.341(lit.)
Acetonitrile-d 3,99.8 atom % D,CD,1740230,218-616-5,MFCD00001881,24854195 | 236861 | 2206-26-0 | Aldrich | 乙腈-D 3 | (PDF) | 99% (CP),,80.7 °C(lit.),,0.844 g/mL at 25 °C(lit.) | A , Acetonitrile and Acetonitrile Solutions , Acetonitrile-d 3 , Alphabetical Listings , NMR Solvents , NMR Solvents and Reagents , Solvent by Type , Solvent by Application , Solvents , Spectroscopy Solvents (IR, NMR, UV/Vis) , Stable Isotopes |  | pk of 10 × 1 mL,99.8 atom % D,n 20/D 1.341(lit.),M+3 | , |  |  | 99% (CP),0.844 g/mL at 25 °C(lit.),99.8 atom % D,M+3,pk of 10 × 1 mL,80.7 °C(lit.),n 20/D 1.341(lit.)
Acetonitrile-d 3,"Special HOH", 99.8 atom % D,CD,1740230,,MFCD00001881, | 699543 | 2206-26-0 | Aldrich | 乙腈-D 3 |  | 99% (CP),,80.7 °C(lit.),,0.844 g/mL at 25 °C(lit.) | "Special HOH" Solvents , Acetonitrile-d 3 , NMR Solvents , NMR Solvents and Reagents , Solvent by Application , Solvents , Specialty NMR Solvents , Spectroscopy Solvents (IR, NMR, UV/Vis) , Stable Isotopes |  | 99.8 atom % D,n 20/D 1.341(lit.),M+3 | , |  |  | 99% (CP),0.844 g/mL at 25 °C(lit.),99.8 atom % D,M+3,80.7 °C(lit.),n 20/D 1.341(lit.)
Acetonitrile-d 3,99.8 atom % D, contains 0.03 % (v/v) TMS,CD,1740230,,MFCD00001881,24862666 | 366544 | 2206-26-0 | Aldrich | 乙腈-D 3 | (PDF) | 99% (CP),,80.7 °C(lit.),,0.844 g/mL at 25 °C(lit.) | A , Acetonitrile and Acetonitrile Solutions , Acetonitrile-d 3 , Alphabetical Listings , NMR Solvents , NMR Solvents and Reagents , Solvent by Type , Solvent by Application , Solvents , Spectroscopy Solvents (IR, NMR, UV/Vis) , Stable Isotopes |  | 0.03 % (v/v) TMS,n 20/D 1.341(lit.),99.8 atom % D,M+3 | , |  |  | 99.8 atom % D,99% (CP),0.844 g/mL at 25 °C(lit.),0.03 % (v/v) TMS,M+3,80.7 °C(lit.),n 20/D 1.341(lit.)
Acetonitrile-d 3,99.8 atom % D, contains 0.03 % (v/v) TMS,CD,1740230,,MFCD00001881, | 702579 | 2206-26-0 | Aldrich | 乙腈-D 3 |  | ,,80.7 °C(lit.),,0.844 g/mL at 25 °C(lit.) | A , Acetonitrile-d 3 , Alphabetical Listings , NMR Solvents , NMR Solvents and Reagents , Solvent by Application , Solvents , Spectroscopy Solvents (IR, NMR, UV/Vis) , Stable Isotopes |  | 0.03 % (v/v) TMS,n 20/D 1.341(lit.),99.8 atom % D,M+3 | , |  |  | 99.8 atom % D,0.844 g/mL at 25 °C(lit.),0.03 % (v/v) TMS,M+3,80.7 °C(lit.),n 20/D 1.341(lit.)
Acetonitrile-d 3,99.8 atom % D, contains 1 % (v/v) TMS,CD,1740230,,MFCD00001881,24853969 | 233331 | 2206-26-0 | Aldrich | 乙腈-D 3 | (PDF) | 99% (CP),,80.7 °C(lit.),,0.844 g/mL at 25 °C(lit.) | A , Acetonitrile and Acetonitrile Solutions , Acetonitrile-d 3 , Alphabetical Listings , NMR Solvents , NMR Solvents and Reagents , Solvent by Type , Solvent by Application , Solvents , Spectroscopy Solvents (IR, NMR, UV/Vis) , Stable Isotopes |  | 1 % (v/v) TMS,n 20/D 1.341(lit.),99.8 atom % D,M+3 | , |  |  | 99.8 atom % D,99% (CP),0.844 g/mL at 25 °C(lit.),1 % (v/v) TMS,M+3,80.7 °C(lit.),n 20/D 1.341(lit.)
Acetonitrile-d 3,99.8 atom % D, anhydrous,CD,1740230,,MFCD00001881, | 569550 | 2206-26-0 | Aldrich | 乙腈-D 3 | (PDF) | 99% (CP),,80.7 °C(lit.),>10 ppm water,0.844 g/mL at 25 °C(lit.) | Acetonitrile and Acetonitrile Solutions , Acetonitrile-d 3 , Anhydrous NMR Solvents , NMR Solvents , NMR Solvents and Reagents , Solvent by Type , Solvent by Application , Solvents , Specialty NMR Solvents , Spectroscopy Solvents (IR, NMR, UV/Vis) , Stable Isotopes |  | anhydrous,99.8 atom % D,n 20/D 1.341(lit.),M+3 | , |  |  | 99% (CP),0.844 g/mL at 25 °C(lit.),anhydrous,99.8 atom % D,>10 ppm water,80.7 °C(lit.),M+3,n 20/D 1.341(lit.)
tert -Butyl methyl-d 3 ether,99 atom % D,(CH,2036450,,MFCD00216610,24867176 | 434132 | 29366-08-3 | Aldrich | 叔丁基甲基-d 3 醚 |  | 99% (CP),,55-56 °C(lit.),,0.765 g/mL at 25 °C(lit.) | Additional NMR Solvents , Alphabetical Listings , B , NMR Solvents , NMR Solvents and Reagents , Solvent by Application , Solvents , Spectroscopy Solvents (IR, NMR, UV/Vis) , Stable Isotopes |  | mol wt 91.17,99 atom % D,n 20/D 1.368(lit.),M+3 | , |  |  | 99% (CP),0.765 g/mL at 25 °C(lit.),mol wt 91.17,99 atom % D,M+3,55-56 °C(lit.),n 20/D 1.368(lit.)
Decahydronaphthalene- d 18,98 atom % D,C,,,MFCD00044371,24852994 | 217131 | 28788-42-3 | Aldrich | 十氢化萘-d 18 | (PDF) | 99% (CP),,193 °C(lit.),,1.012 g/mL at 25 °C | Additional NMR Solvents , Alphabetical Listings , D , NMR Solvents , NMR Solvents and Reagents , Solvent by Application , Solvents , Spectroscopy Solvents (IR, NMR, UV/Vis) , Stable Isotopes |  | mol wt 156.40,98 atom % D,n 20/D 1.475(lit.),cis/trans mixture,M+18 | , |  |  | 99% (CP),cis/trans mixture,1.012 g/mL at 25 °C,mol wt 156.40,98 atom % D,M+18,193 °C(lit.),n 20/D 1.475(lit.)
1,2-Dibromoethane-d 4,99 atom % D,BrCD,,245-102-8,MFCD00037499,24866629 | 425362 | 22581-63-1 | Aldrich | 1,2-二溴乙烷-d 4 |  | 99% (CP),,131-132 °C(lit.),,2.226 g/mL at 25 °C | Additional NMR Solvents , Alphabetical Listings , Analytical Standards , Chromatography , D , Environmental Standards , Fumigants , Insecticides , NMR Solvents , NMR Solvents and Reagents , Solvent by Application , Solvents , Spectroscopy Solvents (IR, NMR, UV/Vis) , Stable Isotopes , 农残和代谢标准品 , 农残标准品 , 分析/色谱 |  | mol wt 191.85 by atom % calculation,99 atom % D,n 20/D 1.536(lit.),M+4 | , |  |  | 99% (CP),2.226 g/mL at 25 °C,mol wt 191.85 by atom % calculation,99 atom % D,M+4,131-132 °C(lit.),n 20/D 1.536(lit.)
Dibromomethane-d 2,99 atom % D, contains copper as stabilizer,CD,,,MFCD00000169,24855677 | 259020 | 22117-86-8 | Aldrich | 二溴甲烷-d 2 | (PDF) | 99% (CP),,99 °C(lit.),,2.505 g/mL at 25 °C | Additional NMR Solvents , Alphabetical Listings , D , NMR Solvents , NMR Solvents and Reagents , Solvent by Application , Solvents , Spectroscopy Solvents (IR, NMR, UV/Vis) , Stable Isotopes | 34.9 mmHg ( 20 °C) | copper as stabilizer,n 20/D 1.5381(lit.),99 atom % D,M+2 | , |  |  | 99 atom % D,99% (CP),2.505 g/mL at 25 °C,copper as stabilizer,M+2,99 °C(lit.),5.9 (vs air),34.9 mmHg ( 20 °C),n 20/D 1.5381(lit.)
1,2-Dichloroethane-d 4,99 atom % D,ClCD,,,MFCD00037531,24864675 | 396540 | 17060-07-0 | Aldrich | 1,2-二氯乙烷-d 4 | (PDF) | 99% (CP),,83 °C(lit.),−35 °C(lit.),1.307 g/mL at 25 °C(lit.) | Additional NMR Solvents , Alphabetical Listings , Analytical Standards , Chromatography , D , Environmental Standards , Fumigants , Insecticides , NMR Solvents , NMR Solvents and Reagents , Solvent by Application , Solvents , Spectroscopy Solvents (IR, NMR, UV/Vis) , Stable Isotopes , 农残和代谢标准品 , 农残标准品 , 分析/色谱 |  | mol wt 102.94 by atom % calculation,99 atom % D,n 20/D 1.443(lit.),M+4 | , |  |  | 99% (CP),1.307 g/mL at 25 °C(lit.),mol wt 102.94 by atom % calculation,99 atom % D,M+4,83 °C(lit.),−35 °C(lit.),n 20/D 1.443(lit.)
N , N -Dimethylformamide-d 7,99.5 atom % D, contains 1 % (v/v) TMS,DCON(CD,1908468,,MFCD00003286,24856179 | 269905 | 4472-41-7 | Aldrich | N , N -二甲基甲酰胺-d 7 | (PDF) | 99% (CP),,153 °C(lit.),,1.03 g/mL at 25 °C(lit.) | N,N -Dimethylformamide-d 7 , Additional NMR Solvents , Alphabetical Listings , D , NMR Solvents , NMR Solvents and Reagents , Solvent by Application , Solvents , Spectroscopy Solvents (IR, NMR, UV/Vis) , Stable Isotopes |  | mol wt 80.15,1 % (v/v) TMS,n 20/D 1.428(lit.),99.5 atom % D,M+7 | , |  |  | 99.5 atom % D,99% (CP),1.03 g/mL at 25 °C(lit.),mol wt 80.15,1 % (v/v) TMS,M+7,153 °C(lit.),n 20/D 1.428(lit.)
Dimethyl sulfide-d 6,99 atom % D,CD,2036892,213-133-6,MFCD00044687,24865904 | 416452 | 926-09-0 | Aldrich | 二甲基硫-d 6 |  | 99% (CP),,36.5 °C(lit.),,0.928 g/mL at 25 °C(lit.) | Additional NMR Solvents , Alphabetical Listings , D , NMR Solvents , NMR Solvents and Reagents , Solvent by Application , Solvents , Spectroscopy Solvents (IR, NMR, UV/Vis) , Stable Isotopes |  | 99 atom % D,n 20/D 1.431(lit.),M+6 | , |  |  | 99% (CP),0.928 g/mL at 25 °C(lit.),99 atom % D,M+6,36.5 °C(lit.),n 20/D 1.431(lit.)
Ether-d 10,99 atom % D,(C,,220-235-4,MFCD00062316,24882121 | 613479 | 2679-89-2 | Aldrich | 乙醚-d 10 | (PDF) | 99% (CP),,33-34 °C(lit.),-116 °C(lit.),0.801 g/mL at 25 °C | Additional NMR Solvents , Alphabetical Listings , E-F , NMR Solvents , NMR Solvents and Reagents , Solvent by Application , Solvents , Spectroscopy Solvents (IR, NMR, UV/Vis) , Stable Isotopes |  | mol wt 84.18,99 atom % D,M+10 | , |  |  | 99% (CP),0.801 g/mL at 25 °C,mol wt 84.18,99 atom % D,M+10,33-34 °C(lit.),-116 °C(lit.)
Ethyl acetate-d 8,99.5 atom % D, 99% (CP),CD,,,MFCD00190440,24874128 | 522899 | 117121-81-0 | Aldrich | 乙酸乙酯-d 8 |  | 99% (CP),,77 °C(lit.),-84 °C(lit.),0.984 g/mL at 25 °C | Additional NMR Solvents , Alphabetical Listings , E-F , Ethyl Acetate , NMR Solvents , NMR Solvents and Reagents , Solvent by Type , Solvent by Application , Solvents , Spectroscopy Solvents (IR, NMR, UV/Vis) , Stable Isotopes |  | mol wt 96.17,99.5 atom % D,n 20/D 1.369(lit.),M+8 | , |  |  | 99% (CP),0.984 g/mL at 25 °C,mol wt 96.17,99.5 atom % D,M+8,77 °C(lit.),-84 °C(lit.),n 20/D 1.369(lit.)
Heptane-d 16,99 atom % D,CD,,,MFCD00062744,24858288 | 303011 | 33838-52-7 | Aldrich | 氘代正庚烷-d 16 |  | 99% (CP),595 °F,98 °C(lit.),-91 °C(lit.),0.794 g/mL at 25 °C(lit.) | Additional NMR Solvents , Alphabetical Listings , G-H , NMR Solvents , NMR Solvents and Reagents , Solvent by Application , Solvents , Spectroscopy Solvents (IR, NMR, UV/Vis) , Stable Isotopes | 40 mmHg ( 20 °C) | mol wt 116.33,99 atom % D,n 20/D 1.3844(lit.),M+16 | , |  |  | 99% (CP),0.794 g/mL at 25 °C(lit.),mol wt 116.33,99 atom % D,M+16,98 °C(lit.),-91 °C(lit.),3.5 (vs air),595 °F,40 mmHg ( 20 °C),n 20/D 1.3844(lit.)
Hexafluoroacetone deuterate,99.5 atom % D,CF,,,MFCD00149064,24878058 | 534773 | 72301-81-6 | Aldrich | 六氟丙酮三氘水合物 |  | ,,104-108 °C(lit.),, | Additional NMR Solvents , Alphabetical Listings , G-H , NMR Solvents , NMR Solvents and Reagents , Solvent by Application , Solvents , Spectroscopy Solvents (IR, NMR, UV/Vis) , Stable Isotopes |  | mol wt 166.03,99.5 atom % D,n 20/D 1.3(lit.),M+2 | , |  |  | mol wt 166.03,n 20/D 1.3(lit.),99.5 atom % D,104-108 °C(lit.),M+2
Hexane-d 14,99 atom % D,CD,1841418,,MFCD00037562,24858287 | 303003 | 21666-38-6 | Aldrich | 己烷-d 14 | (PDF) | 99% (CP),,69 °C,,0.767 g/mL at 25 °C(lit.) | Additional NMR Solvents , Alphabetical Listings , G-H , Hexane , NMR Solvents , NMR Solvents and Reagents , Solvent by Type , Solvent by Application , Solvents , Spectroscopy Solvents (IR, NMR, UV/Vis) , Stable Isotopes | 132 mmHg ( 20 °C) | mol wt 100.29,7.7 %,99 atom % D,n 20/D 1.3718(lit.),M+14 | , |  |  | 99% (CP),0.767 g/mL at 25 °C(lit.),mol wt 100.29,99 atom % D,M+14,69 °C,3 (vs air),132 mmHg ( 20 °C),n 20/D 1.3718(lit.),7.7 %
2-Iodopropane-d 7,98 atom % D, contains copper as stabilizer,(CD,,,MFCD00134435,24863487 | 377023 | 101927-33-7 | Aldrich | 2-碘丙烷-d 7 |  | 99% (CP),,88-90 °C,,1.774 g/mL at 25 °C(lit.) | Additional NMR Solvents , Alphabetical Listings , I-L , NMR Solvents , NMR Solvents and Reagents , Solvent by Application , Solvents , Spectroscopy Solvents (IR, NMR, UV/Vis) , Stable Isotopes |  | mol wt 176.90 by atom % calculation,copper as stabilizer,n 20/D 1.4925(lit.),98 atom % D,M+7 | , |  |  | 98 atom % D,99% (CP),1.774 g/mL at 25 °C(lit.),mol wt 176.90 by atom % calculation,copper as stabilizer,M+7,88-90 °C,n 20/D 1.4925(lit.)
Methylcyclohexane-d 14,99.5 atom % D,C,,233-325-3,MFCD00001498,24858473 | 306053 | 10120-28-2 | Aldrich | 甲基环己烷-d 14 | (PDF) | 99% (CP),,101 °C,,0.88 g/mL at 25 °C(lit.) | Additional NMR Solvents , Alphabetical Listings , M , NMR Solvents , NMR Solvents and Reagents , Solvent by Application , Solvents , Spectroscopy Solvents (IR, NMR, UV/Vis) , Stable Isotopes |  | mol wt 112.20 by atom % calculation,mol wt 112.30,99.5 atom % D,n 20/D 1.4189(lit.),M+14 | , |  |  | mol wt 112.30,99% (CP),0.88 g/mL at 25 °C(lit.),mol wt 112.20 by atom % calculation,99.5 atom % D,M+14,101 °C,n 20/D 1.4189(lit.)
Octane-d 18,98 atom % D,CD,,241-285-3,MFCD00037626,24849186 | 151971 | 17252-77-6 | Aldrich | 辛烷-d 18 | (PDF) | 99% (CP),,125-127 °C,,0.815 g/mL at 25 °C(lit.) | Additional NMR Solvents , Alphabetical Listings , N-O , NMR Solvents , NMR Solvents and Reagents , Solvent by Application , Solvents , Spectroscopy Solvents (IR, NMR, UV/Vis) , Stable Isotopes |  | mol wt 132.38,98 atom % D,n 20/D 1.394(lit.),M+18 | , |  |  | 99% (CP),0.815 g/mL at 25 °C(lit.),mol wt 132.38,98 atom % D,M+18,125-127 °C,n 20/D 1.394(lit.)
Pentane-d 12,98 atom % D,CD,,,MFCD00190495,24872566 | 490482 | 2031-90-5 | Aldrich | 戊烷-d 12 |  | 99% (CP),,36 °C(lit.),,0.731 g/mL at 25 °C(lit.) | Additional NMR Solvents , Alphabetical Listings , NMR Solvents , NMR Solvents and Reagents , P , Solvent by Application , Solvents , Spectroscopy Solvents (IR, NMR, UV/Vis) , Stable Isotopes |  | mol wt 84.25,98 atom % D,n 20/D 1.358(lit.),M+12 | , |  |  | 99% (CP),0.731 g/mL at 25 °C(lit.),mol wt 84.25,98 atom % D,M+12,36 °C(lit.),n 20/D 1.358(lit.)
1,1,2,2- Tetrachloroethane- d 2,99.5 atom % D,Cl,1699903,251-634-1,MFCD00037672,24861984 | 358703 | 33685-54-0 | Aldrich | 1,1,2,2-四氯乙烷-d 2 | (PDF) | 99% (CP),,145-146 °C/737 mmHg(lit.),,1.62 g/mL at 25 °C(lit.) | Additional NMR Solvents , Alphabetical Listings , Analytical Standards , Chromatography , Environmental Standards , Fumigants , Insecticides , NMR Solvents , NMR Solvents and Reagents , Solvent by Application , Solvents , Spectroscopy Solvents (IR, NMR, UV/Vis) , Stable Isotopes , T , 农残和代谢标准品 , 农残标准品 , 分析/色谱 |  | mol wt 169.87,99.5 atom % D,n 20/D 1.493(lit.),M+2 | , |  |  | 99% (CP),1.62 g/mL at 25 °C(lit.),mol wt 169.87,99.5 atom % D,M+2,145-146 °C/737 mmHg(lit.),n 20/D 1.493(lit.)
1-Butanol-d 10,99 atom % D,CD,,,MFCD00002966,24858286 | 302996 | 34193-38-9 | Aldrich | 1-丁醇-d 10 | (PDF) | 99% (CP),,116-118 °C,,0.920 g/mL at 25 °C(lit.) | Additional NMR Solvents , Alcohols (except Methanol) , Alphabetical Listings , B , NMR Solvents , NMR Solvents and Reagents , Solvent by Application , Solvents , Spectroscopy Solvents (IR, NMR, UV/Vis) , Stable Isotopes |  | mol wt 84.08 by atom % calculation,99 atom % D,n 20/D 1.3956(lit.),M+10 | , |  |  | 99% (CP),0.920 g/mL at 25 °C(lit.),mol wt 84.08 by atom % calculation,99 atom % D,M+10,116-118 °C,n 20/D 1.3956(lit.)
tert -Butanol-d 10,99 atom % D,(CD,,258-288-0,MFCD00064244,24850535 | 175889 | 53001-22-2 | Aldrich | 叔丁醇-d 10 | (PDF) | 99% (CP),,82 °C(lit.),,0.893 g/mL at 25 °C(lit.) | Additional NMR Solvents , Alcohols (except Methanol) , Alphabetical Listings , B , NMR Solvents , NMR Solvents and Reagents , Solvent by Application , Solvents , Spectroscopy Solvents (IR, NMR, UV/Vis) , Stable Isotopes |  | mol wt 84.08 by atom % calculation,99 atom % D,n 20/D 1.3835(lit.),M+10 | , |  |  | 99% (CP),0.893 g/mL at 25 °C(lit.),mol wt 84.08 by atom % calculation,99 atom % D,M+10,82 °C(lit.),n 20/D 1.3835(lit.)
Ethanol-d 6,anhydrous, 99.5 atom % D,CD,1699096,216-162-2,MFCD00051020,24851220 | 186414 | 1516-08-1 | Aldrich | 氘代乙醇-d 6 | (PDF) | 99% (CP),,78 °C(lit.),,0.892 g/mL at 25 °C | Additional NMR Solvents , Alcohols (except Methanol) , Alphabetical Listings , E-F , NMR Solvents , NMR Solvents and Reagents , Solvent by Application , Solvents , Spectroscopy Solvents (IR, NMR, UV/Vis) , Stable Isotopes |  | anhydrous,mol wt 52.12,99.5 atom % D,n 20/D 1.358(lit.),M+6 | , |  |  | 99% (CP),0.892 g/mL at 25 °C,anhydrous,99.5 atom % D,M+6,mol wt 52.12,78 °C(lit.),n 20/D 1.358(lit.)
Ethan(ol-d),99.5 atom % D,C,1731246,213-128-9,MFCD00044669,24849178 | 151904 | 925-93-9 | Aldrich | 氘代乙醇-d1 | (PDF) | ,,78 °C(lit.),-114 °C(lit.),0.806 g/mL at 25 °C | Additional NMR Solvents , Alcohols (except Methanol) , Alphabetical Listings , E-F , NMR Solvents , NMR Solvents and Reagents , Solvent by Application , Solvents , Spectroscopy Solvents (IR, NMR, UV/Vis) , Stable Isotopes |  | mol wt 47.08,99.5 atom % D,n 20/D 1.359(lit.),M+1 | , |  |  | 0.806 g/mL at 25 °C,mol wt 47.08,99.5 atom % D,M+1,78 °C(lit.),-114 °C(lit.),n 20/D 1.359(lit.)
Ethan(ol-d),99 atom % D,C,1731246,213-128-9,MFCD00044669,24868710 | 452556 | 925-93-9 | Aldrich | 氘代乙醇-d1 | (PDF) | 99% (CP),,78 °C(lit.),-114 °C(lit.),0.806 g/mL at 25 °C | Additional NMR Solvents , Alcohols (except Methanol) , Alphabetical Listings , E-F , NMR Solvents , NMR Solvents and Reagents , Solvent by Application , Solvents , Spectroscopy Solvents (IR, NMR, UV/Vis) , Stable Isotopes |  | mol wt 47.08,99 atom % D,n 20/D 1.359(lit.),M+1 | , |  |  | 99% (CP),0.806 g/mL at 25 °C,mol wt 47.08,99 atom % D,M+1,78 °C(lit.),-114 °C(lit.),n 20/D 1.359(lit.)
Ethylene-d 4 glycol,98 atom % D,HOCD,,218-730-5,MFCD00144289,24861502 | 347442 | 2219-51-4 | Aldrich | 氘代乙二醇 | (PDF) | 99% (CP),,196-198 °C(lit.),-13 °C(lit.),1.184 g/mL at 25 °C | Additional NMR Solvents , Alcohols (except Methanol) , Alphabetical Listings , E-F , NMR Solvents , NMR Solvents and Reagents , Solvent by Application , Solvents , Spectroscopy Solvents (IR, NMR, UV/Vis) , Stable Isotopes |  | mol wt 66.01,98 atom % D,n 20/D 1.428(lit.),M+4 | , |  |  | 99% (CP),1.184 g/mL at 25 °C,mol wt 66.01,98 atom % D,M+4,196-198 °C(lit.),-13 °C(lit.),n 20/D 1.428(lit.)
Ethylene glycol-d 6,98 atom % D,DOCD,,239-122-6,MFCD00078666,24877757 | 530549 | 15054-86-1 | Aldrich | 氘代乙二醇-d 6 |  | 99% (CP),,196-198 °C(lit.),-13 °C(lit.),1.220 g/mL at 25 °C | Additional NMR Solvents , Alcohols (except Methanol) , Alphabetical Listings , E-F , NMR Solvents , NMR Solvents and Reagents , Solvent by Application , Solvents , Spectroscopy Solvents (IR, NMR, UV/Vis) , Stable Isotopes |  | mol wt 68.12,98 atom % D,n 20/D 1.431(lit.),M+6 | , |  |  | 99% (CP),1.220 g/mL at 25 °C,mol wt 68.12,98 atom % D,M+6,196-198 °C(lit.),-13 °C(lit.),n 20/D 1.431(lit.)
1,1,1,3,3,3- Hexafluoro- 2- propanol- d 2,99 atom % D,(CF,,254-091-9,MFCD00037559,24867618 | 440671 | 38701-74-5 | Aldrich | 1,1,1,3,3,3- 六氟代- 2- 丙醇- d 2 |  | 99% (CP),,59 °C(lit.),−4 °C(lit.),1.615 g/mL at 25 °C | Additional NMR Solvents , Alcohols (except Methanol) , Alphabetical Listings , G-H , NMR Solvents , NMR Solvents and Reagents , Solvent by Application , Solvents , Spectroscopy Solvents (IR, NMR, UV/Vis) , Stable Isotopes |  | mol wt 170.03 by atom % calculation,99 atom % D,n 20/D 1.275(lit.),M+2 | , |  |  | 99% (CP),1.615 g/mL at 25 °C,mol wt 170.03 by atom % calculation,99 atom % D,M+2,59 °C(lit.),−4 °C(lit.),n 20/D 1.275(lit.)
Pentafluorophen(ol- d),98 atom % D,C,,,MFCD00209775,24865776 | 411957 | 105596-34-7 | Aldrich | 五氟苯酚-d |  | ,,143 °C(lit.),34-36 °C(lit.), | Additional NMR Solvents , Alcohols (except Methanol) , Alphabetical Listings , NMR Solvents , NMR Solvents and Reagents , P , Solvent by Application , Solvents , Spectroscopy Solvents (IR, NMR, UV/Vis) , Stable Isotopes |  | mol wt 185.07,98 atom % D,M+1 | , |  |  | mol wt 185.07,98 atom % D,143 °C(lit.),34-36 °C(lit.),M+1
2-Propanol-d 8,99.5 atom % D,CD,1816231,245-189-2,MFCD00044341,24850536 | 175897 | 22739-76-0 | Aldrich | 2-丙醇-d 8 | (PDF) | 99% (CP),,82 °C(lit.),,0.890 g/mL at 25 °C(lit.) | 2-Propanol (Isopropanol) , Additional NMR Solvents , Alcohols (except Methanol) , Alphabetical Listings , NMR Solvents , NMR Solvents and Reagents , P , Solvent by Type , Solvent by Application , Solvents , Spectroscopy Solvents (IR, NMR, UV/Vis) , Stable Isotopes |  | mol wt 68.16,99.5 atom % D,n 20/D 1.3728(lit.),M+8 | , |  |  | 99% (CP),0.890 g/mL at 25 °C(lit.),mol wt 68.16,99.5 atom % D,M+8,82 °C(lit.),n 20/D 1.3728(lit.)
2,2,2- Trifluoroethanol- d 3,99.5 atom % D,CF,,278-649-6,MFCD00037682,24864674 | 396532 | 77253-67-9 | Aldrich | 2,2,2-三氟乙醇-d 3 | (PDF) | 99% (CP),,77-80 °C(lit.),−44 °C(lit.),1.415 g/mL at 25 °C(lit.) | Additional NMR Solvents , Alcohols (except Methanol) , Alphabetical Listings , NMR Solvents , NMR Solvents and Reagents , Solvent by Application , Solvents , Spectroscopy Solvents (IR, NMR, UV/Vis) , Stable Isotopes , T |  | mol wt 103.04 by atom % calculation,mol wt 103.06,99.5 atom % D,n 20/D 1.3(lit.),M+3 | , |  |  | mol wt 103.06,99% (CP),1.415 g/mL at 25 °C(lit.),mol wt 103.04 by atom % calculation,99.5 atom % D,M+3,77-80 °C(lit.),−44 °C(lit.),n 20/D 1.3(lit.)
Benzene-d 6,"100%", 99.96 atom % D,C,1905426,214-061-8,MFCD00003010,24850534 | 175870 | 1076-43-3 | Aldrich | 苯-d 6 | (PDF) | 99% (CP),,79.1 °C/760 mmHg(lit.),6.8 °C(lit.),0.950 g/mL at 25 °C(lit.) | Alphabetical Listings , B , Benzene-d 6 , NMR Solvents , NMR Solvents and Reagents , Solvent by Application , Solvents , Spectroscopy Solvents (IR, NMR, UV/Vis) , Stable Isotopes |  | 99.96 atom % D,n 20/D 1.497(lit.),M+6 | , |  |  | 99% (CP),0.950 g/mL at 25 °C(lit.),99.96 atom % D,M+6,79.1 °C/760 mmHg(lit.),6.8 °C(lit.),n 20/D 1.497(lit.)
Benzene-d 6,"100%", 99.96 atom % D,C,1905426,214-061-8,MFCD00003010,24854204 | 236977 | 1076-43-3 | Aldrich | 苯-d 6 | (PDF) | ,,79.1 °C/760 mmHg(lit.),6.8 °C(lit.),0.950 g/mL at 25 °C(lit.) | Alphabetical Listings , B , Benzene-d 6 , NMR Solvents , NMR Solvents and Reagents , Solvent by Application , Solvents , Spectroscopy Solvents (IR, NMR, UV/Vis) , Stable Isotopes |  | pk of 10 × 0.5 mL,99.96 atom % D,n 20/D 1.497(lit.),M+6 | , |  |  | 0.950 g/mL at 25 °C(lit.),99.96 atom % D,M+6,pk of 10 × 0.5 mL,79.1 °C/760 mmHg(lit.),6.8 °C(lit.),n 20/D 1.497(lit.)
Benzene-d 6,"100%", 99.96 atom % D, contains 0.03 % (v/v) TMS,C,1905426,214-061-8,MFCD00003010,24879953 | 561509 | 1076-43-3 | Aldrich | 苯-d 6 | (PDF) | ,,79.1 °C/760 mmHg(lit.),6.8 °C(lit.),0.950 g/mL at 25 °C(lit.) | Benzene-d 6 , NMR Solvents , NMR Solvents and Reagents , Solvent by Application , Solvents , Spectroscopy Solvents (IR, NMR, UV/Vis) , Stable Isotopes |  | 0.03 % (v/v) TMS,n 20/D 1.497(lit.),99.96 atom % D,M+6 | , |  |  | 99.96 atom % D,0.950 g/mL at 25 °C(lit.),0.03 % (v/v) TMS,M+6,79.1 °C/760 mmHg(lit.),6.8 °C(lit.),n 20/D 1.497(lit.)
Benzene-d 6,99.6 atom % D,C,1905426,214-061-8,MFCD00003010,24849165 | 151815 | 1076-43-3 | Aldrich | 苯-d 6 | (PDF) | 99% (CP),,79.1 °C/760 mmHg(lit.),6.8 °C(lit.),0.950 g/mL at 25 °C(lit.) | Alphabetical Listings , B , Benzene-d 6 , NMR Solvents , NMR Solvents and Reagents , Solvent by Application , Solvents , Spectroscopy Solvents (IR, NMR, UV/Vis) , Stable Isotopes |  | 99.6 atom % D,n 20/D 1.497(lit.),M+6 | , |  |  | 99% (CP),0.950 g/mL at 25 °C(lit.),99.6 atom % D,M+6,79.1 °C/760 mmHg(lit.),6.8 °C(lit.),n 20/D 1.497(lit.)
Benzene-d 6,99.6 atom % D, contains 0.03 % (v/v) TMS,C,1905426,214-061-8,MFCD00003010,24862469 | 364940 | 1076-43-3 | Aldrich | 苯-d 6 | (PDF) | 99% (CP),,79.1 °C/760 mmHg(lit.),6.8 °C(lit.),0.950 g/mL at 25 °C(lit.) | Alphabetical Listings , B , Benzene-d 6 , NMR Solvents , NMR Solvents and Reagents , Solvent by Application , Solvents , Spectroscopy Solvents (IR, NMR, UV/Vis) , Stable Isotopes |  | 0.03 % (v/v) TMS,n 20/D 1.497(lit.),99.6 atom % D,M+6 | , |  |  | 99.6 atom % D,99% (CP),0.950 g/mL at 25 °C(lit.),0.03 % (v/v) TMS,M+6,79.1 °C/760 mmHg(lit.),6.8 °C(lit.),n 20/D 1.497(lit.)
Benzene-d 6,99 atom % D,C,1905426,214-061-8,MFCD00003010,24850541 | 175978 | 1076-43-3 | Aldrich | 苯-d 6 | (PDF) | ,,79.1 °C/760 mmHg(lit.),6.8 °C(lit.),0.950 g/mL at 25 °C(lit.) | Alphabetical Listings , B , Benzene-d 6 , NMR Solvents , NMR Solvents and Reagents , Solvent by Application , Solvents , Spectroscopy Solvents (IR, NMR, UV/Vis) , Stable Isotopes |  | 99 atom % D,n 20/D 1.497(lit.),M+6 | , |  |  | 0.950 g/mL at 25 °C(lit.),99 atom % D,M+6,79.1 °C/760 mmHg(lit.),6.8 °C(lit.),n 20/D 1.497(lit.)
Benzene-d 6,anhydrous, 99.6 atom % D,C,1905426,214-061-8,MFCD00003010,24880585 | 570680 | 1076-43-3 | Aldrich | 苯-d 6 | (PDF) | ,,79.1 °C/760 mmHg(lit.),6.8 °C(lit.),0.950 g/mL at 25 °C(lit.) | Anhydrous NMR Solvents , Benzene-d 6 , NMR Solvents , NMR Solvents and Reagents , Solvent by Application , Solvents , Specialty NMR Solvents , Spectroscopy Solvents (IR, NMR, UV/Vis) , Stable Isotopes |  | anhydrous,99.6 atom % D,n 20/D 1.497(lit.),M+6 | , |  |  | 0.950 g/mL at 25 °C(lit.),anhydrous,99.6 atom % D,<10 ppm water,79.1 °C/760 mmHg(lit.),6.8 °C(lit.),M+6,n 20/D 1.497(lit.)
Bromobenzene-d 5,99.5 atom % D,C,1866602,224-013-8,MFCD00000056,24850526 | 175730 | 4165-57-5 | Aldrich | 溴苯d 5 | (PDF) | 99% (CP),,53 °C/23 mmHg(lit.),,1.539 g/mL at 25 °C(lit.) | Additional NMR Solvents , Alphabetical Listings , B , Benzene Derivatives , NMR Solvents , NMR Solvents and Reagents , Solvent by Application , Solvents , Spectroscopy Solvents (IR, NMR, UV/Vis) , Stable Isotopes |  | mol wt 162.06,99.5 atom % D,n 20/D 1.5585(lit.),M+5 | , |  |  | 99% (CP),1.539 g/mL at 25 °C(lit.),mol wt 162.06,99.5 atom % D,M+5,53 °C/23 mmHg(lit.),n 20/D 1.5585(lit.)
Chlorobenzene-d 5,99 atom % D,C,1866335,221-482-0,MFCD00000531,24850589 | 176605 | 3114-55-4 | Aldrich | 氯苯-d 5 | (PDF) | 99% (CP),,130-130.5 °C(lit.),,1.157 g/mL at 25 °C(lit.) | Additional NMR Solvents , Alphabetical Listings , Benzene Derivatives , C , NMR Solvents , NMR Solvents and Reagents , Solvent by Application , Solvents , Spectroscopy Solvents (IR, NMR, UV/Vis) , Stable Isotopes |  | mol wt 117.60,99 atom % D,n 20/D 1.522(lit.),M+5 | , |  |  | 99% (CP),1.157 g/mL at 25 °C(lit.),mol wt 117.60,99 atom % D,M+5,130-130.5 °C(lit.),n 20/D 1.522(lit.)
1,2- Dichlorobenzene- d 4,98 atom % D,C,1950096,218-606-0,MFCD00037106,24859968 | 331511 | 2199-69-1 | Aldrich | 氘代邻二氯苯 | (PDF) | 99% (CP),,178-180 °C(lit.),,1.341 g/mL at 25 °C(lit.) | Additional NMR Solvents , Alphabetical Listings , Benzene Derivatives , D , NMR Solvents , NMR Solvents and Reagents , Solvent by Application , Solvents , Spectroscopy Solvents (IR, NMR, UV/Vis) , Stable Isotopes |  | 98 atom % D,n 20/D 1.5509(lit.),M+4 | , |  |  | 99% (CP),1.341 g/mL at 25 °C(lit.),98 atom % D,M+4,178-180 °C(lit.),n 20/D 1.5509(lit.)
Ethylbenzene-d 10,99 atom % D,C,1960387,247-292-8,MFCD00044343,24867365 | 437344 | 25837-05-2 | Aldrich | 乙苯-d 10 | (PDF) | ,,134.6 °C(lit.),-95 °C(lit.),0.949 g/mL at 25 °C(lit.) | Additional NMR Solvents , Alphabetical Listings , Benzene Derivatives , E-F , NMR Solvents , NMR Solvents and Reagents , Solvent by Application , Solvents , Spectroscopy Solvents (IR, NMR, UV/Vis) , Stable Isotopes |  | mol wt 116.03 by atom % calculation,99 atom % D,n 20/D 1.492(lit.),M+10 | , |  |  | 0.949 g/mL at 25 °C(lit.),mol wt 116.03 by atom % calculation,99 atom % D,M+10,134.6 °C(lit.),-95 °C(lit.),n 20/D 1.492(lit.)
Fluorobenzene-d 5,98 atom % D, 99% (CP),C,,215-831-6,MFCD00000281,24850530 | 175803 | 1423-10-5 | Aldrich | 氟(代)苯-d 5 | (PDF) | 99% (CP),,84.4 °C(lit.),,1.078 g/mL at 25 °C | Additional NMR Solvents , Alphabetical Listings , Benzene Derivatives , E-F , NMR Solvents , NMR Solvents and Reagents , Solvent by Application , Solvents , Spectroscopy Solvents (IR, NMR, UV/Vis) , Stable Isotopes |  | mol wt 101.08 by atom % calculation,98 atom % D,n 20/D 1.4651(lit.),M+5 | , |  |  | 99% (CP),1.078 g/mL at 25 °C,mol wt 101.08 by atom % calculation,98 atom % D,M+5,84.4 °C(lit.),n 20/D 1.4651(lit.)
Nitrobenzene-d 5,99.5 atom % D,C,1455693,224-014-3,MFCD00044415,24849184 | 151955 | 4165-60-0 | Aldrich | 硝基苯-d 5 | (PDF) | 99% (CP),,88 °C/12 mmHg(lit.),,1.253 g/mL at 25 °C(lit.) | Additional NMR Solvents , Alphabetical Listings , Benzene Derivatives , N-O , NMR Solvents , NMR Solvents and Reagents , Solvent by Application , Solvents , Spectroscopy Solvents (IR, NMR, UV/Vis) , Stable Isotopes |  | mol wt 128.15,99.5 atom % D,n 20/D 1.5498(lit.),M+5 | , |  |  | 99% (CP),1.253 g/mL at 25 °C(lit.),mol wt 128.15,99.5 atom % D,M+5,88 °C/12 mmHg(lit.),n 20/D 1.5498(lit.)
Chloroform-d,"100%", 99.96 atom % D,CDCl,1697633,212-742-4,MFCD00000827,24849171 | 151858 | 865-49-6 | Aldrich | 氯仿-d | (PDF) | 99% (CP),,60.9 °C(lit.),−64 °C(lit.),1.500 g/mL at 25 °C(lit.) | Alphabetical Listings , C , Chloroform , Chloroform-d , NMR Solvents , NMR Solvents and Reagents , Solvent by Type , Solvent by Application , Solvents , Spectroscopy Solvents (IR, NMR, UV/Vis) , Stable Isotopes |  | 99.96 atom % D,n 20/D 1.444(lit.),M+1 | , |  |  | 99% (CP),1.500 g/mL at 25 °C(lit.),99.96 atom % D,M+1,60.9 °C(lit.),−64 °C(lit.),n 20/D 1.444(lit.)
Chloroform-d,"100%", 99.96 atom % D,CDCl,1697633,212-742-4,MFCD00000827,24854198 | 236918 | 865-49-6 | Aldrich | 氯仿-d | (PDF) | ,,60.9 °C(lit.),−64 °C(lit.),1.500 g/mL at 25 °C(lit.) | Alphabetical Listings , C , Chloroform , Chloroform-d , NMR Solvents , NMR Solvents and Reagents , Solvent by Type , Solvent by Application , Solvents , Spectroscopy Solvents (IR, NMR, UV/Vis) , Stable Isotopes |  | pk of 10 × 0.5 mL,99.96 atom % D,n 20/D 1.444(lit.),M+1 | , |  |  | 1.500 g/mL at 25 °C(lit.),99.96 atom % D,M+1,pk of 10 × 0.5 mL,60.9 °C(lit.),−64 °C(lit.),n 20/D 1.444(lit.)
Chloroform-d,"100%", 99.96 atom % D, contains 0.03 % (v/v) TMS,CDCl,1697633,212-742-4,MFCD00000827,24872890 | 494275 | 865-49-6 | Aldrich | 氯仿-d | (PDF) | ,,60.9 °C(lit.),−64 °C(lit.),1.500 g/mL at 25 °C(lit.) | Alphabetical Listings , C , Chloroform , Chloroform-d , NMR Solvents , NMR Solvents and Reagents , Solvent by Type , Solvent by Application , Solvents , Spectroscopy Solvents (IR, NMR, UV/Vis) , Stable Isotopes |  | 0.03 % (v/v) TMS,n 20/D 1.444(lit.),99.96 atom % D,M+1 | , |  |  | 99.96 atom % D,1.500 g/mL at 25 °C(lit.),0.03 % (v/v) TMS,M+1,60.9 °C(lit.),−64 °C(lit.),n 20/D 1.444(lit.)
Chloroform-d,"100%", 99.96 atom % D, contains 0.5 wt. % silver wire as stabilizer,CDCl,1697633,212-742-4,MFCD00000827,24867055 | 431915 | 865-49-6 | Aldrich | 氯仿-d | (PDF) | ,,60.9 °C(lit.),−64 °C(lit.),1.500 g/mL at 25 °C(lit.) | Alphabetical Listings , C , Chloroform , Chloroform-d , NMR Solvents , NMR Solvents and Reagents , Solvent by Type , Solvent by Application , Solvents , Spectroscopy Solvents (IR, NMR, UV/Vis) , Stable Isotopes |  | 0.5 wt. % silver wire as stabilizer,n 20/D 1.444(lit.),99.96 atom % D,M+1 | , |  |  | 99.96 atom % D,1.500 g/mL at 25 °C(lit.),0.5 wt. % silver wire as stabilizer,M+1,60.9 °C(lit.),−64 °C(lit.),n 20/D 1.444(lit.)
Chloroform-d,99.8 atom % D,CDCl,1697633,212-742-4,MFCD00000827,24849167 | 151823 | 865-49-6 | Aldrich | 氯仿-d | (PDF) | 99% (CP),,60.9 °C(lit.),−64 °C(lit.),1.500 g/mL at 25 °C(lit.) | Alphabetical Listings , C , Chloroform , Chloroform-d , NMR Solvents , NMR Solvents and Reagents , Solvent by Type , Solvent by Application , Solvents , Spectroscopy Solvents (IR, NMR, UV/Vis) , Stable Isotopes |  | 99.8 atom % D,n 20/D 1.444(lit.),M+1 | , |  |  | 99% (CP),1.500 g/mL at 25 °C(lit.),99.8 atom % D,M+1,60.9 °C(lit.),−64 °C(lit.),n 20/D 1.444(lit.)
Chloroform-d,99.8 atom % D,CDCl,1697633,212-742-4,MFCD00000827,24874242 | 522015 | 865-49-6 | Aldrich | 氯仿-d | (PDF) | ,,60.9 °C(lit.),−64 °C(lit.),1.500 g/mL at 25 °C(lit.) | Alphabetical Listings , C , Chloroform , Chloroform-d , NMR Solvents , NMR Solvents and Reagents , Solvent by Type , Solvent by Application , Solvents , Spectroscopy Solvents (IR, NMR, UV/Vis) , Stable Isotopes |  | pk of 10 × 0.6 mL,99.8 atom % D,n 20/D 1.444(lit.),M+1 | , |  |  | 1.500 g/mL at 25 °C(lit.),99.8 atom % D,M+1,pk of 10 × 0.6 mL,60.9 °C(lit.),−64 °C(lit.),n 20/D 1.444(lit.)
Chloroform-d,99.8 atom % D, contains 0.03 % (v/v) TMS,CDCl,1697633,212-742-4,MFCD00000827,24853521 | 225789 | 865-49-6 | Aldrich | 氯仿-d | (PDF) | 99% (CP),,60.9 °C(lit.),−64 °C(lit.),1.500 g/mL at 25 °C(lit.) | Alphabetical Listings , C , Chloroform-d , NMR Solvents , NMR Solvents and Reagents , Solvent by Application , Solvents , Spectroscopy Solvents (IR, NMR, UV/Vis) , Stable Isotopes |  | 0.03 % (v/v) TMS,n 20/D 1.444(lit.),99.8 atom % D,M+1 | , |  |  | 99.8 atom % D,99% (CP),1.500 g/mL at 25 °C(lit.),0.03 % (v/v) TMS,M+1,60.9 °C(lit.),−64 °C(lit.),n 20/D 1.444(lit.)
Chloroform-d,99.8 atom % D, contains 0.05 % (v/v) TMS,CDCl,1697633,212-742-4,MFCD00000827,24882093 | 612200 | 865-49-6 | Aldrich | 氯仿-d | (PDF) | 99% (CP),,60.9 °C(lit.),−64 °C(lit.),1.500 g/mL at 25 °C(lit.) | Alphabetical Listings , C , Chloroform , Chloroform-d , NMR Solvents , NMR Solvents and Reagents , Solvent by Type , Solvent by Application , Solvents , Spectroscopy Solvents (IR, NMR, UV/Vis) , Stable Isotopes |  | 0.05 % (v/v) TMS,n 20/D 1.444(lit.),99.8 atom % D,M+1 | , |  |  | 99.8 atom % D,99% (CP),1.500 g/mL at 25 °C(lit.),0.05 % (v/v) TMS,M+1,60.9 °C(lit.),−64 °C(lit.),n 20/D 1.444(lit.)
Chloroform-d,99.8 atom % D, contains 0.1 % (v/v) TMS,CDCl,1697633,212-742-4,MFCD00000827,24867214 | 434876 | 865-49-6 | Aldrich | 氯仿-d | (PDF) | ,,60.9 °C(lit.),−64 °C(lit.),1.500 g/mL at 25 °C(lit.) | Alphabetical Listings , C , Chloroform , Chloroform-d , NMR Solvents , NMR Solvents and Reagents , Solvent by Type , Solvent by Application , Solvents , Spectroscopy Solvents (IR, NMR, UV/Vis) , Stable Isotopes |  | 0.1 % (v/v) TMS,n 20/D 1.444(lit.),99.8 atom % D,M+1 | , |  |  | 99.8 atom % D,1.500 g/mL at 25 °C(lit.),0.1 % (v/v) TMS,M+1,60.9 °C(lit.),−64 °C(lit.),n 20/D 1.444(lit.)
Chloroform-d,99.8 atom % D, contains 1 % (v/v) TMS,CDCl,1697633,212-742-4,MFCD00000827,24849168 | 151831 | 865-49-6 | Aldrich | 氯仿-d | (PDF) | 99% (CP),,60.9 °C(lit.),−64 °C(lit.),1.500 g/mL at 25 °C(lit.) | Alphabetical Listings , C , Chloroform , Chloroform-d , NMR Solvents , NMR Solvents and Reagents , Solvent by Type , Solvent by Application , Solvents , Spectroscopy Solvents (IR, NMR, UV/Vis) , Stable Isotopes |  | 1 % (v/v) TMS,n 20/D 1.444(lit.),99.8 atom % D,M+1 | , |  |  | 99.8 atom % D,99% (CP),1.500 g/mL at 25 °C(lit.),1 % (v/v) TMS,M+1,60.9 °C(lit.),−64 °C(lit.),n 20/D 1.444(lit.)
Chloroform-d,99.8 atom % D, contains 0.5 wt. % silver foil as stabilizer,CDCl,1697633,212-742-4,MFCD00000827,24865925 | 416754 | 865-49-6 | Aldrich | 氯仿-d | (PDF) | ,,60.9 °C(lit.),−64 °C(lit.),1.500 g/mL at 25 °C(lit.) | Alphabetical Listings , C , Chloroform , Chloroform-d , NMR Solvents , NMR Solvents and Reagents , Solvent by Type , Solvent by Application , Solvents , Spectroscopy Solvents (IR, NMR, UV/Vis) , Stable Isotopes |  | 0.5 wt. % silver foil as stabilizer,n 20/D 1.444(lit.),99.8 atom % D,M+1 | , |  |  | 99.8 atom % D,1.500 g/mL at 25 °C(lit.),0.5 wt. % silver foil as stabilizer,M+1,60.9 °C(lit.),−64 °C(lit.),n 20/D 1.444(lit.)
Chloroform-d,99.8 atom % D, contains 0.5 wt. % silver foil as stabilizer, 0.03 % (v/v) TMS,CDCl,1697633,212-742-4,MFCD00000827,24877772 | 530735 | 865-49-6 | Aldrich | 氯仿-d | (PDF) | ,,60.9 °C(lit.),−64 °C(lit.),1.500 g/mL at 25 °C(lit.) | Alphabetical Listings , C , Chloroform , Chloroform-d , NMR Solvents , NMR Solvents and Reagents , Solvent by Type , Solvent by Application , Solvents , Spectroscopy Solvents (IR, NMR, UV/Vis) , Stable Isotopes |  | 0.03 % (v/v) TMS,0.5 wt. % silver foil as stabilizer,n 20/D 1.444(lit.),99.8 atom % D,M+1 | , |  |  | 0.03 % (v/v) TMS,99.8 atom % D,1.500 g/mL at 25 °C(lit.),0.5 wt. % silver foil as stabilizer,M+1,60.9 °C(lit.),−64 °C(lit.),n 20/D 1.444(lit.)
Chloroform-d,99.8 atom % D, anhydrous,CDCl,1697633,212-742-4,MFCD00000827,24880586 | 570699 | 865-49-6 | Aldrich | 氯仿-d | (PDF) | ,,60.9 °C(lit.),−64 °C(lit.),1.500 g/mL at 25 °C(lit.) | Anhydrous NMR Solvents , Chloroform , Chloroform-d , NMR Solvents , NMR Solvents and Reagents , Solvent by Type , Solvent by Application , Solvents , Specialty NMR Solvents , Spectroscopy Solvents (IR, NMR, UV/Vis) , Stable Isotopes |  | anhydrous,99.8 atom % D,n 20/D 1.444(lit.),M+1 | , |  |  | 1.500 g/mL at 25 °C(lit.),anhydrous,99.8 atom % D,<10 ppm water,60.9 °C(lit.),−64 °C(lit.),M+1,n 20/D 1.444(lit.)
Cyclohexane-d 12,99.6 atom % D,C,1908842,217-077-3,MFCD00044212,24849172 | 151866 | 1735-17-7 | Aldrich | 环己烷-d 12 | (PDF) | 99% (CP),,80.7 °C(lit.),,0.893 g/mL at 25 °C(lit.) | Alphabetical Listings , C , Cyclohexane-d 12 , NMR Solvents , NMR Solvents and Reagents , Solvent by Application , Solvents , Spectroscopy Solvents (IR, NMR, UV/Vis) , Stable Isotopes |  | 99.6 atom % D,n 20/D 1.421(lit.),M+12 | , |  |  | 99% (CP),0.893 g/mL at 25 °C(lit.),99.6 atom % D,M+12,80.7 °C(lit.),n 20/D 1.421(lit.)
Cyclohexane-d 12,99.6 atom % D,C,1908842,217-077-3,MFCD00044212,24856344 | 269735 | 1735-17-7 | Aldrich | 环己烷-d 12 | (PDF) | 99% (CP),,80.7 °C(lit.),,0.893 g/mL at 25 °C(lit.) | Alphabetical Listings , C , Cyclohexane-d 12 , NMR Solvents , NMR Solvents and Reagents , Solvent by Application , Solvents , Spectroscopy Solvents (IR, NMR, UV/Vis) , Stable Isotopes |  | pkg of 10 × 1 mL,99.6 atom % D,n 20/D 1.421(lit.),M+12 | , |  |  | 99% (CP),0.893 g/mL at 25 °C(lit.),99.6 atom % D,M+12,pkg of 10 × 1 mL,80.7 °C(lit.),n 20/D 1.421(lit.)
Deuterium oxide,extra, 99.994 atom % D,D,,232-148-9,MFCD00044636,24882119 | 613398 | 7789-20-0 | Aldrich | 氧化氘 | (PDF) | ,,101.4 °C(lit.),3.8 °C(lit.),1.107 g/mL at 25 °C(lit.) | "Ultra" and "Extra" Enriched D 2 O , Alphabetical Listings , D , Deuterium oxide , NMR Solvents , NMR Solvents and Reagents , Solvent by Application , Solvents , Specialty NMR Solvents , Spectroscopy Solvents (IR, NMR, UV/Vis) , Stable Isotopes |  | 99.994 atom % D,n 20/D 1.328(lit.) | , |  |  | n 20/D 1.328(lit.),99.994 atom % D,101.4 °C(lit.),3.8 °C(lit.),1.107 g/mL at 25 °C(lit.)
Deuterium oxide,"100%", 99.990 atom % D,D,,232-148-9,MFCD00044636,24851506 | 191701 | 7789-20-0 | Aldrich | 氧化氘 | (PDF) | ,,101.4 °C(lit.),3.8 °C(lit.),1.107 g/mL at 25 °C(lit.) | Alphabetical Listings , D , Deuterium oxide , NMR Solvents , NMR Solvents and Reagents , Solvent by Application , Solvents , Spectroscopy Solvents (IR, NMR, UV/Vis) , Stable Isotopes |  | 99.990 atom % D,n 20/D 1.328(lit.) | , |  |  | n 20/D 1.328(lit.),99.990 atom % D,101.4 °C(lit.),3.8 °C(lit.),1.107 g/mL at 25 °C(lit.)
Deuterium oxide,standard, 99.98 atom %±0.01 atom % D,D,,232-148-9,MFCD00044636,24862426 | 364312 | 7789-20-0 | Aldrich | 氧化氘 | (PDF) | ,,101.4 °C(lit.),3.8 °C(lit.),1.107 g/mL at 25 °C(lit.) | Deuterium oxide , NMR Solvents , NMR Solvents and Reagents , Solvent by Application , Solvents , Spectroscopy Solvents (IR, NMR, UV/Vis) , Stable Isotopes |  | standard,99.98 atom %±0.01atom % D,n 20/D 1.328(lit.) | , |  |  | 1.107 g/mL at 25 °C(lit.),standard,99.98 atom %±0.01atom % D,101.4 °C(lit.),3.8 °C(lit.),n 20/D 1.328(lit.)
Deuterium oxide,"100%", 99.96 atom % D,D,,232-148-9,MFCD00044636,24849177 | 151890 | 7789-20-0 | Aldrich | 氧化氘 | (PDF) | ,,101.4 °C(lit.),3.8 °C(lit.),1.107 g/mL at 25 °C(lit.) | Alphabetical Listings , D , Deuterium oxide , NMR Solvents , NMR Solvents and Reagents , Solvent by Application , Solvents , Spectroscopy Solvents (IR, NMR, UV/Vis) , Stable Isotopes |  | 99.96 atom % D,n 20/D 1.328(lit.) | , |  |  | n 20/D 1.328(lit.),99.96 atom % D,101.4 °C(lit.),3.8 °C(lit.),1.107 g/mL at 25 °C(lit.)
Deuterium oxide,"100%", 99.96 atom % D,D,,232-148-9,MFCD00044636,24856349 | 269786 | 7789-20-0 | Aldrich | 氧化氘 | (PDF) | ,,101.4 °C(lit.),3.8 °C(lit.),1.107 g/mL at 25 °C(lit.) | Alphabetical Listings , D , Deuterium oxide , NMR Solvents , NMR Solvents and Reagents , Solvent by Application , Solvents , Spectroscopy Solvents (IR, NMR, UV/Vis) , Stable Isotopes |  | pk of 10 × 0.5 mL,99.96 atom % D,n 20/D 1.328(lit.) | , |  |  | 1.107 g/mL at 25 °C(lit.),99.96 atom % D,pk of 10 × 0.5 mL,101.4 °C(lit.),3.8 °C(lit.),n 20/D 1.328(lit.)
Deuterium oxide,"100%", 99.96 atom % D,D,,232-148-9,MFCD00044636,24867656 | 441368 | 7789-20-0 | Aldrich | 氧化氘 | (PDF) | ,,101.4 °C(lit.),3.8 °C(lit.),1.107 g/mL at 25 °C(lit.) | Alphabetical Listings , D , Deuterium oxide , NMR Solvents , NMR Solvents and Reagents , Solvent by Application , Solvents , Spectroscopy Solvents (IR, NMR, UV/Vis) , Stable Isotopes |  | pk of 10 × 0.75 mL,99.96 atom % D,n 20/D 1.328(lit.) | , |  |  | 1.107 g/mL at 25 °C(lit.),99.96 atom % D,pk of 10 × 0.75 mL,101.4 °C(lit.),3.8 °C(lit.),n 20/D 1.328(lit.)
Deuterium oxide,"100%", 99.96 atom % D,D,,232-148-9,MFCD00044636,24866494 | 423459 | 7789-20-0 | Aldrich | 氧化氘 | (PDF) | ,,101.4 °C(lit.),3.8 °C(lit.),1.107 g/mL at 25 °C(lit.) | Alphabetical Listings , D , Deuterium oxide , NMR Solvents , NMR Solvents and Reagents , Solvent by Application , Solvents , Spectroscopy Solvents (IR, NMR, UV/Vis) , Stable Isotopes |  | pk of 10 × 1 mL,99.96 atom % D,n 20/D 1.328(lit.) | , |  |  | 1.107 g/mL at 25 °C(lit.),99.96 atom % D,pk of 10 × 1 mL,101.4 °C(lit.),3.8 °C(lit.),n 20/D 1.328(lit.)
Deuterium oxide,"100%", 99.96 atom % D, purified by glass distillation,D,,232-148-9,MFCD00044636,24851541 | 192341 | 7789-20-0 | Aldrich | 氧化氘 | (PDF) | ,,101.4 °C(lit.),3.8 °C(lit.),1.107 g/mL at 25 °C(lit.) | Alphabetical Listings , D , Deuterium oxide , NMR Solvents , NMR Solvents and Reagents , Solvent by Application , Solvents , Spectroscopy Solvents (IR, NMR, UV/Vis) , Stable Isotopes |  | glass distillation,99.96 atom % D,n 20/D 1.328(lit.) | , |  |  | 1.107 g/mL at 25 °C(lit.),99.96 atom % D,101.4 °C(lit.),3.8 °C(lit.),glass distillation,n 20/D 1.328(lit.)
Deuterium oxide,99.9 atom % D,D,,232-148-9,MFCD00044636,24849176 | 151882 | 7789-20-0 | Aldrich | 氧化氘 | (PDF) | ,,101.4 °C(lit.),3.8 °C(lit.),1.107 g/mL at 25 °C(lit.) | Alphabetical Listings , Biomolecular NMR , D , Deuterium oxide , Minimal Media Components , NMR Solvents , NMR Solvents and Reagents , Solvent by Application , Solvents , Spectroscopy Solvents (IR, NMR, UV/Vis) , Stable Isotopes |  | 99.9 atom % D,n 20/D 1.328(lit.) | , |  |  | n 20/D 1.328(lit.),99.9 atom % D,101.4 °C(lit.),3.8 °C(lit.),1.107 g/mL at 25 °C(lit.)
Deuterium oxide,99.9 atom % D,D,,232-148-9,MFCD00044636,24877781 | 530867 | 7789-20-0 | Aldrich | 氧化氘 | (PDF) | ,,101.4 °C(lit.),3.8 °C(lit.),1.107 g/mL at 25 °C(lit.) | Alphabetical Listings , D , Deuterium oxide , NMR Solvents , NMR Solvents and Reagents , Solvent by Application , Solvents , Spectroscopy Solvents (IR, NMR, UV/Vis) , Stable Isotopes |  | 99.9 atom % D,n 20/D 1.328(lit.) | , |  |  | n 20/D 1.328(lit.),99.9 atom % D,101.4 °C(lit.),3.8 °C(lit.),1.107 g/mL at 25 °C(lit.)
Deuterium oxide,99.9 atom % D, glass distilled,D,,232-148-9,MFCD00044636,24882120 | 613444 | 7789-20-0 | Aldrich | 氧化氘 | (PDF) | ,,101.4 °C(lit.),3.8 °C(lit.),1.107 g/mL at 25 °C(lit.) | Alphabetical Listings , D , Deuterium oxide , NMR Solvents , NMR Solvents and Reagents , Solvent by Application , Solvents , Spectroscopy Solvents (IR, NMR, UV/Vis) , Stable Isotopes |  | 99.9 atom % D,n 20/D 1.328(lit.) | , |  |  | n 20/D 1.328(lit.),99.9 atom % D,101.4 °C(lit.),3.8 °C(lit.),1.107 g/mL at 25 °C(lit.)
Deuterium oxide,99.9 atom % D, contains 0.05 wt. % 3- (trimethylsilyl) propionic- 2,2,3,3-d 4 acid, sodium salt,D,,232-148-9,MFCD00044636,24868252 | 450510 | 7789-20-0 | Aldrich | 氧化氘 | (PDF) | ,,101.4 °C(lit.),3.8 °C(lit.),1.107 g/mL at 25 °C(lit.) | Alphabetical Listings , D , Deuterium oxide , NMR Solvents , NMR Solvents and Reagents , Solvent by Application , Solvents , Spectroscopy Solvents (IR, NMR, UV/Vis) , Stable Isotopes |  | 0.05 wt. % 3-(trimethylsilyl)propion ic- 2,2,3,3-d 4 acid, sodium salt,n 20/D 1.328(lit.),99.9 atom % D | , |  |  | 99.9 atom % D,1.107 g/mL at 25 °C(lit.),0.05 wt. % 3-(trimethylsilyl)propion ic- 2,2,3,3-d 4 acid, sodium salt,101.4 °C(lit.),3.8 °C(lit.),n 20/D 1.328(lit.)
Deuterium oxide,99.9 atom % D, contains 0.75 wt. % 3- (trimethylsilyl) propionic- 2,2,3,3-d 4 acid, sodium salt,D,,232-148-9,MFCD00044636,24857630 | 293040 | 7789-20-0 | Aldrich | 氧化氘 | (PDF) | ,,101.4 °C(lit.),3.8 °C(lit.),1.107 g/mL at 25 °C(lit.) | Alphabetical Listings , D , Deuterium oxide , NMR Solvents , NMR Solvents and Reagents , Solvent by Application , Solvents , Spectroscopy Solvents (IR, NMR, UV/Vis) , Stable Isotopes |  | 0.75 wt. % 3-(trimethylsilyl)propion ic- 2,2,3,3-d 4 acid, sodium salt,n 20/D 1.328(lit.),99.9 atom % D | , |  |  | 99.9 atom % D,1.107 g/mL at 25 °C(lit.),0.75 wt. % 3-(trimethylsilyl)propion ic- 2,2,3,3-d 4 acid, sodium salt,101.4 °C(lit.),3.8 °C(lit.),n 20/D 1.328(lit.)
Deuterium oxide,99.9 atom % D, contains 1 % (w/w) 3- (trimethylsilyl) - 1- propanesulfonic acid, sodium salt (DSS),D,,232-148-9,MFCD00044636,24861200 | 343773 | 7789-20-0 | Aldrich | 氧化氘 | (PDF) | ,,101.4 °C(lit.),3.8 °C(lit.),1.107 g/mL at 25 °C(lit.) | Alphabetical Listings , D , Deuterium oxide , NMR Solvents , NMR Solvents and Reagents , Solvent by Application , Solvents , Spectroscopy Solvents (IR, NMR, UV/Vis) , Stable Isotopes |  | 1 % (w/w) 3-(trimethylsilyl)-1-prop anesulfonic acid, sodium salt (DSS),n 20/D 1.328(lit.),99.9 atom % D | , |  |  | 99.9 atom % D,1.107 g/mL at 25 °C(lit.),1 % (w/w) 3-(trimethylsilyl)-1-prop anesulfonic acid, sodium salt (DSS),101.4 °C(lit.),3.8 °C(lit.),n 20/D 1.328(lit.)
Deuterium oxide,99.9 atom % D, ~150 dpm/mL tritium,D,,232-148-9,MFCD00044636,24861317 | 347167 | 7789-20-0 | Aldrich | 氧化氘 | (PDF) | ,,101.4 °C(lit.),3.8 °C(lit.),1.107 g/mL at 25 °C(lit.) | Alphabetical Listings , D , Deuterium oxide , NMR Solvents , NMR Solvents and Reagents , Solvent by Application , Solvents , Spectroscopy Solvents (IR, NMR, UV/Vis) , Stable Isotopes |  | 99.9 atom % D,n 20/D 1.328(lit.) | , |  |  | 1.107 g/mL at 25 °C(lit.),99.9 atom % D,~150 dpm/mL tritium,101.4 °C(lit.),3.8 °C(lit.),n 20/D 1.328(lit.)
Deuterium oxide,99.8 atom % D,D,,232-148-9,MFCD00044636,24874840 | 617385 | 7789-20-0 | Aldrich | 氧化氘 | (PDF) | ,,101.4 °C(lit.),3.8 °C(lit.),1.107 g/mL at 25 °C(lit.) | Alphabetical Listings , D , Deuterium oxide , NMR Solvents , NMR Solvents and Reagents , Solvent by Application , Solvents , Spectroscopy Solvents (IR, NMR, UV/Vis) , Stable Isotopes |  | 99.8 atom % D,n 20/D 1.328(lit.) | , |  |  | n 20/D 1.328(lit.),99.8 atom % D,101.4 °C(lit.),3.8 °C(lit.),1.107 g/mL at 25 °C(lit.)
Deuterium oxide,99 atom % D,D,,232-148-9,MFCD00044636,24867256 | 435767 | 7789-20-0 | Aldrich | 氧化氘 | (PDF) | ,,101.4 °C(lit.),3.8 °C(lit.),1.107 g/mL at 25 °C(lit.) | Alphabetical Listings , Biomolecular NMR , D , Deuterium oxide , Minimal Media Components , NMR Solvents , NMR Solvents and Reagents , Solvent by Application , Solvents , Spectroscopy Solvents (IR, NMR, UV/Vis) , Stable Isotopes |  | 99 atom % D,n 20/D 1.328(lit.) | , |  |  | n 20/D 1.328(lit.),99 atom % D,101.4 °C(lit.),3.8 °C(lit.),1.107 g/mL at 25 °C(lit.)
Deuterium oxide,filtered, 99.8 atom % D,D,,232-148-9,MFCD00044636, | 756822 | 7789-20-0 | Aldrich | 氧化氘 |  | ,,101.4 °C(lit.),3.8 °C(lit.),1.107 g/mL at 25 °C(lit.) | Alphabetical Listings , Biomolecular NMR , D , Deuterium oxide , Metabolic Labeling , Metabolomics / Proteomics , Minimal Media Components , NMR Solvents , NMR Solvents and Reagents , Solvent by Application , Solvents , Spectroscopy Solvents (IR, NMR, UV/Vis) , Stable Isotopes |  | mol wt 20.02 by atom % calculation,1.23 g/mL at 25 °C,99.8 atom % D,n 20/D 1.328(lit.) | , |  |  | 1.23 g/mL at 25 °C,1.107 g/mL at 25 °C(lit.),mol wt 20.02 by atom % calculation,99.8 atom % D,101.4 °C(lit.),3.8 °C(lit.),n 20/D 1.328(lit.)
Deuterium oxide Ultra-D,≥99.999 atom % D,D,,232-148-9,MFCD00044636,24884387 | 658871 |  | Aldrich | 重水 |  | ,,101.4 °C,,1.107 g/mL at 25 °C | "Ultra" and "Extra" Enriched D 2 O , Alphabetical Listings , D , Deuterium oxide , NMR Solvents , NMR Solvents and Reagents , Solvent by Application , Solvents , Specialty NMR Solvents , Spectroscopy Solvents (IR, NMR, UV/Vis) , Stable Isotopes |  | ≥99.999 atom % D,M+2 | , |  |  | 1.107 g/mL at 25 °C,≥99.999 atom % D,101.4 °C,M+2
Dichloromethane-d 2,"100%", 99.96 atom % D,CD,1733318,216-776-0,MFCD00000882,24853971 | 233366 | 1665-00-5 | Aldrich | 二氯甲烷-d 2 | (PDF) | 99% (CP),,40 °C(lit.),,1.362 g/mL at 25 °C(lit.) | Alphabetical Listings , D , Dichloromethane (Methylene chloride) , Dichloromethane-d 2 , NMR Solvents , NMR Solvents and Reagents , Solvent by Type , Solvent by Application , Solvents , Spectroscopy Solvents (IR, NMR, UV/Vis) , Stable Isotopes | 25.59 psi ( 55 °C) | 7.63 psi ( 20 °C),mol wt 86.95,99.96 atom % D,n 20/D 1.422(lit.),M+2 | , |  |  | 7.63 psi ( 20 °C),99% (CP),1.362 g/mL at 25 °C(lit.),mol wt 86.95,99.96 atom % D,M+2,40 °C(lit.),25.59 psi ( 55 °C),n 20/D 1.422(lit.)
Dichloromethane-d 2,99.9 atom % D,CD,1733318,216-776-0,MFCD00000882,24868115 | 444324 | 1665-00-5 | Aldrich | 二氯甲烷-d 2 | (PDF) | 99% (CP),,40 °C(lit.),,1.362 g/mL at 25 °C(lit.) | Alphabetical Listings , D , Dichloromethane (Methylene chloride) , Dichloromethane-d 2 , NMR Solvents , NMR Solvents and Reagents , Solvent by Type , Solvent by Application , Solvents , Spectroscopy Solvents (IR, NMR, UV/Vis) , Stable Isotopes |  | mol wt 86.95,99.9 atom % D,n 20/D 1.422(lit.),M+2 | , |  |  | 99% (CP),1.362 g/mL at 25 °C(lit.),mol wt 86.95,99.9 atom % D,M+2,40 °C(lit.),n 20/D 1.422(lit.)
Dichloromethane-d 2,99.9 atom % D,CD,1733318,216-776-0,MFCD00000882,24879844 | 560103 | 1665-00-5 | Aldrich | 二氯甲烷-d 2 | (PDF) | ,,40 °C(lit.),,1.362 g/mL at 25 °C(lit.) | Dichloromethane (Methylene chloride) , Dichloromethane-d 2 , NMR Solvents , NMR Solvents and Reagents , Solvent by Type , Solvent by Application , Solvents , Spectroscopy Solvents (IR, NMR, UV/Vis) , Stable Isotopes |  | mol wt 86.95,pk of 10 × 1 mL,99.9 atom % D,n 20/D 1.422(lit.),M+2 | , |  |  | 1.362 g/mL at 25 °C(lit.),mol wt 86.95,99.9 atom % D,M+2,pk of 10 × 1 mL,40 °C(lit.),n 20/D 1.422(lit.)
Dichloromethane-d 2,99.9 atom % D, contains 0.1 % (v/v) TMS,CD,1733318,216-776-0,MFCD00000882,24877753 | 530506 | 1665-00-5 | Aldrich | 二氯甲烷-d 2 | (PDF) | ,,40 °C(lit.),,1.362 g/mL at 25 °C(lit.) | Dichloromethane (Methylene chloride) , Dichloromethane-d 2 , NMR Solvents , NMR Solvents and Reagents , Solvent by Type , Solvent by Application , Solvents , Spectroscopy Solvents (IR, NMR, UV/Vis) , Stable Isotopes |  | mol wt 86.95,0.1 % (v/v) TMS,n 20/D 1.422(lit.),99.9 atom % D,M+2 | , |  |  | 99.9 atom % D,1.362 g/mL at 25 °C(lit.),mol wt 86.95,0.1 % (v/v) TMS,M+2,40 °C(lit.),n 20/D 1.422(lit.)
Dichloromethane-d 2,99.5 atom % D,CD,1733318,216-776-0,MFCD00000882,24850697 | 177865 | 1665-00-5 | Aldrich | 二氯甲烷-d 2 | (PDF) | ,,40 °C(lit.),,1.362 g/mL at 25 °C(lit.) | Alphabetical Listings , D , Dichloromethane (Methylene chloride) , Dichloromethane-d 2 , NMR Solvents , NMR Solvents and Reagents , Solvent by Type , Solvent by Application , Solvents , Spectroscopy Solvents (IR, NMR, UV/Vis) , Stable Isotopes | 25.59 psi ( 55 °C) | 7.63 psi ( 20 °C),mol wt 86.95,99.5 atom % D,n 20/D 1.422(lit.),M+2 | , |  |  | 7.63 psi ( 20 °C),1.362 g/mL at 25 °C(lit.),mol wt 86.95,99.5 atom % D,M+2,40 °C(lit.),25.59 psi ( 55 °C),n 20/D 1.422(lit.)
Dichloromethane-d 2,99.5 atom % D, contains 0.03 % (v/v) TMS,CD,1733318,216-776-0,MFCD00000882,24857841 | 296163 | 1665-00-5 | Aldrich | 二氯甲烷-d 2 | (PDF) | ,,40 °C(lit.),,1.362 g/mL at 25 °C(lit.) | Alphabetical Listings , D , Dichloromethane (Methylene chloride) , Dichloromethane-d 2 , NMR Solvents , NMR Solvents and Reagents , Solvent by Type , Solvent by Application , Solvents , Spectroscopy Solvents (IR, NMR, UV/Vis) , Stable Isotopes | 24.96 psi ( 55 °C) | 7.11 psi ( 20 °C),99.5 atom % D,mol wt 86.95,0.03 % (v/v) TMS,M+2,n 20/D 1.422(lit.) | , |  |  | 7.11 psi ( 20 °C),99.5 atom % D,1.362 g/mL at 25 °C(lit.),mol wt 86.95,0.03 % (v/v) TMS,M+2,40 °C(lit.),24.96 psi ( 55 °C),n 20/D 1.422(lit.)
Dichloromethane-d 2,99.5 atom % D, contains 0.1 % (v/v) TMS,CD,1733318,216-776-0,MFCD00000882,24877751 | 530492 | 1665-00-5 | Aldrich | 二氯甲烷-d 2 | (PDF) | ,,40 °C(lit.),,1.362 g/mL at 25 °C(lit.) | Dichloromethane (Methylene chloride) , Dichloromethane-d 2 , NMR Solvents , NMR Solvents and Reagents , Solvent by Type , Solvent by Application , Solvents , Spectroscopy Solvents (IR, NMR, UV/Vis) , Stable Isotopes |  | mol wt 86.95,0.1 % (v/v) TMS,n 20/D 1.422(lit.),99.5 atom % D,M+2 | , |  |  | 99.5 atom % D,1.362 g/mL at 25 °C(lit.),mol wt 86.95,0.1 % (v/v) TMS,M+2,40 °C(lit.),n 20/D 1.422(lit.)
N , N -Dimethylformamide-d 7,99.5 atom % D,DCON(CD,1908468,,MFCD00003286,24851409 | 189979 | 4472-41-7 | Aldrich | N , N -二甲基甲酰胺-d 7 | (PDF) | 99% (CP),,153 °C(lit.),,1.03 g/mL at 25 °C(lit.) | N,N -Dimethylformamide-d 7 , Alphabetical Listings , D , NMR Solvents , NMR Solvents and Reagents , Solvent by Application , Solvents , Spectroscopy Solvents (IR, NMR, UV/Vis) , Stable Isotopes |  | mol wt 80.15,99.5 atom % D,n 20/D 1.428(lit.),M+7 | , |  |  | 99% (CP),1.03 g/mL at 25 °C(lit.),mol wt 80.15,99.5 atom % D,M+7,153 °C(lit.),n 20/D 1.428(lit.)
N , N -Dimethylformamide-d 7,99.5 atom % D, contains 0.03 % (v/v) TMS,DCON(CD,1908468,,MFCD00003286, | 700428 | 4472-41-7 | Aldrich | N , N -二甲基甲酰胺-d 7 |  | 99% (CP),,153 °C(lit.),,1.03 g/mL at 25 °C(lit.) | N,N -Dimethylformamide-d 7 , NMR Solvents , NMR Solvents and Reagents , Solvent by Application , Solvents , Spectroscopy Solvents (IR, NMR, UV/Vis) , Stable Isotopes |  | mol wt 80.15,0.03 % (v/v) TMS,n 20/D 1.428(lit.),99.5 atom % D,M+7 | , |  |  | 99.5 atom % D,99% (CP),1.03 g/mL at 25 °C(lit.),mol wt 80.15,0.03 % (v/v) TMS,M+7,153 °C(lit.),n 20/D 1.428(lit.)
Dimethyl sulfoxide-d 6,"100%", 99.96 atom % D,(CD,1237248,218-617-0,MFCD00002090,24849647 | 156914 | 2206-27-1 | Aldrich | 二甲亚砜-d 6 | (PDF) | 99% (CP),573 °F,189 °C(lit.),,1.190 g/mL at 25 °C(lit.) | Alphabetical Listings , D , Dimethyl sulfoxide-d 6 , NMR Solvents , NMR Solvents and Reagents , Solvent by Application , Solvents , Spectroscopy Solvents (IR, NMR, UV/Vis) , Stable Isotopes | 0.42 mmHg ( 20 °C) | 42 %,99.96 atom % D,n 20/D 1.476(lit.),M+6 | , |  |  | 99% (CP),1.190 g/mL at 25 °C(lit.),99.96 atom % D,M+6,189 °C(lit.),573 °F,0.42 mmHg ( 20 °C),n 20/D 1.476(lit.),42 %
Dimethyl sulfoxide-d 6,"100%", 99.96 atom % D,(CD,1237248,218-617-0,MFCD00002090,24868790 | 453323 | 2206-27-1 | Aldrich | 二甲亚砜-d 6 | (PDF) | ,573 °F,189 °C(lit.),,1.190 g/mL at 25 °C(lit.) | Alphabetical Listings , D , Dimethyl sulfoxide-d 6 , NMR Solvents , NMR Solvents and Reagents , Solvent by Application , Solvents , Spectroscopy Solvents (IR, NMR, UV/Vis) , Stable Isotopes | 0.42 mmHg ( 20 °C) | pk of 10 × 0.25 mL,42 %,99.96 atom % D,n 20/D 1.476(lit.),M+6 | , |  |  | 1.190 g/mL at 25 °C(lit.),99.96 atom % D,M+6,pk of 10 × 0.25 mL,189 °C(lit.),573 °F,0.42 mmHg ( 20 °C),n 20/D 1.476(lit.),42 %
Dimethyl sulfoxide-d 6,"100%", 99.96 atom % D,(CD,1237248,218-617-0,MFCD00002090,24866545 | 424005 | 2206-27-1 | Aldrich | 二甲亚砜-d 6 | (PDF) | ,573 °F,189 °C(lit.),,1.190 g/mL at 25 °C(lit.) | Alphabetical Listings , D , Dimethyl sulfoxide-d 6 , NMR Solvents , NMR Solvents and Reagents , Solvent by Application , Solvents , Spectroscopy Solvents (IR, NMR, UV/Vis) , Stable Isotopes | 0.42 mmHg ( 20 °C) | pk of 10 × 1 mL,42 %,99.96 atom % D,n 20/D 1.476(lit.),M+6 | , |  |  | 1.190 g/mL at 25 °C(lit.),99.96 atom % D,M+6,pk of 10 × 1 mL,189 °C(lit.),573 °F,0.42 mmHg ( 20 °C),n 20/D 1.476(lit.),42 %
Dimethyl sulfoxide-d 6,"100%", 99.96 atom % D, contains 0.03 % (v/v) TMS,(CD,1237248,218-617-0,MFCD00002090,24866190 | 417939 | 2206-27-1 | Aldrich | 二甲亚砜-d 6 | (PDF) | 99% (CP),573 °F,189 °C(lit.),,1.190 g/mL at 25 °C(lit.) | Alphabetical Listings , D , Dimethyl Sulfoxide (DMSO) , Dimethyl sulfoxide-d 6 , NMR Solvents , NMR Solvents and Reagents , Solvent by Type , Solvent by Application , Solvents , Spectroscopy Solvents (IR, NMR, UV/Vis) , Stable Isotopes | 0.42 mmHg ( 20 °C) | 42 %,0.03 % (v/v) TMS,n 20/D 1.476(lit.),99.96 atom % D,M+6 | , |  |  | 99.96 atom % D,99% (CP),1.190 g/mL at 25 °C(lit.),0.03 % (v/v) TMS,M+6,189 °C(lit.),573 °F,0.42 mmHg ( 20 °C),n 20/D 1.476(lit.),42 %
Dimethyl sulfoxide-d 6,"100%", 99.96 atom % D, contains 1 % (v/v) TMS,(CD,1237248,,MFCD00002090,24866189 | 417920 | 2206-27-1 | Aldrich | 二甲亚砜-d 6 | (PDF) | ,573 °F,189 °C(lit.),,1.190 g/mL at 25 °C(lit.) | Alphabetical Listings , D , Dimethyl sulfoxide-d 6 , NMR Solvents , NMR Solvents and Reagents , Solvent by Application , Solvents , Spectroscopy Solvents (IR, NMR, UV/Vis) , Stable Isotopes | 0.42 mmHg ( 20 °C) | 42 %,1 % (v/v) TMS,n 20/D 1.476(lit.),99.96 atom % D,M+6 | , |  |  | 99.96 atom % D,1.190 g/mL at 25 °C(lit.),1 % (v/v) TMS,M+6,189 °C(lit.),573 °F,0.42 mmHg ( 20 °C),n 20/D 1.476(lit.),42 %
Dimethyl sulfoxide-d 6,anhydrous, 99.9 atom % D,(CD,1237248,218-617-0,MFCD00002090,24880584 | 570672 | 2206-27-1 | Aldrich | 二甲亚砜-d 6 | (PDF) | ,573 °F,189 °C(lit.),<50 ppm water,1.190 g/mL at 25 °C(lit.) | Anhydrous NMR Solvents , Dimethyl sulfoxide-d 6 , NMR Solvents , NMR Solvents and Reagents , Solvent by Application , Solvents , Specialty NMR Solvents , Spectroscopy Solvents (IR, NMR, UV/Vis) , Stable Isotopes | 0.42 mmHg ( 20 °C) | anhydrous,42 %,99.9 atom % D,n 20/D 1.476(lit.),M+6 | , |  |  | 1.190 g/mL at 25 °C(lit.),anhydrous,99.9 atom % D,<50 ppm water,189 °C(lit.),573 °F,0.42 mmHg ( 20 °C),M+6,n 20/D 1.476(lit.),42 %
Dimethyl sulfoxide-d 6,99.9 atom % D, anhydrous,(CD,1237248,218-617-0,MFCD00002090,24880509 | 569585 | 2206-27-1 | Aldrich | 二甲亚砜-d 6 | (PDF) | ,573 °F,189 °C(lit.),<50 ppm water,1.190 g/mL at 25 °C(lit.) | Anhydrous NMR Solvents , Dimethyl sulfoxide-d 6 , NMR Solvents , NMR Solvents and Reagents , Solvent by Application , Solvents , Specialty NMR Solvents , Spectroscopy Solvents (IR, NMR, UV/Vis) , Stable Isotopes | 0.42 mmHg ( 20 °C) | anhydrous,42 %,99.9 atom % D,n 20/D 1.476(lit.),M+6 | , |  |  | 1.190 g/mL at 25 °C(lit.),anhydrous,99.9 atom % D,<50 ppm water,189 °C(lit.),573 °F,0.42 mmHg ( 20 °C),M+6,n 20/D 1.476(lit.),42 %
Dimethyl sulfoxide-d 6,99.9 atom % D,(CD,1237248,218-617-0,MFCD00002090,24849174 | 151874 | 2206-27-1 | Aldrich | 二甲亚砜-d 6 | (PDF) | 99% (CP),573 °F,189 °C(lit.),,1.190 g/mL at 25 °C(lit.) | Alphabetical Listings , D , Dimethyl sulfoxide-d 6 , NMR Solvents , NMR Solvents and Reagents , Solvent by Application , Solvents , Spectroscopy Solvents (IR, NMR, UV/Vis) , Stable Isotopes | 0.42 mmHg ( 20 °C) | 42 %,99.9 atom % D,n 20/D 1.476(lit.),M+6 | , |  |  | 99% (CP),1.190 g/mL at 25 °C(lit.),99.9 atom % D,M+6,189 °C(lit.),573 °F,0.42 mmHg ( 20 °C),n 20/D 1.476(lit.),42 %
Dimethyl sulfoxide-d 6,99.9 atom % D,(CD,1237248,218-617-0,MFCD00002090,24878927 | 547239 | 2206-27-1 | Aldrich | 二甲亚砜-d 6 | (PDF) | ,573 °F,189 °C(lit.),,1.190 g/mL at 25 °C(lit.) | Alphabetical Listings , D , Dimethyl sulfoxide-d 6 , NMR Solvents , NMR Solvents and Reagents , Solvent by Application , Solvents , Spectroscopy Solvents (IR, NMR, UV/Vis) , Stable Isotopes | 0.42 mmHg ( 20 °C) | 42 %,99.9 atom % D,n 20/D 1.476(lit.),M+6 | , |  |  | 1.190 g/mL at 25 °C(lit.),99.9 atom % D,M+6,189 °C(lit.),573 °F,0.42 mmHg ( 20 °C),n 20/D 1.476(lit.),42 %
Dimethyl sulfoxide-d 6,99.9 atom % D,(CD,1237248,218-617-0,MFCD00002090,24874246 | 522058 | 2206-27-1 | Aldrich | 二甲亚砜-d 6 | (PDF) | ,573 °F,189 °C(lit.),,1.190 g/mL at 25 °C(lit.) | Alphabetical Listings , D , Dimethyl sulfoxide-d 6 , NMR Solvents , NMR Solvents and Reagents , Solvent by Application , Solvents , Spectroscopy Solvents (IR, NMR, UV/Vis) , Stable Isotopes | 0.42 mmHg ( 20 °C) | pk of 10 × 0.6 mL,42 %,99.9 atom % D,n 20/D 1.476(lit.),M+6 | , |  |  | 1.190 g/mL at 25 °C(lit.),99.9 atom % D,M+6,pk of 10 × 0.6 mL,189 °C(lit.),573 °F,0.42 mmHg ( 20 °C),n 20/D 1.476(lit.),42 %
Dimethyl sulfoxide-d 6,"Special HOH", 99.9 atom % D,(CD,1237248,218-617-0,MFCD00002090,24882096 | 612324 | 2206-27-1 | Aldrich | 二甲亚砜-d 6 | (PDF) | 99% (CP),573 °F,189 °C(lit.),,1.190 g/mL at 25 °C(lit.) | "Special HOH" Solvents , Alphabetical Listings , D , Dimethyl Sulfoxide (DMSO) , Dimethyl sulfoxide-d 6 , NMR Solvents , NMR Solvents and Reagents , Solvent by Type , Solvent by Application , Solvents , Specialty NMR Solvents , Spectroscopy Solvents (IR, NMR, UV/Vis) , Stable Isotopes | 0.42 mmHg ( 20 °C) | 42 %,99.9 atom % D,n 20/D 1.476(lit.),M+6 | , |  |  | 99% (CP),1.190 g/mL at 25 °C(lit.),99.9 atom % D,M+6,189 °C(lit.),573 °F,0.42 mmHg ( 20 °C),n 20/D 1.476(lit.),42 %
Dimethyl sulfoxide-d 6,"Special HOH", 99.9 atom % D,(CD,1237248,218-617-0,MFCD00002090, | 716731 | 2206-27-1 | Aldrich | 二甲亚砜-d 6 |  | 99% (CP),573 °F,189 °C(lit.),,1.190 g/mL at 25 °C(lit.) | "Special HOH" Solvents , Dimethyl sulfoxide-d 6 , NMR Solvents , NMR Solvents and Reagents , Solvent by Application , Solvents , Specialty NMR Solvents , Spectroscopy Solvents (IR, NMR, UV/Vis) , Stable Isotopes | 0.42 mmHg ( 20 °C) | 42 %,99.9 atom % D,n 20/D 1.476(lit.),M+6 | , |  |  | 99% (CP),1.190 g/mL at 25 °C(lit.),99.9 atom % D,M+6,189 °C(lit.),573 °F,0.42 mmHg ( 20 °C),n 20/D 1.476(lit.),42 %
Dimethyl sulfoxide-d 6,99.9 atom % D, contains 0.03 % (v/v) TMS,(CD,1237248,218-617-0,MFCD00002090,24857840 | 296147 | 2206-27-1 | Aldrich | 二甲亚砜-d 6 | (PDF) | 99% (CP),573 °F,189 °C(lit.),,1.190 g/mL at 25 °C(lit.) | Alphabetical Listings , D , Dimethyl sulfoxide-d 6 , NMR Solvents , NMR Solvents and Reagents , Solvent by Application , Solvents , Spectroscopy Solvents (IR, NMR, UV/Vis) , Stable Isotopes | 0.42 mmHg ( 20 °C) | 42 %,0.03 % (v/v) TMS,n 20/D 1.476(lit.),99.9 atom % D,M+6 | , |  |  | 99.9 atom % D,99% (CP),1.190 g/mL at 25 °C(lit.),0.03 % (v/v) TMS,M+6,189 °C(lit.),573 °F,0.42 mmHg ( 20 °C),n 20/D 1.476(lit.),42 %
Dimethyl sulfoxide-d 6,99.9 atom % D, contains 0.03 % (v/v) TMS,(CD,1237248,218-617-0,MFCD00002090,24880726 | 574341 | 2206-27-1 | Aldrich | 二甲亚砜-d 6 | (PDF) | ,573 °F,189 °C(lit.),,1.190 g/mL at 25 °C(lit.) | Dimethyl sulfoxide-d 6 , NMR Solvents , NMR Solvents and Reagents , Solvent by Application , Solvents , Spectroscopy Solvents (IR, NMR, UV/Vis) , Stable Isotopes | 0.42 mmHg ( 20 °C) | 42 %,0.03 % (v/v) TMS,n 20/D 1.476(lit.),99.9 atom % D,M+6 | , |  |  | 99.9 atom % D,1.190 g/mL at 25 °C(lit.),0.03 % (v/v) TMS,M+6,189 °C(lit.),573 °F,0.42 mmHg ( 20 °C),n 20/D 1.476(lit.),42 %
Dimethyl sulfoxide-d 6,99.9 atom % D, contains 1 % (v/v) TMS,(CD,1237248,,MFCD00002090,24851193 | 185965 | 2206-27-1 | Aldrich | 二甲亚砜-d 6 | 39092001,(PDF) | 99% (CP),573 °F,189 °C(lit.),,1.190 g/mL at 25 °C(lit.) | Alphabetical Listings , D , Dimethyl sulfoxide-d 6 , NMR Solvents , NMR Solvents and Reagents , Solvent by Application , Solvents , Spectroscopy Solvents (IR, NMR, UV/Vis) , Stable Isotopes | 0.42 mmHg ( 20 °C) | 42 %,1 % (v/v) TMS,n 20/D 1.476(lit.),99.9 atom % D,M+6 | , |  |  | 99.9 atom % D,99% (CP),1.190 g/mL at 25 °C(lit.),1 % (v/v) TMS,M+6,189 °C(lit.),573 °F,0.42 mmHg ( 20 °C),n 20/D 1.476(lit.),42 %
Dimethyl sulfoxide-d 6,99.5 atom % D,(CD,1237248,218-617-0,MFCD00002090,24850540 | 175943 | 2206-27-1 | Aldrich | 二甲亚砜-d 6 | (PDF) | 99% (CP),573 °F,189 °C(lit.),,1.190 g/mL at 25 °C(lit.) | Alphabetical Listings , D , Dimethyl sulfoxide-d 6 , NMR Solvents , NMR Solvents and Reagents , Solvent by Application , Solvents , Spectroscopy Solvents (IR, NMR, UV/Vis) , Stable Isotopes | 0.42 mmHg ( 20 °C) | 42 %,99.5 atom % D,n 20/D 1.476(lit.),M+6 | , |  |  | 99% (CP),1.190 g/mL at 25 °C(lit.),99.5 atom % D,M+6,189 °C(lit.),573 °F,0.42 mmHg ( 20 °C),n 20/D 1.476(lit.),42 %
Dimethyl sulfoxide-d 6,99.5 atom % D, contains 0.1 % (v/v) TMS,(CD,1237248,218-617-0,MFCD00002090,24867389 | 437697 | 2206-27-1 | Aldrich | 二甲亚砜-d 6 | (PDF) | ,573 °F,189 °C(lit.),,1.190 g/mL at 25 °C(lit.) | Alphabetical Listings , D , Dimethyl sulfoxide-d 6 , NMR Solvents , NMR Solvents and Reagents , Solvent by Application , Solvents , Spectroscopy Solvents (IR, NMR, UV/Vis) , Stable Isotopes | 0.42 mmHg ( 20 °C) | 42 %,0.1 % (v/v) TMS,n 20/D 1.476(lit.),99.5 atom % D,M+6 | , |  |  | 99.5 atom % D,1.190 g/mL at 25 °C(lit.),0.1 % (v/v) TMS,M+6,189 °C(lit.),573 °F,0.42 mmHg ( 20 °C),n 20/D 1.476(lit.),42 %
1,4-Dioxane-d 8,99 atom % D,C,1307286,241-628-7,MFCD00044239,24851219 | 186406 | 17647-74-4 | Aldrich | 1,4-二氧六环-d 8 | (PDF) | 99% (CP),,99 °C(lit.),,1.129 g/mL at 25 °C(lit.) | 1,4-Dioxane-d 8 , Alphabetical Listings , D , NMR Solvents , NMR Solvents and Reagents , Solvent by Application , Solvents , Spectroscopy Solvents (IR, NMR, UV/Vis) , Stable Isotopes |  | 99 atom % D,n 20/D 1.4198(lit.),M+8 | , |  |  | 99% (CP),1.129 g/mL at 25 °C(lit.),99 atom % D,M+8,99 °C(lit.),n 20/D 1.4198(lit.)
1,4-Dioxane-d 8,99 atom % D,C,1307286,241-628-7,MFCD00044239,24858689 | 308803 | 17647-74-4 | Aldrich | 1,4-二氧六环-d 8 | (PDF) | ,,99 °C(lit.),,1.129 g/mL at 25 °C(lit.) | 1,4-Dioxane-d 8 , Alphabetical Listings , D , NMR Solvents , NMR Solvents and Reagents , Solvent by Application , Solvents , Spectroscopy Solvents (IR, NMR, UV/Vis) , Stable Isotopes |  | pk of 5 × 0.5 mL,99 atom % D,n 20/D 1.4198(lit.),M+8 | , |  |  | 1.129 g/mL at 25 °C(lit.),99 atom % D,M+8,pk of 5 × 0.5 mL,99 °C(lit.),n 20/D 1.4198(lit.)
Methanol-d 4,"100%", 99.96 atom % D, 99% (CP),CD,1733278,212-378-6,MFCD00044637,24851634 | 194166 | 811-98-3 | Aldrich | 甲醇-d 4 | (PDF) | 99% (CP),,65.4 °C(lit.),,0.888 g/mL at 25 °C(lit.) | Alphabetical Listings , M , Methanol , Methanol-d 4 , NMR Solvents , NMR Solvents and Reagents , Solvent by Application , Solvents , Spectroscopy Solvents (IR, NMR, UV/Vis) , Stable Isotopes |  | mol wt 36.07,99.96 atom % D,n 20/D 1.326(lit.) | , |  |  | 99% (CP),0.888 g/mL at 25 °C(lit.),mol wt 36.07,99.96 atom % D,65.4 °C(lit.),n 20/D 1.326(lit.)
Methanol-d 4,"100%", 99.96 atom % D,CD,1733278,212-378-6,MFCD00044637,24868789 | 453315 | 811-98-3 | Aldrich | 甲醇-d 4 | (PDF) | ,,65.4 °C(lit.),,0.888 g/mL at 25 °C(lit.) | Alphabetical Listings , M , Methanol , Methanol-d 4 , NMR Solvents , NMR Solvents and Reagents , Solvent by Application , Solvents , Spectroscopy Solvents (IR, NMR, UV/Vis) , Stable Isotopes |  | mol wt 36.07,pk of 10 × 0.25 mL,99.96 atom % D,n 20/D 1.326(lit.) | , |  |  | 0.888 g/mL at 25 °C(lit.),mol wt 36.07,99.96 atom % D,pk of 10 × 0.25 mL,65.4 °C(lit.),n 20/D 1.326(lit.)
Methanol-d 4,"100%", 99.96 atom % D,CD,1733278,212-378-6,MFCD00044637,24868142 | 444758 | 811-98-3 | Aldrich | 甲醇-d 4 | (PDF) | ,,65.4 °C(lit.),,0.888 g/mL at 25 °C(lit.) | Alphabetical Listings , M , Methanol , Methanol-d 4 , NMR Solvents , NMR Solvents and Reagents , Solvent by Application , Solvents , Spectroscopy Solvents (IR, NMR, UV/Vis) , Stable Isotopes |  | mol wt 36.07,99.96 atom % D,n 20/D 1.326(lit.) | , |  |  | mol wt 36.07,n 20/D 1.326(lit.),99.96 atom % D,65.4 °C(lit.),0.888 g/mL at 25 °C(lit.)
Methanol-d 4,"100%", 99.96 atom % D,CD,1733278,212-378-6,MFCD00044637,24866472 | 423084 | 811-98-3 | Aldrich | 甲醇-d 4 | (PDF) | 99% (CP),,65.4 °C(lit.),,0.888 g/mL at 25 °C(lit.) | Alphabetical Listings , M , Methanol , Methanol-d 4 , NMR Solvents , NMR Solvents and Reagents , Solvent by Application , Solvents , Spectroscopy Solvents (IR, NMR, UV/Vis) , Stable Isotopes |  | mol wt 36.07,pk of 10 × 1 mL,99.96 atom % D,n 20/D 1.326(lit.) | , |  |  | 99% (CP),0.888 g/mL at 25 °C(lit.),mol wt 36.07,99.96 atom % D,pk of 10 × 1 mL,65.4 °C(lit.),n 20/D 1.326(lit.)
Methanol-d 4,"100%", 99.96 atom % D, contains 0.03 % (v/v) TMS,CD,1733278,212-378-6,MFCD00044637,24877554 | 535435 | 811-98-3 | Aldrich | 甲醇-d 4 | (PDF) | ,,65.4 °C(lit.),,0.888 g/mL at 25 °C(lit.) | Alphabetical Listings , M , Methanol , Methanol-d 4 , NMR Solvents , NMR Solvents and Reagents , Solvent by Application , Solvents , Spectroscopy Solvents (IR, NMR, UV/Vis) , Stable Isotopes |  | mol wt 36.07,0.03 % (v/v) TMS,n 20/D 1.326(lit.),99.96 atom % D | , |  |  | 99.96 atom % D,0.888 g/mL at 25 °C(lit.),mol wt 36.07,0.03 % (v/v) TMS,65.4 °C(lit.),n 20/D 1.326(lit.)
Methanol-d 4,99.8 atom % D,CD,1733278,212-378-6,MFCD00044637,24849183 | 151947 | 811-98-3 | Aldrich | 甲醇-d 4 | (PDF) | 99% (CP),,65.4 °C(lit.),≤0.025% water,0.888 g/mL at 25 °C(lit.) | Alphabetical Listings , M , Methanol , Methanol-d 4 , NMR Solvents , NMR Solvents and Reagents , Solvent by Application , Solvents , Spectroscopy Solvents (IR, NMR, UV/Vis) , Stable Isotopes |  | mol wt 36.07,99.8 atom % D,n 20/D 1.326(lit.) | , |  |  | 99% (CP),0.888 g/mL at 25 °C(lit.),mol wt 36.07,99.8 atom % D,≤0.025% water,65.4 °C(lit.),n 20/D 1.326(lit.)
Methanol-d 4,99.8 atom % D,CD,1733278,212-378-6,MFCD00044637,24858691 | 308811 | 811-98-3 | Aldrich | 甲醇-d 4 | (PDF) | ,,65.4 °C(lit.),,0.888 g/mL at 25 °C(lit.) | Alphabetical Listings , M , Methanol , Methanol-d 4 , NMR Solvents , NMR Solvents and Reagents , Solvent by Application , Solvents , Spectroscopy Solvents (IR, NMR, UV/Vis) , Stable Isotopes |  | mol wt 36.07,pk of 5 × 0.5 mL,99.8 atom % D,n 20/D 1.326(lit.) | , |  |  | 0.888 g/mL at 25 °C(lit.),mol wt 36.07,99.8 atom % D,pk of 5 × 0.5 mL,65.4 °C(lit.),n 20/D 1.326(lit.)
Methanol-d 4,99.8 atom % D,CD,1733278,212-378-6,MFCD00044637,24874243 | 522023 | 811-98-3 | Aldrich | 甲醇-d 4 | (PDF) | ,,65.4 °C(lit.),,0.888 g/mL at 25 °C(lit.) | Methanol , Methanol-d 4 , NMR Solvents , NMR Solvents and Reagents , Solvent by Application , Solvents , Spectroscopy Solvents (IR, NMR, UV/Vis) , Stable Isotopes |  | mol wt 36.07,pk of 10 × 0.6 mL,99.8 atom % D,n 20/D 1.326(lit.) | , |  |  | 0.888 g/mL at 25 °C(lit.),mol wt 36.07,99.8 atom % D,pk of 10 × 0.6 mL,65.4 °C(lit.),n 20/D 1.326(lit.)
Methanol-d 4,99.8 atom % D,CD,1733278,212-378-6,MFCD00044637,24867658 | 441384 | 811-98-3 | Aldrich | 甲醇-d 4 | (PDF) | 99% (CP),,65.4 °C(lit.),≤0.025% water,0.888 g/mL at 25 °C(lit.) | Alphabetical Listings , M , Methanol , Methanol-d 4 , NMR Solvents , NMR Solvents and Reagents , Solvent by Application , Solvents , Spectroscopy Solvents (IR, NMR, UV/Vis) , Stable Isotopes |  | mol wt 36.07,99.8 atom % D,n 20/D 1.326(lit.) | , |  |  | 99% (CP),0.888 g/mL at 25 °C(lit.),mol wt 36.07,99.8 atom % D,≤0.025% water,65.4 °C(lit.),n 20/D 1.326(lit.)
Methanol-d 4,99.8 atom % D,CD,1733278,212-378-6,MFCD00044637,24877782 | 530875 | 811-98-3 | Aldrich | 甲醇-d 4 | (PDF) | ,,65.4 °C(lit.),,0.888 g/mL at 25 °C(lit.) | Alphabetical Listings , M , Methanol , Methanol-d 4 , NMR Solvents , NMR Solvents and Reagents , Solvent by Application , Solvents , Spectroscopy Solvents (IR, NMR, UV/Vis) , Stable Isotopes |  | mol wt 36.06 by atom % calculation,mol wt 36.07,99.8 atom % D,n 20/D 1.326(lit.) | , |  |  | mol wt 36.07,0.888 g/mL at 25 °C(lit.),mol wt 36.06 by atom % calculation,99.8 atom % D,65.4 °C(lit.),n 20/D 1.326(lit.)
Methanol-d 4,99.8 atom % D, contains 0.03 % (v/v) TMS,CD,1733278,212-378-6,MFCD00044637,24861205 | 343803 | 811-98-3 | Aldrich | 甲醇-d 4 | (PDF) | 99% (CP),,65.4 °C(lit.),,0.888 g/mL at 25 °C(lit.) | Alphabetical Listings , M , Methanol , Methanol-d 4 , NMR Solvents , NMR Solvents and Reagents , Solvent by Application , Solvents , Spectroscopy Solvents (IR, NMR, UV/Vis) , Stable Isotopes |  | mol wt 36.07,0.03 % (v/v) TMS,n 20/D 1.326(lit.),99.8 atom % D | , |  |  | 99.8 atom % D,99% (CP),0.888 g/mL at 25 °C(lit.),mol wt 36.07,0.03 % (v/v) TMS,65.4 °C(lit.),n 20/D 1.326(lit.)
Methanol-d 4,99.8 atom % D, contains 0.03 % (v/v) TMS,CD,1733278,212-378-6,MFCD00044637,24877756 | 530530 | 811-98-3 | Aldrich | 甲醇-d 4 | (PDF) | 99% (CP),,65.4 °C(lit.),,0.888 g/mL at 25 °C(lit.) | Alphabetical Listings , M , Methanol , Methanol-d 4 , NMR Solvents , NMR Solvents and Reagents , Solvent by Application , Solvents , Spectroscopy Solvents (IR, NMR, UV/Vis) , Stable Isotopes |  | mol wt 36.07,0.03 % (v/v) TMS,n 20/D 1.326(lit.),99.8 atom % D | , |  |  | 99.8 atom % D,99% (CP),0.888 g/mL at 25 °C(lit.),mol wt 36.07,0.03 % (v/v) TMS,65.4 °C(lit.),n 20/D 1.326(lit.)
Methanol-d 4,99.8 atom % D, contains 0.03 % (v/v) TMS,CD,1733278,212-378-6,MFCD00044637,24879954 | 561525 | 811-98-3 | Aldrich | 甲醇-d 4 | (PDF) | 99% (CP),,65.4 °C(lit.),,0.888 g/mL at 25 °C(lit.) | Alphabetical Listings , M , Methanol , Methanol-d 4 , NMR Solvents , NMR Solvents and Reagents , Solvent by Application , Solvents , Spectroscopy Solvents (IR, NMR, UV/Vis) , Stable Isotopes |  | mol wt 36.07,pk of 10 × 1 mL,0.03 % (v/v) TMS,n 20/D 1.326(lit.),99.8 atom % D | , |  |  | 99.8 atom % D,99% (CP),0.888 g/mL at 25 °C(lit.),mol wt 36.07,0.03 % (v/v) TMS,pk of 10 × 1 mL,65.4 °C(lit.),n 20/D 1.326(lit.)
Methanol-d 4,99.8 atom % D, contains 0.05 % (v/v) TMS,CD,1733278,212-378-6,MFCD00044637,24882064 | 611646 | 811-98-3 | Aldrich | 甲醇-d 4 | (PDF) | 99% (CP),,65.4 °C(lit.),,0.888 g/mL at 25 °C(lit.) | Alphabetical Listings , M , Methanol , Methanol-d 4 , NMR Solvents , NMR Solvents and Reagents , Solvent by Application , Solvents , Spectroscopy Solvents (IR, NMR, UV/Vis) , Stable Isotopes |  | mol wt 36.07,0.05 % (v/v) TMS,n 20/D 1.326(lit.),99.8 atom % D | , |  |  | 99.8 atom % D,99% (CP),0.888 g/mL at 25 °C(lit.),mol wt 36.07,0.05 % (v/v) TMS,65.4 °C(lit.),n 20/D 1.326(lit.)
Methanol-d 4,99.8 atom % D, contains 0.1 % (v/v) TMS,CD,1733278,212-378-6,MFCD00044637,24867319 | 439029 | 811-98-3 | Aldrich | 甲醇-d 4 | (PDF) | 99% (CP),,65.4 °C(lit.),,0.888 g/mL at 25 °C(lit.) | Alphabetical Listings , M , Methanol , Methanol-d 4 , NMR Solvents , NMR Solvents and Reagents , Solvent by Application , Solvents , Spectroscopy Solvents (IR, NMR, UV/Vis) , Stable Isotopes |  | mol wt 36.07,0.1 % (v/v) TMS,n 20/D 1.326(lit.),99.8 atom % D | , |  |  | 99.8 atom % D,99% (CP),0.888 g/mL at 25 °C(lit.),mol wt 36.07,0.1 % (v/v) TMS,65.4 °C(lit.),n 20/D 1.326(lit.)
Methanol-d 4,99.8 atom % D, contains 1 % (v/v) TMS,CD,1733278,212-378-6,MFCD00044637,24866169 | 417653 | 811-98-3 | Aldrich | 甲醇-d 4 | (PDF) | 99% (CP),,65.4 °C(lit.),,0.888 g/mL at 25 °C(lit.) | Alphabetical Listings , M , Methanol , Methanol-d 4 , NMR Solvents , NMR Solvents and Reagents , Solvent by Application , Solvents , Spectroscopy Solvents (IR, NMR, UV/Vis) , Stable Isotopes |  | mol wt 36.07,1 % (v/v) TMS,n 20/D 1.326(lit.),99.8 atom % D | , |  |  | 99.8 atom % D,99% (CP),0.888 g/mL at 25 °C(lit.),mol wt 36.07,1 % (v/v) TMS,65.4 °C(lit.),n 20/D 1.326(lit.)
Methanol-d 4,99 atom % D,CD,1733278,212-378-6,MFCD00044637,24866460 | 422878 | 811-98-3 | Aldrich | 甲醇-d 4 | (PDF) | 99% (CP),,65.4 °C(lit.),,0.888 g/mL at 25 °C(lit.) | Alphabetical Listings , M , Methanol , Methanol-d 4 , NMR Solvents , NMR Solvents and Reagents , Solvent by Application , Solvents , Spectroscopy Solvents (IR, NMR, UV/Vis) , Stable Isotopes |  | mol wt 36.07,99 atom % D,n 20/D 1.326(lit.) | , |  |  | 99% (CP),0.888 g/mL at 25 °C(lit.),mol wt 36.07,99 atom % D,65.4 °C(lit.),n 20/D 1.326(lit.)
Methanol-d 4,anhydrous, 99.8 atom % D,CD,1733278,212-378-6,MFCD00044637, | 569534 | 811-98-3 | Aldrich | 甲醇-d 4 | (PDF) | 99% (CP),,65.4 °C(lit.),,0.888 g/mL at 25 °C(lit.) | Anhydrous NMR Solvents , Methanol , Methanol-d 4 , NMR Solvents , NMR Solvents and Reagents , Solvent by Application , Solvents , Specialty NMR Solvents , Spectroscopy Solvents (IR, NMR, UV/Vis) , Stable Isotopes |  | anhydrous,mol wt 36.07,99.8 atom % D,n 20/D 1.326(lit.) | , |  |  | 99% (CP),0.888 g/mL at 25 °C(lit.),anhydrous,99.8 atom % D,mol wt 36.07,65.4 °C(lit.),n 20/D 1.326(lit.)
Methanol-d 4,99.8 atom % D, anhydrous,CD,1733278,212-378-6,MFCD00044637,24880588 | 570729 | 811-98-3 | Aldrich | 甲醇-d 4 | (PDF) | 99% (CP),,65.4 °C(lit.),<50 ppm water,0.888 g/mL at 25 °C(lit.) | Anhydrous NMR Solvents , Methanol , Methanol-d 4 , NMR Solvents , NMR Solvents and Reagents , Solvent by Application , Solvents , Specialty NMR Solvents , Spectroscopy Solvents (IR, NMR, UV/Vis) , Stable Isotopes |  | anhydrous,mol wt 36.07,99.8 atom % D,n 20/D 1.326(lit.) | , |  |  | 99% (CP),0.888 g/mL at 25 °C(lit.),anhydrous,99.8 atom % D,<50 ppm water,mol wt 36.07,65.4 °C(lit.),n 20/D 1.326(lit.)
Methan(ol-d),99.5 atom % D,CH,1730948,215-933-0,MFCD00044213,24849182 | 151939 | 1455-13-6 | Aldrich | 氘代甲醇-d | (PDF) | 99% (CP),,65.5 °C(lit.),,0.813 g/mL at 25 °C(lit.) | Additional NMR Solvents , Alphabetical Listings , M , Methanol , NMR Solvents , NMR Solvents and Reagents , Solvent by Application , Solvents , Spectroscopy Solvents (IR, NMR, UV/Vis) , Stable Isotopes |  | mol wt 33.05,99.5 atom % D,n 20/D 1.327(lit.),M+1 | , |  |  | 99% (CP),0.813 g/mL at 25 °C(lit.),mol wt 33.05,99.5 atom % D,M+1,65.5 °C(lit.),n 20/D 1.327(lit.)
Methan(ol-d),99 atom % D,CH,1730948,215-933-0,MFCD00044213,24879126 | 550574 | 1455-13-6 | Aldrich | 氘代甲醇-d | (PDF) | ,,65.5 °C(lit.),,0.813 g/mL at 25 °C(lit.) | Additional NMR Solvents , Methanol , NMR Solvents , NMR Solvents and Reagents , Solvent by Application , Solvents , Spectroscopy Solvents (IR, NMR, UV/Vis) , Stable Isotopes |  | mol wt 33.05,99 atom % D,n 20/D 1.327(lit.),M+1 | , |  |  | 0.813 g/mL at 25 °C(lit.),mol wt 33.05,99 atom % D,M+1,65.5 °C(lit.),n 20/D 1.327(lit.)
Methan(ol-d),99 atom % D, contains 2 mg/mL 2- Propanol- 1,1,1,3,3,3- d 6 (99 atom % D), 2 mg/mL 1-butanol-d 10,CH,1730948,,MFCD00044213, | 793345 | 1455-13-6 | Aldrich | 氘代甲醇-d |  | ,,65.5 °C(lit.),,0.813 g/mL at 25 °C(lit.) | Alphabetical Listings , M , Methanol , NMR Solvents , NMR Solvents and Reagents , Stable Isotopes |  | 2 mg/mL 2-Propanol-1,1,1,3,3,3-d 6 (99 atom % D),99 atom % D,mol wt 33.05,2 mg/mL 1-butanol-d 10,M+1,n 20/D 1.327(lit.) | , |  |  | 2 mg/mL 2-Propanol-1,1,1,3,3,3-d 6 (99 atom % D),99 atom % D,0.813 g/mL at 25 °C(lit.),mol wt 33.05,2 mg/mL 1-butanol-d 10,M+1,65.5 °C(lit.),n 20/D 1.327(lit.)
Nitromethane-d 3,99 atom % D,CD,1751076,235-892-2,MFCD00044214,24849185 | 151963 | 13031-32-8 | Aldrich | 硝基甲烷-d 3 | (PDF) | 99% (CP),,100 °C(lit.),,1.183 g/mL at 25 °C(lit.) | Alphabetical Listings , N-O , NMR Solvents , NMR Solvents and Reagents , Nitromethane-d 3 , Solvent by Application , Solvents , Spectroscopy Solvents (IR, NMR, UV/Vis) , Stable Isotopes |  | mol wt 64.06,99 atom % D,n 20/D 1.3795(lit.),M+3 | , |  |  | 99% (CP),1.183 g/mL at 25 °C(lit.),mol wt 64.06,99 atom % D,M+3,100 °C(lit.),n 20/D 1.3795(lit.)
Nitromethane-d 3,99 atom % D,CD,1751076,235-892-2,MFCD00044214,24856173 | 269832 | 13031-32-8 | Aldrich | 硝基甲烷-d 3 | (PDF) | ,,100 °C(lit.),,1.183 g/mL at 25 °C(lit.) | Alphabetical Listings , N-O , NMR Solvents , NMR Solvents and Reagents , Nitromethane-d 3 , Solvent by Application , Solvents , Spectroscopy Solvents (IR, NMR, UV/Vis) , Stable Isotopes |  | mol wt 64.06,pk of 10 × 1 mL,99 atom % D,n 20/D 1.3795(lit.),M+3 | , |  |  | 1.183 g/mL at 25 °C(lit.),mol wt 64.06,99 atom % D,M+3,pk of 10 × 1 mL,100 °C(lit.),n 20/D 1.3795(lit.)
Nitromethane-d 3,99 atom % D, contains 1 % (v/v) TMS,CD,1751076,235-892-2,MFCD00044214,24856175 | 269867 | 13031-32-8 | Aldrich | 硝基甲烷-d 3 | (PDF) | ,,100 °C(lit.),,1.183 g/mL at 25 °C(lit.) | NMR Solvents , NMR Solvents and Reagents , Nitromethane-d 3 , Solvent by Application , Solvents , Spectroscopy Solvents (IR, NMR, UV/Vis) , Stable Isotopes |  | mol wt 64.06,1 % (v/v) TMS,n 20/D 1.3795(lit.),99 atom % D,M+3 | , |  |  | 99 atom % D,1.183 g/mL at 25 °C(lit.),mol wt 64.06,1 % (v/v) TMS,M+3,100 °C(lit.),n 20/D 1.3795(lit.)
Pyridine-d 5,"100%", 99.96 atom % D,C,114377,230-720-2,MFCD00044639,24850705 | 177970 | 7291-22-7 | Aldrich | 吡啶-d 5 | (PDF) | 99% (CP),,114.4 °C(lit.),,1.05 g/mL at 25 °C(lit.) | Alphabetical Listings , NMR Solvents , NMR Solvents and Reagents , P , Pyridine-d 5 , Solvent by Application , Solvents , Spectroscopy Solvents (IR, NMR, UV/Vis) , Stable Isotopes |  | mol wt 84.14,99.96 atom % D,n 20/D 1.506(lit.),M+5 | , |  |  | 99% (CP),1.05 g/mL at 25 °C(lit.),mol wt 84.14,99.96 atom % D,M+5,114.4 °C(lit.),n 20/D 1.506(lit.)
Pyridine-d 5,"100%", 99.96 atom % D, contains 0.03 % (v/v) TMS,C,114377,230-720-2,MFCD00044639,24867390 | 437700 | 7291-22-7 | Aldrich | 吡啶-d 5 | (PDF) | 99% (CP),,114.4 °C(lit.),,1.05 g/mL at 25 °C(lit.) | Alphabetical Listings , NMR Solvents , NMR Solvents and Reagents , P , Pyridine-d 5 , Solvent by Application , Solvents , Spectroscopy Solvents (IR, NMR, UV/Vis) , Stable Isotopes |  | mol wt 84.14,0.03 % (v/v) TMS,n 20/D 1.506(lit.),99.96 atom % D,M+5 | , |  |  | 99.96 atom % D,99% (CP),1.05 g/mL at 25 °C(lit.),mol wt 84.14,0.03 % (v/v) TMS,M+5,114.4 °C(lit.),n 20/D 1.506(lit.)
Pyridine-d 5,99.5 atom % D,C,114377,230-720-2,MFCD00044639,24877931 | 532975 | 7291-22-7 | Aldrich | 吡啶-d 5 | (PDF) | 99% (CP),,114.4 °C(lit.),,1.05 g/mL at 25 °C(lit.) | Alphabetical Listings , NMR Solvents , NMR Solvents and Reagents , P , Pyridine-d 5 , Solvent by Application , Solvents , Spectroscopy Solvents (IR, NMR, UV/Vis) , Stable Isotopes |  | mol wt 84.14,99.5 atom % D,n 20/D 1.506(lit.),M+5 | , |  |  | 99% (CP),1.05 g/mL at 25 °C(lit.),mol wt 84.14,99.5 atom % D,M+5,114.4 °C(lit.),n 20/D 1.506(lit.)
Pyridine-d 5,99.5 atom % D, contains 0.03 % (v/v) TMS,C,114377,230-720-2,MFCD00044639,24877930 | 532967 | 7291-22-7 | Aldrich | 吡啶-d 5 | (PDF) | 99% (CP),,114.4 °C(lit.),,1.05 g/mL at 25 °C(lit.) | Alphabetical Listings , NMR Solvents , NMR Solvents and Reagents , P , Pyridine-d 5 , Solvent by Application , Solvents , Spectroscopy Solvents (IR, NMR, UV/Vis) , Stable Isotopes |  | mol wt 84.14,0.03 % (v/v) TMS,n 20/D 1.506(lit.),99.5 atom % D,M+5 | , |  |  | 99.5 atom % D,99% (CP),1.05 g/mL at 25 °C(lit.),mol wt 84.14,0.03 % (v/v) TMS,M+5,114.4 °C(lit.),n 20/D 1.506(lit.)
Tetrahydrofuran-d 8,99.95 atom % D,C,111854,,MFCD00044238, | 618497 | 1693-74-9 | Aldrich | 四氢呋喃-d 8 |  | 99% (CP),,65-66 °C(lit.),−106 °C(lit.),0.985 g/mL at 25 °C(lit.) | Alphabetical Listings , NMR Solvents , NMR Solvents and Reagents , Solvent by Application , Solvents , Spectroscopy Solvents (IR, NMR, UV/Vis) , Stable Isotopes , T , Tetrahydrofuran-d 8 |  | mol wt 80.17,99.95 atom % D,n 20/D 1.403(lit.),M+8 | , |  |  | 99% (CP),0.985 g/mL at 25 °C(lit.),mol wt 80.17,99.95 atom % D,M+8,65-66 °C(lit.),−106 °C(lit.),n 20/D 1.403(lit.)
Tetrahydrofuran-d 8,99.5 atom % D,C,111854,,MFCD00044238,24851108 | 184314 | 1693-74-9 | Aldrich | 四氢呋喃-d 8 | (PDF) | 99% (CP),,65-66 °C(lit.),2-8°C,0.985 g/mL at 25 °C(lit.) | Alphabetical Listings , NMR Solvents , NMR Solvents and Reagents , Solvent by Type , Solvent by Application , Solvents , Spectroscopy Solvents (IR, NMR, UV/Vis) , Stable Isotopes , T , Tetrahydrofuran (THF) , Tetrahydrofuran-d 8 |  | mol wt 80.17,99.5 atom % D,n 20/D 1.403(lit.),M+8 | , |  |  | 99% (CP),0.985 g/mL at 25 °C(lit.),mol wt 80.17,99.5 atom % D,M+8,2-8°C,65-66 °C(lit.),−106 °C(lit.),n 20/D 1.403(lit.)
Tetrahydrofuran-d 8,99.5 atom % D,C,111854,,MFCD00044238,24867660 | 441406 | 1693-74-9 | Aldrich | 四氢呋喃-d 8 | (PDF) | 99% (CP),,65-66 °C(lit.),2-8°C,0.985 g/mL at 25 °C(lit.) | Alphabetical Listings , NMR Solvents , NMR Solvents and Reagents , Solvent by Type , Solvent by Application , Solvents , Spectroscopy Solvents (IR, NMR, UV/Vis) , Stable Isotopes , T , Tetrahydrofuran (THF) , Tetrahydrofuran-d 8 |  | mol wt 80.17,99.5 atom % D,n 20/D 1.403(lit.),M+8 | , |  |  | 99% (CP),0.985 g/mL at 25 °C(lit.),mol wt 80.17,99.5 atom % D,M+8,2-8°C,65-66 °C(lit.),−106 °C(lit.),n 20/D 1.403(lit.)
Tetrahydrofuran-d 8,99.5 atom % D, contains 0.03 % (v/v) TMS,C,111854,,MFCD00044238,24867392 | 437727 | 1693-74-9 | Aldrich | 四氢呋喃-d 8 | (PDF) | 99% (CP),,65-66 °C(lit.),2-8°C,0.985 g/mL at 25 °C(lit.) | Alphabetical Listings , NMR Solvents , NMR Solvents and Reagents , Solvent by Type , Solvent by Application , Solvents , Spectroscopy Solvents (IR, NMR, UV/Vis) , Stable Isotopes , T , Tetrahydrofuran (THF) , Tetrahydrofuran-d 8 |  | mol wt 80.17,0.03 % (v/v) TMS,n 20/D 1.403(lit.),99.5 atom % D,M+8 | , |  |  | 99.5 atom % D,99% (CP),0.985 g/mL at 25 °C(lit.),mol wt 80.17,0.03 % (v/v) TMS,M+8,2-8°C,65-66 °C(lit.),−106 °C(lit.),n 20/D 1.403(lit.)
Tetrahydrofuran-d 8,99.5 atom % D, contains 1 % (v/v) TMS,C,111854,,MFCD00044238,24856178 | 269891 | 1693-74-9 | Aldrich | 四氢呋喃-d 8 | (PDF) | 99% (CP),,65-66 °C(lit.),2-8°C,0.985 g/mL at 25 °C(lit.) | Alphabetical Listings , NMR Solvents , NMR Solvents and Reagents , Solvent by Type , Solvent by Application , Solvents , Spectroscopy Solvents (IR, NMR, UV/Vis) , Stable Isotopes , T , Tetrahydrofuran (THF) , Tetrahydrofuran-d 8 |  | mol wt 80.17,1 % (v/v) TMS,n 20/D 1.403(lit.),99.5 atom % D,M+8 | , |  |  | 99.5 atom % D,99% (CP),0.985 g/mL at 25 °C(lit.),mol wt 80.17,1 % (v/v) TMS,M+8,2-8°C,65-66 °C(lit.),−106 °C(lit.),n 20/D 1.403(lit.)
Toluene-d 8,anhydrous, 99.6 atom % D,C,1909300,218-009-5,MFCD00044638,24880587 | 570710 | 2037-26-5 | Aldrich | 甲苯-d 8 | (PDF) | ,,110 °C(lit.),,0.943 g/mL at 25 °C(lit.) | Anhydrous NMR Solvents , NMR Solvents , NMR Solvents and Reagents , Solvent by Type , Solvent by Application , Solvents , Specialty NMR Solvents , Spectroscopy Solvents (IR, NMR, UV/Vis) , Stable Isotopes , Toluene , Toluene-d 8 |  | anhydrous,mol wt 100.21,99.6 atom % D,n 20/D 1.494(lit.),M+8 | , |  |  | 0.943 g/mL at 25 °C(lit.),anhydrous,99.6 atom % D,M+8,mol wt 100.21,110 °C(lit.),n 20/D 1.494(lit.)
Toluene-d 8,"100%", 99.96 atom % D,C,1909300,218-009-5,MFCD00044638,24853973 | 233382 | 2037-26-5 | Aldrich | 甲苯-d 8 | (PDF) | 99% (CP),,110 °C(lit.),,0.943 g/mL at 25 °C(lit.) | Alphabetical Listings , NMR Solvents , NMR Solvents and Reagents , Solvent by Type , Solvent by Application , Solvents , Spectroscopy Solvents (IR, NMR, UV/Vis) , Stable Isotopes , T , Toluene , Toluene-d 8 |  | mol wt 100.21,99.96 atom % D,n 20/D 1.494(lit.),M+8 | , |  |  | 99% (CP),0.943 g/mL at 25 °C(lit.),mol wt 100.21,99.96 atom % D,M+8,110 °C(lit.),n 20/D 1.494(lit.)
Toluene-d 8,"100%", 99.96 atom % D,C,1909300,218-009-5,MFCD00044638,24854211 | 237035 | 2037-26-5 | Aldrich | 甲苯-d 8 | (PDF) | ,,110 °C(lit.),,0.943 g/mL at 25 °C(lit.) | Alphabetical Listings , NMR Solvents , NMR Solvents and Reagents , Solvent by Type , Solvent by Application , Solvents , Spectroscopy Solvents (IR, NMR, UV/Vis) , Stable Isotopes , T , Toluene , Toluene-d 8 |  | mol wt 100.21,pk of 10 × 0.5 mL,99.96 atom % D,n 20/D 1.494(lit.),M+8 | , |  |  | 0.943 g/mL at 25 °C(lit.),mol wt 100.21,99.96 atom % D,M+8,pk of 10 × 0.5 mL,110 °C(lit.),n 20/D 1.494(lit.)
Toluene-d 8,"100%", 99.96 atom % D,C,1909300,218-009-5,MFCD00044638,24866666 | 425788 | 2037-26-5 | Aldrich | 甲苯-d 8 | (PDF) | ,,110 °C(lit.),,0.943 g/mL at 25 °C(lit.) | Alphabetical Listings , NMR Solvents , NMR Solvents and Reagents , Solvent by Type , Solvent by Application , Solvents , Spectroscopy Solvents (IR, NMR, UV/Vis) , Stable Isotopes , T , Toluene , Toluene-d 8 |  | mol wt 100.21,pk of 10 × 1 mL,99.96 atom % D,n 20/D 1.494(lit.),M+8 | , |  |  | 0.943 g/mL at 25 °C(lit.),mol wt 100.21,99.96 atom % D,M+8,pk of 10 × 1 mL,110 °C(lit.),n 20/D 1.494(lit.)
Toluene-d 8,99.6 atom % D,C,1909300,218-009-5,MFCD00044638,24867193 | 434388 | 2037-26-5 | Aldrich | 甲苯-d 8 | (PDF) | 99% (CP),,110 °C(lit.),,0.943 g/mL at 25 °C(lit.) | Alphabetical Listings , NMR Solvents , NMR Solvents and Reagents , Solvent by Type , Solvent by Application , Solvents , Spectroscopy Solvents (IR, NMR, UV/Vis) , Stable Isotopes , T , Toluene , Toluene-d 8 |  | mol wt 100.21,99.6 atom % D,n 20/D 1.494(lit.),M+8 | , |  |  | 99% (CP),0.943 g/mL at 25 °C(lit.),mol wt 100.21,99.6 atom % D,M+8,110 °C(lit.),n 20/D 1.494(lit.)
Toluene-d 8,99.6 atom % D,C,1909300,218-009-5,MFCD00044638,24878460 | 540358 | 2037-26-5 | Aldrich | 甲苯-d 8 | (PDF) | ,,110 °C(lit.),,0.943 g/mL at 25 °C(lit.) | Alphabetical Listings , NMR Solvents , NMR Solvents and Reagents , Solvent by Type , Solvent by Application , Solvents , Spectroscopy Solvents (IR, NMR, UV/Vis) , Stable Isotopes , T , Toluene , Toluene-d 8 |  | mol wt 100.21,99.6 atom % D,n 20/D 1.494(lit.),M+8 | , |  |  | 0.943 g/mL at 25 °C(lit.),mol wt 100.21,99.6 atom % D,M+8,110 °C(lit.),n 20/D 1.494(lit.)
Toluene-d 8,99.6 atom % D, contains 0.03 % (v/v) TMS,C,1909300,218-009-5,MFCD00044638,24867194 | 434396 | 2037-26-5 | Aldrich | 甲苯-d 8 | (PDF) | ,,110 °C(lit.),,0.943 g/mL at 25 °C(lit.) | Alphabetical Listings , NMR Solvents , NMR Solvents and Reagents , Solvent by Type , Solvent by Application , Solvents , Spectroscopy Solvents (IR, NMR, UV/Vis) , Stable Isotopes , T , Toluene , Toluene-d 8 |  | mol wt 100.21,0.03 % (v/v) TMS,n 20/D 1.494(lit.),99.6 atom % D,M+8 | , |  |  | 99.6 atom % D,0.943 g/mL at 25 °C(lit.),mol wt 100.21,0.03 % (v/v) TMS,M+8,110 °C(lit.),n 20/D 1.494(lit.)
Toluene-d 8,99 atom % D,C,1909300,218-009-5,MFCD00044638,24849188 | 151998 | 2037-26-5 | Aldrich | 甲苯-d 8 | (PDF) | ,,110 °C(lit.),,0.943 g/mL at 25 °C(lit.) | Alphabetical Listings , NMR Solvents , NMR Solvents and Reagents , Solvent by Type , Solvent by Application , Solvents , Spectroscopy Solvents (IR, NMR, UV/Vis) , Stable Isotopes , T , Toluene , Toluene-d 8 |  | mol wt 100.21,99 atom % D,n 20/D 1.494(lit.),M+8 | , |  |  | 0.943 g/mL at 25 °C(lit.),mol wt 100.21,99 atom % D,M+8,110 °C(lit.),n 20/D 1.494(lit.)
Toluene-d 8,99 atom % D, contains 0.03 % (v/v) TMS,C,1909300,218-009-5,MFCD00044638,24870729 | 471399 | 2037-26-5 | Aldrich | 甲苯-d 8 | (PDF) | ,,110 °C(lit.),,0.943 g/mL at 25 °C(lit.) | Alphabetical Listings , NMR Solvents , NMR Solvents and Reagents , Solvent by Type , Solvent by Application , Solvents , Spectroscopy Solvents (IR, NMR, UV/Vis) , Stable Isotopes , T , Toluene , Toluene-d 8 |  | mol wt 100.21,0.03 % (v/v) TMS,n 20/D 1.494(lit.),99 atom % D,M+8 | , |  |  | 99 atom % D,0.943 g/mL at 25 °C(lit.),mol wt 100.21,0.03 % (v/v) TMS,M+8,110 °C(lit.),n 20/D 1.494(lit.)
Toluene-d 8,99 atom % D, contains 1 % (v/v) TMS,C,1909300,218-009-5,MFCD00044638,24856176 | 269875 | 2037-26-5 | Aldrich | 甲苯-d 8 | (PDF) | ,,110 °C(lit.),,0.943 g/mL at 25 °C(lit.) | Alphabetical Listings , NMR Solvents , NMR Solvents and Reagents , Solvent by Type , Solvent by Application , Solvents , Spectroscopy Solvents (IR, NMR, UV/Vis) , Stable Isotopes , T , Toluene , Toluene-d 8 |  | mol wt 100.21,1 % (v/v) TMS,n 20/D 1.494(lit.),99 atom % D,M+8 | , |  |  | 99 atom % D,0.943 g/mL at 25 °C(lit.),mol wt 100.21,1 % (v/v) TMS,M+8,110 °C(lit.),n 20/D 1.494(lit.)
Trifluoroacetic acid-d,99.5 atom % D,CF,1768662,209-961-2,MFCD00044563,24849189 | 152005 | 599-00-8 | Aldrich | 氘代三氟乙酸 | (PDF) | ,,75 °C(lit.),,1.493 g/mL at 25 °C(lit.) | Acids , Acids & Bases , Alphabetical Listings , Chemical Synthesis , NMR Solvents , NMR Solvents and Reagents , Organic Acids , Solvent by Application , Solvents , Spectroscopy Solvents (IR, NMR, UV/Vis) , Stable Isotopes , Synthetic Reagents , T , Trifluoroacetic acid-d |  | mol wt 115.02 by atom % calculation,mol wt 115.03,99.5 atom % D,n 20/D 1.3(lit.),M+1 | , |  |  | mol wt 115.03,1.493 g/mL at 25 °C(lit.),mol wt 115.02 by atom % calculation,99.5 atom % D,M+1,75 °C(lit.),n 20/D 1.3(lit.)
Trifluoroacetic acid-d,99.5 atom % D,CF,1768662,209-961-2,MFCD00044563,24877754 | 530514 | 599-00-8 | Aldrich | 氘代三氟乙酸 | (PDF) | ,,75 °C(lit.),,1.493 g/mL at 25 °C(lit.) | Acids , Acids & Bases , Alphabetical Listings , Chemical Synthesis , NMR Solvents , NMR Solvents and Reagents , Organic Acids , Solvent by Application , Solvents , Spectroscopy Solvents (IR, NMR, UV/Vis) , Stable Isotopes , Synthetic Reagents , T , Trifluoroacetic acid-d |  | mol wt 115.03,mol wt 115.02 by atom % calculation,99.5 atom % D,M+1,pk of 10 × 0.75 mL,n 20/D 1.3(lit.) | , |  |  | mol wt 115.03,1.493 g/mL at 25 °C(lit.),mol wt 115.02 by atom % calculation,99.5 atom % D,M+1,pk of 10 × 0.75 mL,75 °C(lit.),n 20/D 1.3(lit.)
Trifluoroacetic acid-d,99.5 atom % D,CF,1768662,209-961-2,MFCD00044563,24856347 | 269778 | 599-00-8 | Aldrich | 氘代三氟乙酸 | (PDF) | ,,75 °C(lit.),,1.493 g/mL at 25 °C(lit.) | Acids , Acids & Bases , Alphabetical Listings , Chemical Synthesis , NMR Solvents , NMR Solvents and Reagents , Organic Acids , Solvent by Application , Solvents , Spectroscopy Solvents (IR, NMR, UV/Vis) , Stable Isotopes , Synthetic Reagents , T , Trifluoroacetic acid-d |  | mol wt 115.03,mol wt 115.02 by atom % calculation,99.5 atom % D,M+1,pk of 10 × 1 mL,n 20/D 1.3(lit.) | , |  |  | mol wt 115.03,1.493 g/mL at 25 °C(lit.),mol wt 115.02 by atom % calculation,99.5 atom % D,M+1,pk of 10 × 1 mL,75 °C(lit.),n 20/D 1.3(lit.)
Trifluoroacetic acid-d,99 atom % D,CF,1768662,209-961-2,MFCD00044563,24864586 | 394300 | 599-00-8 | Aldrich | 氘代三氟乙酸 | (PDF) | ,,75 °C(lit.),,1.493 g/mL at 25 °C(lit.) | Acids , Acids & Bases , Alphabetical Listings , Chemical Synthesis , NMR Solvents , NMR Solvents and Reagents , Organic Acids , Solvent by Application , Solvents , Spectroscopy Solvents (IR, NMR, UV/Vis) , Stable Isotopes , Synthetic Reagents , T , Trifluoroacetic acid-d |  | mol wt 115.02 by atom % calculation,mol wt 115.03,99 atom % D,n 20/D 1.3(lit.),M+1 | , |  |  | mol wt 115.03,1.493 g/mL at 25 °C(lit.),mol wt 115.02 by atom % calculation,99 atom % D,M+1,75 °C(lit.),n 20/D 1.3(lit.)
o -Xylene-d 10,99 atom % D,C,,259-942-8,MFCD00037698,24850537 | 175900 | 56004-61-6 | Aldrich | 邻二甲苯-d 10 |  | 99% (CP),,142 °C(lit.),,0.953 g/mL at 25 °C(lit.) | Additional NMR Solvents , Alphabetical Listings , NMR Solvents , NMR Solvents and Reagents , Solvent by Application , Solvents , Spectroscopy Solvents (IR, NMR, UV/Vis) , Stable Isotopes , U-Z , Xylene |  | mol wt 116.25,99 atom % D,n 20/D 1.5016(lit.),M+10 | , |  |  | 99% (CP),0.953 g/mL at 25 °C(lit.),mol wt 116.25,99 atom % D,M+10,142 °C(lit.),n 20/D 1.5016(lit.)
m -Xylene-d 10,98 atom % D,C,,,MFCD00209804,24850538 | 175919 | 116601-58-2 | Aldrich | 间二甲苯-d 10 |  | 99% (CP),,138-139 °C(lit.),,0.95 g/mL at 25 °C(lit.) | Additional NMR Solvents , Alphabetical Listings , NMR Solvents , NMR Solvents and Reagents , Solvent by Application , Solvents , Spectroscopy Solvents (IR, NMR, UV/Vis) , Stable Isotopes , U-Z , Xylene |  | mol wt 116.25,98 atom % D,n 20/D 1.497(lit.),M+10 | , |  |  | 99% (CP),0.95 g/mL at 25 °C(lit.),mol wt 116.25,98 atom % D,M+10,138-139 °C(lit.),n 20/D 1.497(lit.)
p -Xylene-d 10,99 atom % D,C,,255-193-6,MFCD00037699,24850539 | 175927 | 41051-88-1 | Aldrich | 对二甲苯-d 10 | (PDF) | ,,135 °C(lit.),,0.948 g/mL at 25 °C(lit.) | Additional NMR Solvents , Alphabetical Listings , NMR Solvents , NMR Solvents and Reagents , Solvent by Application , Solvents , Spectroscopy Solvents (IR, NMR, UV/Vis) , Stable Isotopes , U-Z , Xylene |  | mol wt 116.25,99 atom % D,n 20/D 1.492(lit.),M+10 | , |  |  | 0.948 g/mL at 25 °C(lit.),mol wt 116.25,99 atom % D,M+10,135 °C(lit.),n 20/D 1.492(lit.)
p -Xylene-( dimethyl -d 6 ),99 atom % D, 99% (CP),C,,,MFCD00044346,24850819 | 179558 | 25493-13-4 | Aldrich | 对二甲苯-D 6 | (PDF) | 99% (CP),,135.4 °C(lit.),,0.915 g/mL at 25 °C(lit.) | Additional NMR Solvents , Alphabetical Listings , NMR Solvents , NMR Solvents and Reagents , Solvent by Application , Solvents , Spectroscopy Solvents (IR, NMR, UV/Vis) , Stable Isotopes , U-Z , Xylene |  | mol wt 111.22,99 atom % D,n 20/D 1.4944(lit.),M+6 | , |  |  | 99% (CP),0.915 g/mL at 25 °C(lit.),mol wt 111.22,99 atom % D,M+6,135.4 °C(lit.),n 20/D 1.4944(lit.)
Benzoic acid,Standard for quantitative NMR, TraceCERT ®,C,636131,200-618-2,MFCD00002398, | 06185 | 65-85-0 | Fluka | 苯甲酸 | E210 | ,1061 °F,249 °C(lit.),121-125 °C(lit.),4.21 (vs air) | A-F , Analytical Standards , Anise , Antioxidants & Preservatives , Certified Reference Materials (CRMs) , Chromatography , Cinnamon , Clove , E numbers (Food Additives) , E200–E299 (preservatives) , E210 , Fluka CRM for Quantitative NMR (neats) , Fluka CRMs for Chromatography (neats) , Food & Beverage Standards , Fruits , Herbs & Spices , Organic Acids , Organic CRMs Alphabetical , Organic CRMs TraceCERT , Plum , Preservatives , Standards for Personal Care and Cosmetic Products , Trigger for Food Allergies & Intolerances , Ylang-Ylang , 分析/色谱 , 按字母排序 , 食品饮料类产品 , 香精香料 | 10 mmHg ( 132 °C) | TraceCERT ®,limited shelf life, expiry date on the label,qNMR Standard for organic solvents (8.2-7.4 ppm) | , |  |  | qNMR Standard for organic solvents (8.2-7.4 ppm),TraceCERT ®,249 °C(lit.),121-125 °C(lit.),4.21 (vs air),1061 °F,10 mmHg ( 132 °C),limited shelf life, expiry date on the label
Benzyl benzoate,certified reference material, TraceCERT ®,C,2049280,204-402-9,MFCD00003075, | 55177 | 120-51-4 | Fluka | 苯甲酸苄酯 |  | ,896 °F,323-324 °C(lit.),17-20 °C(lit.),1.118 g/mL at 20 °C(lit.) | 2009/48/EC (Directive on the Safety of Toys) , A-F , Alphabetical Index of Analytical Standards , Analytical Standards , Antioxidants & Preservatives , B , BA - BH , Certified Reference Materials (CRMs) , Chromatography , European Community: ISO, DIN and DL 152 , Fluka CRM for Quantitative NMR (neats) , Food & Beverage Standards , Method and Regulation Specific , Organic CRMs TraceCERT , Preservative & Antioxidants , Standards for Personal Care and Cosmetic Products , non E-Numbers , 分析/色谱 , 化妆品中的致敏香料 , 按字母排序 , 香精香料 | 1 mmHg ( 125 °C) | TraceCERT ®,under inert gas,limited shelf life, expiry date on the label,n 20/D 1.568(lit.),qNMR Standard for organic solvents (~5.4 ppm) | , |  |  | under inert gas,qNMR Standard for organic solvents (~5.4 ppm),1.118 g/mL at 20 °C(lit.),TraceCERT ®,323-324 °C(lit.),17-20 °C(lit.),896 °F,1 mmHg ( 125 °C),limited shelf life, expiry date on the label,n 20/D 1.568(lit.)
Calcium formate,Standard for quantitative NMR, TraceCERT ®,(HCOO),3624099,208-863-7,MFCD00036108, | 03826 | 544-17-2 | Fluka | 甲酸钙 | E238 | ,,,, | Analytical Standards , Certified Reference Materials (CRMs) , Chromatography , E numbers (Food Additives) , E200–E299 (preservatives) , E238 , Fluka CRM for Quantitative NMR (neats) , Fluka CRMs for Chromatography (neats) , Food & Beverage Standards , Organic CRMs Alphabetical , Organic CRMs TraceCERT , 分析/色谱 |  | TraceCERT ®,limited shelf life, expiry date on the label,qNMR Standard for D 2 O (~7.5 - 8.5 ppm) | , |  |  | TraceCERT ®,limited shelf life, expiry date on the label,qNMR Standard for D 2 O (~7.5 - 8.5 ppm)
Dimethylmalonic acid,Standard for quantitative NMR, TraceCERT ®,(CH,774375,209-867-1,MFCD00004193, | 89151 | 595-46-0 | Fluka | 二甲基丙二酸 |  | ,,,191-193 °C(lit.), | Analytical Standards , Certified Reference Materials (CRMs) , Fluka CRM for Quantitative NMR (neats) , Fluka CRMs for Chromatography (neats) , Organic CRMs Alphabetical , Organic CRMs TraceCERT , 分析/色谱 |  | TraceCERT ®,limited shelf life, expiry date on the label,qNMR Standard for D 2 O and organic solvents (1.3 - 1.4 ppm) | , |  |  | TraceCERT ®,limited shelf life, expiry date on the label,qNMR Standard for D 2 O and organic solvents (1.3 - 1.4 ppm),191-193 °C(lit.)
Dimethyl sulfone,Standard for quantitative NMR, TraceCERT ®,(CH,1737717,200-665-9,MFCD00007566, | 41867 | 67-71-0 | Fluka | 二甲基砜 |  | ,,238 °C(lit.),107-109 °C(lit.), | Analytical Standards , Certified Reference Materials (CRMs) , Fluka CRM for Quantitative NMR (neats) , Fluka CRMs for Chromatography (neats) , Organic CRMs Alphabetical , Organic CRMs TraceCERT , 分析/色谱 |  | TraceCERT ®,limited shelf life, expiry date on the label,qNMR Standard for D 2 O and organic solvents (3.2 ppm) | , |  |  | TraceCERT ®,limited shelf life, expiry date on the label,238 °C(lit.),qNMR Standard for D 2 O and organic solvents (3.2 ppm),107-109 °C(lit.)
Dimethyl terephthalate,Standard for quantitative NMR, TraceCERT ®,C,1107185,204-411-8,MFCD00008440, | 07038 | 120-61-6 | Fluka | 对苯二甲酸二甲酯 |  | ,1058 °F,,139-141 °C(lit.),1.04 (vs air) | Analytical Standards , Certified Reference Materials (CRMs) , Fluka CRM for Quantitative NMR (neats) , Fluka CRMs for Chromatography (neats) , Organic CRMs Alphabetical , Organic CRMs TraceCERT , 分析/色谱 | 1.15 mmHg ( 93 °C) | TraceCERT ®,limited shelf life, expiry date on the label,qNMR Standard for DMSO-d 6 (9.2 ppm) | , |  |  | qNMR Standard for DMSO-d 6 (9.2 ppm),TraceCERT ®,139-141 °C(lit.),1.04 (vs air),1058 °F,1.15 mmHg ( 93 °C),limited shelf life, expiry date on the label
3,5-Dinitrobenzoic acid,Standard for quantitative NMR, TraceCERT ®,(O,1914286,202-751-1,MFCD00007253, | 15639 | 99-34-3 | Fluka | 3,5-二硝基苯甲酸 |  | ,,,204-206 °C(lit.), | Analytical Standards , Certified Reference Materials (CRMs) , Fluka CRM for Quantitative NMR (neats) , Fluka CRMs for Chromatography (neats) , Organic CRMs Alphabetical , Organic CRMs TraceCERT , 分析/色谱 |  | TraceCERT ®,limited shelf life, expiry date on the label,qNMR Standard for DMSO-d 6 (9.2 ppm) | , |  |  | TraceCERT ®,limited shelf life, expiry date on the label,qNMR Standard for DMSO-d 6 (9.2 ppm),204-206 °C(lit.)
Duroquinone,Standard for quantitative NMR, TraceCERT ®,C,1909128,208-409-8,MFCD00001604, | 06856 | 527-17-3 | Fluka | 杜醌 |  | ,,,110-112 °C(lit.), | Analytical Standards , Certified Reference Materials (CRMs) , Fluka CRM for Quantitative NMR (neats) , Fluka CRMs for Chromatography (neats) , Organic CRMs Alphabetical , Organic CRMs TraceCERT , 分析/色谱 |  | TraceCERT ®,limited shelf life, expiry date on the label,qNMR Standard for organic solvents (2 ppm) | , |  |  | TraceCERT ®,limited shelf life, expiry date on the label,qNMR Standard for organic solvents (2 ppm),110-112 °C(lit.)
Ethyl 4- (dimethylamino) benzoate,Standard for quantitative NMR, TraceCERT ®,(CH,2210233,233-634-3,MFCD00009115, | 42582 | 10287-53-3 | Fluka | 4-二甲氨基苯甲酸乙酯 |  | ,,,63-66 °C(lit.), | Analytical Standards , Certified Reference Materials (CRMs) , Fluka CRM for Quantitative NMR (neats) , Fluka CRMs for Chromatography (neats) , Organic CRMs Alphabetical , Organic CRMs TraceCERT , 分析/色谱 |  | TraceCERT ®,limited shelf life, expiry date on the label,qNMR Standard for organic solvents (~1.3; 3.0; 4.3; 6.7; 7.8 ppm) | , |  |  | TraceCERT ®,limited shelf life, expiry date on the label,qNMR Standard for organic solvents (~1.3; 3.0; 4.3; 6.7; 7.8 ppm),63-66 °C(lit.)
Ethylene carbonate,Standard for quantitative NMR, TraceCERT ®,C,106249,202-510-0,MFCD00005382, | 01380 | 96-49-1 | Fluka | 碳酸乙烯酯 |  | ,,243-244 °C/740 mmHg(lit.),2-8°C,1.321 g/mL at 25 °C(lit.) | Analytical Standards , Certified Reference Materials (CRMs) , Fluka CRM for Quantitative NMR (neats) , Organic CRMs TraceCERT , 分析/色谱 | 0.02 mmHg ( 36.4 °C) | TraceCERT ®,limited shelf life, expiry date on the label | , |  |  | 1.321 g/mL at 25 °C(lit.),TraceCERT ®,2-8°C,243-244 °C/740 mmHg(lit.),35-38 °C(lit.),3.04 (vs air),0.02 mmHg ( 36.4 °C),limited shelf life, expiry date on the label
Maleic acid,Standard for quantitative NMR, TraceCERT ®,HO,605762,203-742-5,MFCD00063177, | 92816 | 110-16-7 | Fluka | 马来酸 |  | ,,,137-140 °C(lit.),1.59 g/mL at 25 °C(lit.) | Analytical Standards , Certified Reference Materials (CRMs) , Fluka CRM for Quantitative NMR (neats) , Fluka CRMs for Chromatography (neats) , Organic CRMs Alphabetical , Organic CRMs TraceCERT , 分析/色谱 |  | TraceCERT ®,limited shelf life, expiry date on the label,qNMR Standard for D 2 O and organic solvents (6.2 ppm) | , |  |  | TraceCERT ®,limited shelf life, expiry date on the label,137-140 °C(lit.),qNMR Standard for D 2 O and organic solvents (6.2 ppm),1.59 g/mL at 25 °C(lit.)
Methyl 3,5-dinitrobenzoate,Standard for quantitative NMR, TraceCERT ®,(O,,220-289-9,MFCD00017016, | 94681 | 2702-58-1 | Fluka | 3,5-二硝基苯甲酸甲酯 |  | ,,,107-109 °C(lit.), | Analytical Standards , Certified Reference Materials (CRMs) , Fluka CRM for Quantitative NMR (neats) , Organic CRMs TraceCERT , 分析/色谱 |  | Standard for quantitative NMR,TraceCERT ®,limited shelf life, expiry date on the label | , |  |  | Standard for quantitative NMR,TraceCERT ®,limited shelf life, expiry date on the label,107-109 °C(lit.)
Potassium phthalate monobasic,Standard for quantitative NMR, TraceCERT ®,HOOCC,3637128,212-889-4,MFCD00013070, | 14659 | 877-24-7 | Fluka | 邻苯二甲酸氢钾 |  | ,,,295-300 °C (dec.)(lit.), | Analytical Standards , Certified Reference Materials (CRMs) , Fluka CRM for Quantitative NMR (neats) , Fluka CRMs for Chromatography (neats) , Organic CRMs Alphabetical , Organic CRMs TraceCERT , 分析/色谱 |  | TraceCERT ®,limited shelf life, expiry date on the label,qNMR Standard for D 2 O (8.2 ppm / 7.5 ppm) | , |  |  | TraceCERT ®,limited shelf life, expiry date on the label,qNMR Standard for D 2 O (8.2 ppm / 7.5 ppm),295-300 °C (dec.)(lit.)
1,2,4,5- Tetrachloro- 3- nitrobenzene,Standard for quantitative NMR, TraceCERT ®,HC,1973805,204-178-2,MFCD00007066, | 40384 | 117-18-0 | Fluka | 四氯硝基苯 |  | ,,304 °C(lit.),98-101 °C(lit.), | Analytical Standards , Certified Reference Materials (CRMs) , Fluka CRM for Quantitative NMR (neats) , Fluka CRMs for Chromatography (neats) , Organic CRMs Alphabetical , Organic CRMs TraceCERT , 分析/色谱 |  | TraceCERT ®,limited shelf life, expiry date on the label,qNMR Standard for organic solvents (7.8 - 8.4 ppm) | , |  |  | TraceCERT ®,limited shelf life, expiry date on the label,304 °C(lit.),qNMR Standard for organic solvents (7.8 - 8.4 ppm),98-101 °C(lit.)
1,2,4,5- Tetramethylbenzene,Standard for quantitative NMR, TraceCERT ®,C,1903393,202-465-7,MFCD00008528, | 74658 | 95-93-2 | Fluka | 1,2,4,5-四甲苯 | 39011404 | ,,,76-80 °C(lit.),0.838 g/mL at 25 °C(lit.) | Analytical Standards , Certified Reference Materials (CRMs) , Fluka CRM for Quantitative NMR (neats) , Fluka CRMs for Chromatography (neats) , Organic CRMs Alphabetical , Organic CRMs TraceCERT , 分析/色谱 | 160 mmHg ( 140 °C) | TraceCERT ®,limited shelf life, expiry date on the label,qNMR Standard for organic solvents (6.9 ppm / 2.2 ppm) | , |  |  | qNMR Standard for organic solvents (6.9 ppm / 2.2 ppm),0.838 g/mL at 25 °C(lit.),TraceCERT ®,76-80 °C(lit.),4.6 (vs air),160 mmHg ( 140 °C),limited shelf life, expiry date on the label
Thymol,Standard for quantitative NMR, TraceCERT ®,2-[(CH,1907135,201-944-8,MFCD00002309, | 50409 | 89-83-8 | Fluka | 百里酚 |  | ,,232 °C(lit.),48-51 °C(lit.),0.965 g/mL at 25 °C(lit.) | Analytical Standards , Certified Reference Materials (CRMs) , Fluka CRM for Quantitative NMR (neats) , Organic CRMs TraceCERT , 分析/色谱 | 1 mmHg ( 64 °C) | TraceCERT ®,limited shelf life, expiry date on the label,qNMR Standard | , |  |  | qNMR Standard,0.965 g/mL at 25 °C(lit.),TraceCERT ®,232 °C(lit.),48-51 °C(lit.),1 mmHg ( 64 °C),limited shelf life, expiry date on the label
Acetone-d 6,NMR reference standard, 99.96 atom % D,CD,1702935,211-563-9,MFCD00044635, | 708941 | 666-52-4 | Aldrich | 丙酮-D 6 |  | ,,55.5 °C(lit.),−93.8 °C(lit.),0.872 g/mL at 25 °C(lit.) | NMR Reference Standards , NMR Solvents and Reagents , Stable Isotopes | 14.39 psi ( 55 °C) | 3.67 psi ( 20 °C),NMR reference standard,99.96 atom % D,M+6,5 mm × 7 in.,13.2 %,n 20/D 1.355(lit.) | , |  |  | 3.67 psi ( 20 °C),0.872 g/mL at 25 °C(lit.),NMR reference standard,99.96 atom % D,M+6,5 mm × 7 in.,55.5 °C(lit.),−93.8 °C(lit.),2 (vs air),14.39 psi ( 55 °C),n 20/D 1.355(lit.),13.2 %
Acetonitrile solution,NMR reference standard, 0.23 wt. % in D 2 O (99.9 atom % D), water 0.05 wt. %,CH,4124158,232-148-9,MFCD00001878, | 703664 | 75-05-8 | Aldrich | 乙腈 溶液 |  | ,,,water, 0.05 wt. %,0.782 g/mL at 25 °C | NMR Reference Standards , NMR Solvents and Reagents , Stable Isotopes |  | NMR reference standard,6.5 mm × 8 in.,0.23 wt. % in D 2 O (99.9 atom % D) | , |  |  | NMR reference standard,6.5 mm × 8 in.,0.23 wt. % in D 2 O (99.9 atom % D),water, 0.05 wt. %,0.782 g/mL at 25 °C
Ammonium- 15 N nitrate- 15 N solution,NMR reference standard, 98 atom % 15 N, 66.67 mg/mL in D 2 O (99 atom % D),15,,,MFCD01094741, | 631825 |  | Fluka | NMR 标准品/66.67mg/mL 15 NH 4 15 NO 3 (98%)/D 2 O(99.0%) |  | ,,,, | Alphabetical Index of Analytical Standards , Analytical Standards , N , NJ - NZ , NMR Reference Standards , NMR Solvents and Reagents , Stable Isotopes , 分析/色谱 |  | NMR reference standard,5 mm × 8 in.,66.67 mg/mL in D 2 O (99 atom % D),98 atom % 15 N | , |  |  | NMR reference standard,5 mm × 8 in.,66.67 mg/mL in D 2 O (99 atom % D),98 atom % 15 N
Benzamide- 15 N solution,NMR reference standard, 98 atom % 15 N, 2% in DMSO- d 6 ("100%", 99.96 atom % D), chromium(III) acetylacetonate 0.2 %,C,,,MFCD00084200, | 703419 |  | Aldrich | 苯甲酰胺- 15 N 溶液 |  | ,,,chromium(III) acetylacetonate, 0.2%, | NMR Reference Standards , NMR Solvents and Reagents , Stable Isotopes |  | NMR reference standard,6.5 mm × 8 in.,2% in DMSO- d 6 ("100%", 99.96 atom % D),98 atom % 15 N | , |  |  | NMR reference standard,6.5 mm × 8 in.,2% in DMSO- d 6 ("100%", 99.96 atom % D),98 atom % 15 N,chromium(III) acetylacetonate, 0.2%
Benzene solution,NMR reference standard, 80% in acetone-d 6 (99.9 atom % D),C,,,, | 611980 | 71-43-2 | Aldrich | 苯 溶液 |  | ,,,, | NMR Reference Standards , NMR Solvents and Reagents , Stable Isotopes |  | NMR reference standard,5 mm × 8 in.,80% in acetone-d 6 (99.9 atom % D) | , |  |  | NMR reference standard,5 mm × 8 in.,80% in acetone-d 6 (99.9 atom % D)
Chloroform solution,NMR reference standard, 1% in acetone-d 6 (99.9 atom % D),,,,MFCD00000826,24882073 | 611778 |  | Fluka | 氯仿 溶液 |  | ,,,, | Alphabetical Index of Analytical Standards , Alphabetical Listings , Analytical Standards , C , CH , Chloroform , NMR Reference Standards , NMR Solvents and Reagents , Solvent by Type , Solvents , Stable Isotopes , 分析/色谱 |  | NMR reference standard,3 mm × 8 in.,1% in acetone-d 6 (99.9 atom % D) | , |  |  | NMR reference standard,3 mm × 8 in.,1% in acetone-d 6 (99.9 atom % D)
Chloroform solution,NMR reference standard, 1% in acetone-d 6 (99.9 atom % D),,,,MFCD00000826,24882107 | 613037 |  | Fluka | 氯仿 溶液 |  | ,,,, | Alphabetical Index of Analytical Standards , Alphabetical Listings , Analytical Standards , C , CH , Chloroform , NMR Reference Standards , NMR Solvents and Reagents , Solvent by Type , Solvents , Stable Isotopes , 分析/色谱 |  | NMR reference standard,4 mm × 8 in.,1% in acetone-d 6 (99.9 atom % D) | , |  |  | NMR reference standard,4 mm × 8 in.,1% in acetone-d 6 (99.9 atom % D)
Chloroform solution,NMR reference standard, 1% in acetone-d 6 (99.9 atom % D),,,,MFCD00000826,24872248 | 487163 |  | Fluka | 氯仿 溶液 |  | ,,,, | Alphabetical Index of Analytical Standards , Alphabetical Listings , Analytical Standards , C , CH , Chloroform , NMR Reference Standards , NMR Solvents and Reagents , Solvent by Type , Solvents , Stable Isotopes , 分析/色谱 |  | NMR reference standard,5 mm × 8 in.,1% in acetone-d 6 (99.9 atom % D) | , |  |  | NMR reference standard,5 mm × 8 in.,1% in acetone-d 6 (99.9 atom % D)
Chloroform solution,NMR reference standard, 1% in acetone-d 6 (99.9 atom % D),,,,MFCD00000826,24872249 | 487171 |  | Fluka | 氯仿 溶液 |  | ,,,, | Alphabetical Index of Analytical Standards , Alphabetical Listings , Analytical Standards , C , CH , Chloroform , NMR Reference Standards , NMR Solvents and Reagents , Solvent by Type , Solvents , Stable Isotopes , 分析/色谱 |  | NMR reference standard,8 mm × 8 in.,1% in acetone-d 6 (99.9 atom % D) | , |  |  | NMR reference standard,8 mm × 8 in.,1% in acetone-d 6 (99.9 atom % D)
Chloroform solution,NMR reference standard, 1% in acetone-d 6 (99.9 atom % D),,,,MFCD00000826,24882071 | 611743 |  | Fluka | 氯仿 溶液 |  | ,,,, | Alphabetical Index of Analytical Standards , Alphabetical Listings , Analytical Standards , C , CH , Chloroform , NMR Reference Standards , NMR Solvents and Reagents , Solvent by Type , Solvents , Stable Isotopes , 分析/色谱 |  | NMR reference standard,10 mm × 8 in.,1% in acetone-d 6 (99.9 atom % D) | , |  |  | NMR reference standard,10 mm × 8 in.,1% in acetone-d 6 (99.9 atom % D)
Chloroform solution,NMR reference standard, 5% in acetone-d 6 (99.9 atom % D),,,,MFCD00000826,24882074 | 611786 |  | Fluka | 氯仿 溶液 |  | ,,,, | Alphabetical Index of Analytical Standards , Alphabetical Listings , Analytical Standards , C , CH , Chloroform , NMR Reference Standards , NMR Solvents and Reagents , Solvent by Type , Solvents , Stable Isotopes , 分析/色谱 |  | NMR reference standard,3 mm × 8 in.,5% in acetone-d 6 (99.9 atom % D) | , |  |  | NMR reference standard,3 mm × 8 in.,5% in acetone-d 6 (99.9 atom % D)
Chloroform solution,NMR reference standard, 5% in acetone-d 6 (99.9 atom % D),,,,MFCD00000826,24872302 | 487759 |  | Fluka | 氯仿 溶液 |  | ,,,, | Alphabetical Index of Analytical Standards , Alphabetical Listings , Analytical Standards , C , CH , Chloroform , NMR Reference Standards , NMR Solvents and Reagents , Solvent by Type , Solvents , Stable Isotopes , 分析/色谱 |  | NMR reference standard,5 mm × 8 in.,5% in acetone-d 6 (99.9 atom % D) | , |  |  | NMR reference standard,5 mm × 8 in.,5% in acetone-d 6 (99.9 atom % D)
Chloroform solution,NMR reference standard, 20% in acetone-d 6 (99.9 atom % D),,,,MFCD00000826,24882075 | 611859 |  | Fluka | 氯仿 溶液 |  | ,,,, | Alphabetical Index of Analytical Standards , Alphabetical Listings , Analytical Standards , C , CH , Chloroform , NMR Reference Standards , NMR Solvents and Reagents , Solvent by Type , Solvents , Stable Isotopes , 分析/色谱 |  | NMR reference standard,5 mm × 8 in.,20% in acetone-d 6 (99.9 atom % D) | , |  |  | NMR reference standard,5 mm × 8 in.,20% in acetone-d 6 (99.9 atom % D)
Chloroform solution,NMR reference standard, 2% in chloroform-d (99.8 atom % D),,,,MFCD00000826,24882115 | 613304 |  | Fluka | 氯仿 溶液 |  | ,,,, | Alphabetical Index of Analytical Standards , Alphabetical Listings , Analytical Standards , C , CH , Chloroform , NMR Reference Standards , NMR Solvents and Reagents , Solvent by Type , Solvents , Stable Isotopes , 分析/色谱 |  | NMR reference standard,3 mm × 8 in.,2% in chloroform-d (99.8 atom % D) | , |  |  | NMR reference standard,3 mm × 8 in.,2% in chloroform-d (99.8 atom % D)
Chloroform solution,NMR reference standard, 2% in chloroform-d (99.8 atom % D),,,,MFCD00000826,24882116 | 613312 |  | Fluka | 氯仿 溶液 |  | ,,,, | Alphabetical Index of Analytical Standards , Alphabetical Listings , Analytical Standards , C , CH , Chloroform , NMR Reference Standards , NMR Solvents and Reagents , Solvent by Type , Solvents , Stable Isotopes , 分析/色谱 |  | NMR reference standard,5 mm × 8 in.,2% in chloroform-d (99.8 atom % D) | , |  |  | NMR reference standard,5 mm × 8 in.,2% in chloroform-d (99.8 atom % D)
Chloroform solution,NMR reference standard, 3% in acetone-d 6 (99.9 atom % D),,,,MFCD00000826, | 708976 |  | Aldrich | 氯仿溶液 |  | ,,,, | Alphabetical Listings , C , NMR Reference Standards , NMR Solvents and Reagents , Stable Isotopes |  | NMR reference standard,5 mm × 8 in.,3% in acetone-d 6 (99.9 atom % D) | , |  |  | NMR reference standard,5 mm × 8 in.,3% in acetone-d 6 (99.9 atom % D)
Chloroform solution,NMR reference standard, 50% in acetone-d 6 (99.9 atom % D), chromium(III) acetylacetonate 0.2 %,,,,MFCD00000826, | 717908 |  | Aldrich | 氯仿 溶液 |  | ,,,chromium(III) acetylacetonate, 0.2%, | NMR Reference Standards , NMR Solvents and Reagents , Stable Isotopes |  | NMR reference standard,5 mm × 8 in.,50% in acetone-d 6 (99.9 atom % D) | , |  |  | NMR reference standard,5 mm × 8 in.,50% in acetone-d 6 (99.9 atom % D),chromium(III) acetylacetonate, 0.2%
Chloroform solution,NMR reference standard, 10% in acetone-d 6 (99.9 atom % D),,,,MFCD00000826, | 733814 |  | Aldrich | 氯仿 溶液 |  | ,,,, | NMR Reference Standards , NMR Solvents and Reagents , Stable Isotopes |  | NMR reference standard,3 mm × 8 in.,10% in acetone-d 6 (99.9 atom % D) | , |  |  | NMR reference standard,3 mm × 8 in.,10% in acetone-d 6 (99.9 atom % D)
Chloroform solution,NMR reference standard, 0.3% in acetone-d 6 (99.9 atom % D),,,211-563-9,MFCD00000826, | 720984 |  | Aldrich | 氯仿 溶液 |  | ,,,, | NMR Reference Standards , NMR Solvents and Reagents , Stable Isotopes |  | NMR reference standard,5 mm × 8 in.,0.3% in acetone-d 6 (99.9 atom % D) | , |  |  | NMR reference standard,5 mm × 8 in.,0.3% in acetone-d 6 (99.9 atom % D)
Chloroform solution,NMR reference standard, 3% in acetone-d 6 (99.9 atom % D), TMS 0.2 %,,,,MFCD00000826, | 720305 |  | Aldrich | 氯仿 溶液 |  | ,,,TMS, 0.2%, | NMR Reference Standards , NMR Solvents and Reagents , Stable Isotopes |  | NMR reference standard,3 mm × 8 in.,3% in acetone-d 6 (99.9 atom % D) | , |  |  | NMR reference standard,3 mm × 8 in.,3% in acetone-d 6 (99.9 atom % D),TMS, 0.2%
Chloroform solution,NMR reference standard, 0.3% in acetone-d 6 (99.9 atom % D),,,211-563-9,MFCD00000826, | 720992 |  | Aldrich | 氯仿 溶液 |  | ,,,, | NMR Reference Standards , NMR Solvents and Reagents , Stable Isotopes |  | NMR reference standard,3 mm × 8 in.,0.3% in acetone-d 6 (99.9 atom % D) | , |  |  | NMR reference standard,3 mm × 8 in.,0.3% in acetone-d 6 (99.9 atom % D)
Chloroform solution,NMR reference standard, 5% in acetone-d 6 (99.9 atom % D), chromium(III) acetylacetonate 0.2 %,,,,MFCD00000826, | 717916 |  | Aldrich | 氯仿 溶液 |  | ,,,chromium(III) acetylacetonate, 0.2%, | NMR Reference Standards , NMR Solvents and Reagents , Stable Isotopes |  | NMR reference standard,5 mm × 8 in.,5% in acetone-d 6 (99.9 atom % D) | , |  |  | NMR reference standard,5 mm × 8 in.,5% in acetone-d 6 (99.9 atom % D),chromium(III) acetylacetonate, 0.2%
Chloroform solution,NMR reference standard, 1% in acetone-d 6 (99.9 atom % D),,,,MFCD00000826, | 703435 |  | Aldrich | 氯仿 溶液 |  | ,,,, | NMR Reference Standards , NMR Solvents and Reagents , Stable Isotopes |  | NMR reference standard,6.5 mm × 8 in.,1% in acetone-d 6 (99.9 atom % D) | , |  |  | NMR reference standard,6.5 mm × 8 in.,1% in acetone-d 6 (99.9 atom % D)
Chloroform solution,NMR reference standard, 2% in acetone-d 6 (99.9 atom % D),,,,MFCD00000826, | 735981 |  | Aldrich | 氯仿 溶液 |  | ,,,, | NMR Reference Standards , NMR Solvents and Reagents , Stable Isotopes |  | NMR reference standard,5 mm × 8 in.,2% in acetone-d 6 (99.9 atom % D) | , |  |  | NMR reference standard,5 mm × 8 in.,2% in acetone-d 6 (99.9 atom % D)
Chloroform solution,NMR reference standard, 5% in acetone-d 6 (99.9 atom % D), chromium(III) acetylacetonate 2 %,,,,MFCD00000826, | 736430 |  | Aldrich | 氯仿 溶液 |  | ,,,chromium(III) acetylacetonate, 2%, | NMR Reference Standards , NMR Solvents and Reagents , Stable Isotopes |  | NMR reference standard,10 mm × 8 in.,5% in acetone-d 6 (99.9 atom % D) | , |  |  | NMR reference standard,10 mm × 8 in.,5% in acetone-d 6 (99.9 atom % D),chromium(III) acetylacetonate, 2%
Chloroform solution,NMR reference standard, 50% in acetone-d 6 (99.9 atom % D), chromium(III) acetylacetonate 0.2 %,,,,MFCD00000826, | 736422 |  | Aldrich | 氯仿 溶液 |  | ,,,chromium(III) acetylacetonate, 0.2%, | NMR Reference Standards , NMR Solvents and Reagents , Stable Isotopes |  | NMR reference standard,10 mm × 8 in.,50% in acetone-d 6 (99.9 atom % D) | , |  |  | NMR reference standard,10 mm × 8 in.,50% in acetone-d 6 (99.9 atom % D),chromium(III) acetylacetonate, 0.2%
Chloroform solution,NMR reference standard, 3% in acetone-d 6 , TMS 0.2 %,,,,MFCD00000826, | 612987 |  | Aldrich | 氯仿 溶液 |  | ,,,TMS, 0.2%, | NMR Reference Standards , NMR Solvents and Reagents , Stable Isotopes |  | NMR reference standard,5 mm × 8 in.,3% in acetone-d 6 | , |  |  | NMR reference standard,5 mm × 8 in.,3% in acetone-d 6,TMS, 0.2%
Chloroform solution,NMR reference standard, 1% in acetone-d 6 (99,9 atom % D), TMS 0.1 %,,,,MFCD00000826, | 612979 |  | Aldrich | 氯仿 溶液 |  | ,,,TMS, 0.1%, | NMR Reference Standards , NMR Solvents and Reagents , Stable Isotopes |  | NMR reference standard,5 mm × 8 in.,1% in acetone-d 6 (99,9 atom % D) | , |  |  | NMR reference standard,5 mm × 8 in.,1% in acetone-d 6 (99,9 atom % D),TMS, 0.1%
Chloroform solution,NMR reference standard, 1% in chloroform-d (99.8 atom % D),,,,MFCD00000826, | 612189 |  | Aldrich | 氯仿 溶液 |  | ,,,, | NMR Reference Standards , NMR Solvents and Reagents , Stable Isotopes |  | NMR reference standard,3 mm × 8 in.,1% in chloroform-d (99.8 atom % D) | , |  |  | NMR reference standard,3 mm × 8 in.,1% in chloroform-d (99.8 atom % D)
Chloroform solution,NMR reference standard, 1% in chloroform-d (99.96 atom %),,,,MFCD00000826, | 612170 |  | Aldrich | 氯仿 溶液 |  | ,,,, | NMR Reference Standards , NMR Solvents and Reagents , Stable Isotopes |  | NMR reference standard,5 mm × 8 in.,1% in chloroform-d (99.96 atom %) | , |  |  | NMR reference standard,5 mm × 8 in.,1% in chloroform-d (99.96 atom %)
Chloroform solution,NMR reference standard, 1% in acetone-d 6,,,,MFCD00000826, | 612464 |  | Aldrich | 氯仿 溶液 |  | ,,,, | NMR Reference Standards , NMR Solvents and Reagents , Stable Isotopes |  | NMR reference standard,8 mm × 7 in.,1% in acetone-d 6 | , |  |  | NMR reference standard,8 mm × 7 in.,1% in acetone-d 6
Chloroform solution,NMR reference standard, 5% in chloroform-d (99.8 atom % D),,,,MFCD00000826, | 612723 |  | Aldrich | 氯仿 溶液 |  | ,,,, | NMR Reference Standards , NMR Solvents and Reagents , Stable Isotopes |  | NMR reference standard,3 mm × 8 in.,5% in chloroform-d (99.8 atom % D) | , |  |  | NMR reference standard,3 mm × 8 in.,5% in chloroform-d (99.8 atom % D)
1,2-Dichlorobenzene solution,NMR reference standard, 5% in acetone-d 6 (99.9 atom % D),C,,,MFCD00000535,24882102 | 612510 | 95-50-1 | Aldrich | 1,2-二氯苯 溶液 |  | ,,,, | Alphabetical Index of Analytical Standards , Alphabetical Listings , Analytical Standards , D , DIA - DIC , NMR Reference Standards , NMR Solvents and Reagents , Stable Isotopes , 分析/色谱 |  | NMR reference standard,5 mm × 8 in.,5% in acetone-d 6 (99.9 atom % D) | , |  |  | NMR reference standard,5 mm × 8 in.,5% in acetone-d 6 (99.9 atom % D)
1,2-Dichlorobenzene solution,NMR reference standard, 1% in acetone-d 6 (99.9 atom % D),C,,,MFCD00000535, | 612502 | 95-50-1 | Aldrich | 1,2-二氯苯 溶液 |  | ,,,, | NMR Reference Standards , NMR Solvents and Reagents , Stable Isotopes |  | NMR reference standard,3 mm × 8 in.,1% in acetone-d 6 (99.9 atom % D) | , |  |  | NMR reference standard,3 mm × 8 in.,1% in acetone-d 6 (99.9 atom % D)
1,4-Dioxane solution,NMR reference standard, 40% in benzene-d 6 (99.6 atom % D), chromium(III) acetylacetonate 5 mg/mL,,,,MFCD00006571,24882090 | 612073 | 123-91-1 | Aldrich | 1,4-二氧六环 溶液 |  | ,,,chromium(III) acetylacetonate, 5 mg/mL, | Alphabetical Index of Analytical Standards , Alphabetical Listings , Analytical Standards , D , DIO - DIZ , NMR Reference Standards , NMR Solvents and Reagents , Stable Isotopes , 分析/色谱 |  | NMR reference standard,3 mm × 8 in.,40% in benzene-d 6 (99.6 atom % D) | , |  |  | NMR reference standard,3 mm × 8 in.,40% in benzene-d 6 (99.6 atom % D),chromium(III) acetylacetonate, 5 mg/mL
1,4-Dioxane solution,NMR reference standard, 40% in benzene-d 6 (99.6 atom % D), chromium(III) acetylacetonate 5 mg/mL,,,,MFCD00006571,24882077 | 611905 | 123-91-1 | Aldrich | 1,4-二氧六环 溶液 |  | ,,,chromium(III) acetylacetonate, 5 mg/mL, | Alphabetical Index of Analytical Standards , Alphabetical Listings , Analytical Standards , D , DIO - DIZ , NMR Reference Standards , NMR Solvents and Reagents , Stable Isotopes , 分析/色谱 |  | NMR reference standard,5 mm × 8 in.,40% in benzene-d 6 (99.6 atom % D) | , |  |  | NMR reference standard,5 mm × 8 in.,40% in benzene-d 6 (99.6 atom % D),chromium(III) acetylacetonate, 5 mg/mL
1,4-Dioxane solution,NMR reference standard, 40% in benzene-d 6 (99.6 atom % D),,,,MFCD00006571,24879218 | 551368 | 123-91-1 | Aldrich | 1,4-二氧六环 溶液 |  | 99% (CP),,,, | Alphabetical Index of Analytical Standards , Alphabetical Listings , Analytical Standards , D , DIO - DIZ , NMR Reference Standards , NMR Solvents and Reagents , Stable Isotopes , 分析/色谱 |  | NMR reference standard,5 mm × 8 in.,40% in benzene-d 6 (99.6 atom % D) | , |  |  | NMR reference standard,5 mm × 8 in.,40% in benzene-d 6 (99.6 atom % D),99% (CP)
1,4-Dioxane solution,NMR reference standard, 40% in benzene-d 6 (99.6 atom % D),,,,MFCD00006571, | 612111 | 123-91-1 | Aldrich | 1,4-二氧六环 溶液 |  | ,,,, | Alphabetical Index of Analytical Standards , Alphabetical Listings , Analytical Standards , D , DIO - DIZ , NMR Reference Standards , NMR Solvents and Reagents , Stable Isotopes , 分析/色谱 |  | NMR reference standard,3 mm × 8 in.,40% in benzene-d 6 (99.6 atom % D) | , |  |  | NMR reference standard,3 mm × 8 in.,40% in benzene-d 6 (99.6 atom % D)
1,4-Dioxane solution,NMR reference standard, 40% in benzene-d 6 (99.6 atom % D),,,,MFCD00006571, | 684228 | 123-91-1 | Aldrich | 1,4-二氧六环 溶液 |  | ,,,, | NMR Reference Standards , NMR Solvents and Reagents , Stable Isotopes |  | NMR reference standard,10 mm × 8 in.,40% in benzene-d 6 (99.6 atom % D) | , |  |  | NMR reference standard,10 mm × 8 in.,40% in benzene-d 6 (99.6 atom % D)
1,4-Dioxane solution,NMR reference standard, 1 mM in D 2 O ("100", 99.96 atom % D),,,232-148-9,MFCD00006571, | 704806 | 123-91-1 | Aldrich | 1,4-二氧六环 溶液 |  | ,,,, | NMR Reference Standards , NMR Solvents and Reagents , Stable Isotopes |  | NMR reference standard,5 mm × 7 in.,1 mM in D 2 O ("100", 99.96 atom % D) | , |  |  | NMR reference standard,5 mm × 7 in.,1 mM in D 2 O ("100", 99.96 atom % D)
1,4-Dioxane solution,NMR reference standard, 10 mM in D 2 O ("100%", 99.96 atom % D),,,232-148-9,MFCD00006571, | 704814 | 123-91-1 | Aldrich | 1,4-二氧六环 溶液 |  | ,,,, | NMR Reference Standards , NMR Solvents and Reagents , Stable Isotopes |  | NMR reference standard,5 mm × 7 in.,10 mM in D 2 O ("100%", 99.96 atom % D) | , |  |  | NMR reference standard,5 mm × 7 in.,10 mM in D 2 O ("100%", 99.96 atom % D)
1,4-Dioxane solution,NMR reference standard, 0.1 mM in D 2 O ("100%", 99.96 atom % D),,,232-148-9,MFCD00006571, | 704822 | 123-91-1 | Aldrich | 1,4-二氧六环 溶液 |  | ,,,, | NMR Reference Standards , NMR Solvents and Reagents , Stable Isotopes |  | NMR reference standard,5 mm × 7 in.,0.1 mM in D 2 O ("100%", 99.96 atom % D) | , |  |  | NMR reference standard,5 mm × 7 in.,0.1 mM in D 2 O ("100%", 99.96 atom % D)
1,4-Dioxane solution,NMR reference standard, 40% in benzene-d 6 (99.6 atom % D),,,,MFCD00006571, | 736171 | 123-91-1 | Aldrich | 1,4-二氧六环 溶液 |  | ,,,, | NMR Reference Standards , NMR Solvents and Reagents , Stable Isotopes |  | NMR reference standard,5 mm × 8 in.,40% in benzene-d 6 (99.6 atom % D),0.24 mm , ultra-thin wall | , |  |  | NMR reference standard,5 mm × 8 in.,40% in benzene-d 6 (99.6 atom % D),0.24 mm , ultra-thin wall
1,4-Dioxane solution,NMR reference standard, 40% in benzene-d 6 (99.6 atom % D), chromium(III) acetylacetonate 5 mg/mL,,,,MFCD00006571, | 703354 | 123-91-1 | Aldrich | 1,4-二氧六环 溶液 |  | ,,,chromium(III) acetylacetonate, 5 mg/mL, | NMR Reference Standards , NMR Solvents and Reagents , Stable Isotopes |  | NMR reference standard,6.5 mm × 8 in.,40% in benzene-d 6 (99.6 atom % D) | , |  |  | NMR reference standard,6.5 mm × 8 in.,40% in benzene-d 6 (99.6 atom % D),chromium(III) acetylacetonate, 5 mg/mL
1,4-Dioxane solution,NMR reference standard, 10 mM in chloroform-d (99.8 atom % D),,,212-742-4,MFCD00006571, | 688355 | 123-91-1 | Aldrich | 1,4-二氧六环 溶液 |  | ,,,, | NMR Reference Standards , NMR Solvents and Reagents , Stable Isotopes |  | NMR reference standard,5 mm × 8 in.,10 mM in chloroform-d (99.8 atom % D) | , |  |  | NMR reference standard,5 mm × 8 in.,10 mM in chloroform-d (99.8 atom % D)
1,4-Dioxane solution,NMR reference standard, 10 mM in methanol-d 4 (99.8 atom % D),,,212-378-6,MFCD00006571, | 688371 | 123-91-1 | Aldrich | 1,4-二氧六环 溶液 |  | ,,,, | NMR Reference Standards , NMR Solvents and Reagents , Stable Isotopes |  | NMR reference standard,5 mm × 8 in.,10 mM in methanol-d 4 (99.8 atom % D) | , |  |  | NMR reference standard,5 mm × 8 in.,10 mM in methanol-d 4 (99.8 atom % D)
1,4-Dioxane solution,NMR reference standard, 10% in benzene-d 6 (99.6 atom % D), chromium(III) acetylacetonate 5 mg/mL,,,,MFCD00006571, | 612774 | 123-91-1 | Aldrich | 1,4-二氧六环 溶液 |  | ,,,chromium(III) acetylacetonate, 5 mg/mL, | NMR Reference Standards , NMR Solvents and Reagents , Stable Isotopes |  | NMR reference standard,5 mm × 8 in.,10% in benzene-d 6 (99.6 atom % D) | , |  |  | NMR reference standard,5 mm × 8 in.,10% in benzene-d 6 (99.6 atom % D),chromium(III) acetylacetonate, 5 mg/mL
Ethylbenzene solution,NMR reference standard, 5% in chloroform-d (99.8 atom % D), TMS 2 %,,,,MFCD00011647,24882106 | 612936 | 100-41-4 | Aldrich | 乙苯 溶液 |  | ,,,TMS, 2%, | Alphabetical Index of Analytical Standards , Alphabetical Listings , Analytical Standards , E , E-F , EQ - EZ , NMR Reference Standards , NMR Solvents and Reagents , Stable Isotopes , 分析/色谱 |  | NMR reference standard,3 mm × 8 in.,5% in chloroform-d (99.8 atom % D) | , |  |  | NMR reference standard,3 mm × 8 in.,5% in chloroform-d (99.8 atom % D),TMS, 2%
Ethylbenzene solution,NMR reference standard, 5% in chloroform-d (99.8 atom % D), TMS 2 %,,,,MFCD00011647,24879217 | 551341 | 100-41-4 | Aldrich | 乙苯 溶液 |  | ,,,TMS, 2%, | Alphabetical Index of Analytical Standards , Alphabetical Listings , Analytical Standards , E , E-F , EQ - EZ , NMR Reference Standards , NMR Solvents and Reagents , Stable Isotopes , 分析/色谱 |  | NMR reference standard,5 mm × 8 in.,5% in chloroform-d (99.8 atom % D) | , |  |  | NMR reference standard,5 mm × 8 in.,5% in chloroform-d (99.8 atom % D),TMS, 2%
Ethylbenzene solution,NMR reference standard, 0.1% in chloroform-d (99.8 atom % D), TMS 0.01 %,,,212-742-4,MFCD00011647,24872244 | 487112 | 100-41-4 | Aldrich | 乙苯 溶液 |  | ,,,TMS, 0.01%, | Alphabetical Index of Analytical Standards , Alphabetical Listings , Analytical Standards , E , E-F , EQ - EZ , NMR Reference Standards , NMR Solvents and Reagents , Stable Isotopes , 分析/色谱 |  | NMR reference standard,3 mm × 8 in.,0.1% in chloroform-d (99.8 atom % D) | , |  |  | NMR reference standard,3 mm × 8 in.,0.1% in chloroform-d (99.8 atom % D),TMS, 0.01%
Ethylbenzene solution,NMR reference standard, 0.1% in chloroform-d (99.8 atom % D), TMS 0.01 %,,,212-742-4,MFCD00011647,24872243 | 487104 | 100-41-4 | Aldrich | 乙苯 溶液 |  | ,,,TMS, 0.01%, | Alphabetical Index of Analytical Standards , Alphabetical Listings , Analytical Standards , E , E-F , EQ - EZ , NMR Reference Standards , NMR Solvents and Reagents , Stable Isotopes , 分析/色谱 |  | NMR reference standard,5 mm × 8 in.,0.1% in chloroform-d (99.8 atom % D) | , |  |  | NMR reference standard,5 mm × 8 in.,0.1% in chloroform-d (99.8 atom % D),TMS, 0.01%
Ethylbenzene solution,NMR reference standard, 0.1% in chloroform-d (99.8 atom % D), TMS 0.01 %,,,212-742-4,MFCD00011647,24882089 | 612065 | 100-41-4 | Aldrich | 乙苯 溶液 |  | ,,,TMS, 0.01%, | Alphabetical Index of Analytical Standards , Alphabetical Listings , Analytical Standards , E , E-F , EQ - EZ , NMR Reference Standards , NMR Solvents and Reagents , Stable Isotopes , 分析/色谱 |  | NMR reference standard,10 mm × 8 in.,0.1% in chloroform-d (99.8 atom % D) | , |  |  | NMR reference standard,10 mm × 8 in.,0.1% in chloroform-d (99.8 atom % D),TMS, 0.01%
Ethylbenzene solution,NMR reference standard, 0.1% in chloroform-d (99.8 atom % D), TMS 0.01 %, chromium(III) acetylacetonate 0.1 mg/mL,,,,MFCD00011647, | 612480 | 100-41-4 | Aldrich | 乙苯 溶液 |  | ,,,chromium(III) acetylacetonate, 0.1 mg/mL, | Alphabetical Index of Analytical Standards , Alphabetical Listings , Analytical Standards , E , E-F , EQ - EZ , NMR Reference Standards , NMR Solvents and Reagents , Stable Isotopes , 分析/色谱 |  | NMR reference standard,TMS, 0.01%,0.1% in chloroform-d (99.8 atom % D),5 mm × 8 in. | , |  |  | NMR reference standard,TMS, 0.01%,0.1% in chloroform-d (99.8 atom % D),chromium(III) acetylacetonate, 0.1 mg/mL,5 mm × 8 in.
Ethylbenzene solution,NMR reference standard, 10% in chloroform-d (99.9 atom % D),,,,MFCD00011647, | 708046 | 100-41-4 | Aldrich | 乙苯 溶液 |  | ,,,, | Alphabetical Listings , E-F , NMR Reference Standards , NMR Solvents and Reagents , Stable Isotopes |  | NMR reference standard,5 mm × 7 in.,10% in chloroform-d (99.9 atom % D),5 mm × 8 in. | , |  |  | NMR reference standard,5 mm × 7 in.,10% in chloroform-d (99.9 atom % D),5 mm × 8 in.
Ethylbenzene solution,NMR reference standard, 0.1% in chloroform-d ("100%", 99.96 atom % D),,,212-742-4,MFCD00011647, | 708054 | 100-41-4 | Aldrich | 乙苯 溶液 |  | ,,,, | Alphabetical Listings , E-F , NMR Reference Standards , NMR Solvents and Reagents , Stable Isotopes |  | NMR reference standard,5 mm × 8 in.,0.1% in chloroform-d ("100%", 99.96 atom % D) | , |  |  | NMR reference standard,5 mm × 8 in.,0.1% in chloroform-d ("100%", 99.96 atom % D)
Ethylbenzene solution,NMR reference standard, 5% in chloroform-d (99.8 atom % D), TMS 1 %,,,,MFCD00011647, | 710725 | 100-41-4 | Aldrich | 乙苯 溶液 |  | ,,,TMS, 1%, | Alphabetical Listings , E-F , NMR Reference Standards , NMR Solvents and Reagents , Stable Isotopes |  | NMR reference standard,5 mm × 8 in.,5% in chloroform-d (99.8 atom % D) | , |  |  | NMR reference standard,5 mm × 8 in.,5% in chloroform-d (99.8 atom % D),TMS, 1%
Ethylbenzene solution,NMR reference standard, 0.1% in chloroform-d (99.8 atom % D), TMS 0.01 %, NMR tube O.D. × L 5 mm × 8 in. , ultra-thin wall,,,212-742-4,MFCD00011647, | 714917 | 100-41-4 | Aldrich | 乙苯 溶液 |  | ,,,TMS, 0.01%, | Alphabetical Listings , E-F , NMR Reference Standards , NMR Solvents and Reagents , Stable Isotopes |  | NMR reference standard,5 mm × 8 in. , ultra-thin wall,0.1% in chloroform-d (99.8 atom % D),0.24 mm | , |  |  | NMR reference standard,5 mm × 8 in. , ultra-thin wall,0.1% in chloroform-d (99.8 atom % D),0.24 mm,TMS, 0.01%
Ethylbenzene solution,NMR reference standard, 0.1% in chloroform-d (99.8 atom % D), TMS 0.1 %,,,212-742-4,MFCD00011647, | 717967 | 100-41-4 | Aldrich | 乙苯 溶液 |  | ,,,TMS, 0.1%, | NMR Reference Standards , NMR Solvents and Reagents , Stable Isotopes |  | NMR reference standard,5 mm × 8 in.,0.1% in chloroform-d (99.8 atom % D) | , |  |  | NMR reference standard,5 mm × 8 in.,0.1% in chloroform-d (99.8 atom % D),TMS, 0.1%
Ethylbenzene solution,NMR reference standard, 1% in chloroform-d (99.8 atom % D),,,212-742-4,MFCD00011647, | 717959 | 100-41-4 | Aldrich | 乙苯 溶液 |  | ,,,, | NMR Reference Standards , NMR Solvents and Reagents , Stable Isotopes |  | NMR reference standard,5 mm × 8 in.,1% in chloroform-d (99.8 atom % D) | , |  |  | NMR reference standard,5 mm × 8 in.,1% in chloroform-d (99.8 atom % D)
Ethylbenzene solution,NMR reference standard, 10% in chloroform-d (99.8 atom % D), NMR tube O.D. × L 5 mm × 8 in. , ultra-thin wall,,,,MFCD00011647, | 736198 | 100-41-4 | Aldrich | 乙苯 溶液 |  | ,,,, | NMR Reference Standards , NMR Solvents and Reagents , Stable Isotopes |  | NMR reference standard,5 mm × 8 in. , ultra-thin wall,10% in chloroform-d (99.8 atom % D),0.24 mm | , |  |  | NMR reference standard,5 mm × 8 in. , ultra-thin wall,10% in chloroform-d (99.8 atom % D),0.24 mm
Ethylbenzene solution,NMR reference standard, 10% in chloroform-d (99.8 atom % D),,,,MFCD00011647, | 733768 | 100-41-4 | Aldrich | 乙苯 溶液 |  | ,,,, | NMR Reference Standards , NMR Solvents and Reagents , Stable Isotopes |  | NMR reference standard,10 mm × 8 in.,10% in chloroform-d (99.8 atom % D) | , |  |  | NMR reference standard,10 mm × 8 in.,10% in chloroform-d (99.8 atom % D)
Ethylbenzene solution,NMR reference standard, 0.1% in chloroform-d (99.8 atom % D),,,212-742-4,MFCD00011647, | 721018 | 100-41-4 | Aldrich | 乙苯 溶液 |  | ,,,, | NMR Reference Standards , NMR Solvents and Reagents , Stable Isotopes |  | NMR reference standard,5 mm × 8 in.,0.1% in chloroform-d (99.8 atom % D) | , |  |  | NMR reference standard,5 mm × 8 in.,0.1% in chloroform-d (99.8 atom % D)
Ethylbenzene solution,NMR reference standard, 0.1% in chloroform-d (99.8 atom % D),,,212-742-4,MFCD00011647, | 721026 | 100-41-4 | Aldrich | 乙苯 溶液 |  | ,,,, | NMR Reference Standards , NMR Solvents and Reagents , Stable Isotopes |  | NMR reference standard,3 mm × 8 in.,0.1% in chloroform-d (99.8 atom % D) | , |  |  | NMR reference standard,3 mm × 8 in.,0.1% in chloroform-d (99.8 atom % D)
Ethylbenzene solution,NMR reference standard, 10% in chloroform-d (99.8 atom % D),,,,MFCD00011647, | 720291 | 100-41-4 | Aldrich | 乙苯 溶液 |  | ,,,, | NMR Reference Standards , NMR Solvents and Reagents , Stable Isotopes |  | NMR reference standard,3 mm × 8 in.,10% in chloroform-d (99.8 atom % D) | , |  |  | NMR reference standard,3 mm × 8 in.,10% in chloroform-d (99.8 atom % D)
Ethylbenzene solution,NMR reference standard, 0.1% in chloroform-d (99.8 atom % D), TMS 0.01 %,,,212-742-4,MFCD00011647, | 703427 | 100-41-4 | Aldrich | 乙苯 溶液 |  | ,,,TMS, 0.01%, | NMR Reference Standards , NMR Solvents and Reagents , Stable Isotopes |  | NMR reference standard,6.5 mm × 8 in.,0.1% in chloroform-d (99.8 atom % D) | , |  |  | NMR reference standard,6.5 mm × 8 in.,0.1% in chloroform-d (99.8 atom % D),TMS, 0.01%
Ethylbenzene solution,NMR reference standard, 10% in chloroform-d (99.8 atom % D), TMS 0.01 %,,,,MFCD00011647, | 612529 | 100-41-4 | Aldrich | 乙苯 溶液 |  | ,,,TMS, 0.01%, | NMR Reference Standards , NMR Solvents and Reagents , Stable Isotopes |  | NMR reference standard,5 mm × 8 in.,10% in chloroform-d (99.8 atom % D) | , |  |  | NMR reference standard,5 mm × 8 in.,10% in chloroform-d (99.8 atom % D),TMS, 0.01%
Ethylbenzene solution,NMR reference standard, 0.4% in chloroform-d (99.8 atom %),,,,MFCD00011647, | 612758 | 100-41-4 | Aldrich | 乙苯 溶液 |  | ,,,, | NMR Reference Standards , NMR Solvents and Reagents , Stable Isotopes |  | NMR reference standard,3 mm × 8 in.,0.4% in chloroform-d (99.8 atom %) | , |  |  | NMR reference standard,3 mm × 8 in.,0.4% in chloroform-d (99.8 atom %)
Ethylbenzene solution,NMR reference standard, 0.1% in chloroform-d (99.8 atom % D),,,,MFCD00011647, | 612456 | 100-41-4 | Aldrich | 乙苯 溶液 |  | ,,,, | NMR Reference Standards , NMR Solvents and Reagents , Stable Isotopes |  | NMR reference standard,8 mm × 7 in.,0.1% in chloroform-d (99.8 atom % D) | , |  |  | NMR reference standard,8 mm × 7 in.,0.1% in chloroform-d (99.8 atom % D)
Ethylene glycol solution,NMR reference standard, 80% in DMSO- d 6 (99.9 atom % D),C,,,MFCD00002885, | 721980 | 107-21-1 | Aldrich | 乙二醇 溶液 |  | ,,,, | NMR Reference Standards , NMR Solvents and Reagents , Stable Isotopes |  | NMR reference standard,3 mm × 8 in.,80% in DMSO- d 6 (99.9 atom % D) | , |  |  | NMR reference standard,3 mm × 8 in.,80% in DMSO- d 6 (99.9 atom % D)
Ethylene glycol solution,NMR reference standard, 80% in DMSO- d 6 (99.9 atom % D),C,,,MFCD00002885, | 721972 | 107-21-1 | Aldrich | 乙二醇 溶液 |  | ,,,, | NMR Reference Standards , NMR Solvents and Reagents , Stable Isotopes |  | NMR reference standard,5 mm × 8 in.,80% in DMSO- d 6 (99.9 atom % D) | , |  |  | NMR reference standard,5 mm × 8 in.,80% in DMSO- d 6 (99.9 atom % D)
Formamide solution,NMR reference standard, 90% in DMSO- d 6 (99.9 atom % D),CH,,,MFCD00007941,24882117 | 613339 |  | Fluka | 甲酰胺 溶液 |  | ,,,, | Alphabetical Index of Analytical Standards , Alphabetical Listings , Analytical Standards , E-F , F , FM - FZ , NMR Reference Standards , NMR Solvents and Reagents , Stable Isotopes , 分析/色谱 |  | NMR reference standard,3 mm × 8 in.,90% in DMSO- d 6 (99.9 atom % D) | , |  |  | NMR reference standard,3 mm × 8 in.,90% in DMSO- d 6 (99.9 atom % D)
Formamide solution,NMR reference standard, 90% in DMSO- d 6 (99.8 atom % D),CH,,,MFCD00007941,24879220 | 551384 |  | Fluka | 甲酰胺 溶液 |  | 99% (CP),,,, | Alphabetical Index of Analytical Standards , Alphabetical Listings , Analytical Standards , E-F , F , FM - FZ , NMR Reference Standards , NMR Solvents and Reagents , Stable Isotopes , 分析/色谱 |  | NMR reference standard,5 mm × 8 in.,90% in DMSO- d 6 (99.8 atom % D) | , |  |  | NMR reference standard,5 mm × 8 in.,90% in DMSO- d 6 (99.8 atom % D),99% (CP)
Formamide solution,NMR reference standard, 45% in DMSO- d 6 (99.9 atom % D),CH,,,MFCD00007941,24882105 | 612707 |  | Fluka | 甲酰胺 溶液 |  | ,,,, | Alphabetical Index of Analytical Standards , Alphabetical Listings , Analytical Standards , E-F , F , FM - FZ , NMR Reference Standards , NMR Solvents and Reagents , Stable Isotopes , 分析/色谱 |  | NMR reference standard,3 mm × 8 in.,45% in DMSO- d 6 (99.9 atom % D) | , |  |  | NMR reference standard,3 mm × 8 in.,45% in DMSO- d 6 (99.9 atom % D)
Formamide solution,NMR reference standard, 45% in DMSO- d 6 (99.9 atom % D),CH,,,MFCD00007941,24882076 | 611891 |  | Fluka | 甲酰胺 溶液 |  | ,,,, | Alphabetical Index of Analytical Standards , Alphabetical Listings , Analytical Standards , E-F , F , FM - FZ , NMR Reference Standards , NMR Solvents and Reagents , Stable Isotopes , 分析/色谱 |  | NMR reference standard,5 mm × 8 in.,45% in DMSO- d 6 (99.9 atom % D) | , |  |  | NMR reference standard,5 mm × 8 in.,45% in DMSO- d 6 (99.9 atom % D)
Formamide solution,NMR reference standard, 90% in DMSO- d 6 (99.9 atom % D),CH,,,MFCD00007941, | 733784 |  | Aldrich | 甲酰胺 溶液 |  | ,,,, | NMR Reference Standards , NMR Solvents and Reagents , Stable Isotopes |  | NMR reference standard,10 mm × 8 in.,90% in DMSO- d 6 (99.9 atom % D) | , |  |  | NMR reference standard,10 mm × 8 in.,90% in DMSO- d 6 (99.9 atom % D)
Formamide solution,NMR reference standard, 90% in DMSO- d 6 (99.9 atom % D),CH,,,MFCD00007941, | 736201 |  | Aldrich | 甲酰胺 溶液 |  | ,,,, | NMR Reference Standards , NMR Solvents and Reagents , Stable Isotopes |  | NMR reference standard,5 mm × 8 in.,90% in DMSO- d 6 (99.9 atom % D),0.24 mm , ultra-thin wall | , |  |  | NMR reference standard,5 mm × 8 in.,90% in DMSO- d 6 (99.9 atom % D),0.24 mm , ultra-thin wall
Gadolinium(III) chloride solution,NMR reference standard, 0.1 mg/mL in D 2 O (99.9 atom % D), DSS 0.1 %, water 1 %,GdCl,,232-148-9,MFCD00011024, | 612081 |  | Fluka | 氯化钆(III) 溶液 |  | ,,,DSS, 0.1%, | Alphabetical Index of Analytical Standards , Alphabetical Listings , Analytical Standards , Catalysis and Inorganic Chemistry , Chemical Synthesis , G , G-H , Gadolinium , NMR Reference Standards , NMR Solvents and Reagents , Stable Isotopes , 分析/色谱 |  | NMR reference standard,water, 1%,0.1 mg/mL in D 2 O (99.9 atom % D),3 mm × 8 in. | , |  |  | NMR reference standard,water, 1%,0.1 mg/mL in D 2 O (99.9 atom % D),DSS, 0.1%,3 mm × 8 in.
Gadolinium(III) chloride solution,NMR reference standard, water 1 %, DSS 0.1 %, 0.1 mg/mL in D 2 O (99.9 atom % D),GdCl,,,MFCD00011024, | 487139 |  | Fluka | 氯化钆(III) 溶液 |  | ,,,DSS, 0.1%, | Alphabetical Index of Analytical Standards , Alphabetical Listings , Analytical Standards , Catalysis and Inorganic Chemistry , Chemical Synthesis , G , G-H , Gadolinium , NMR Reference Standards , NMR Solvents and Reagents , Stable Isotopes , 分析/色谱 |  | NMR reference standard,water, 1%,0.1 mg/mL in D 2 O (99.9 atom % D),5 mm × 8 in. | , |  |  | NMR reference standard,water, 1%,0.1 mg/mL in D 2 O (99.9 atom % D),DSS, 0.1%,5 mm × 8 in.
Gadolinium(III) chloride solution,NMR reference standard, 0.1 mg/mL in D 2 O (99.9 atom % D), DSS 0.1 %, water 1 %,GdCl,,232-148-9,MFCD00011024, | 611948 |  | Fluka | 氯化钆(III) 溶液 |  | ,,,DSS, 0.1%, | Alphabetical Index of Analytical Standards , Alphabetical Listings , Analytical Standards , Catalysis and Inorganic Chemistry , Chemical Synthesis , G , G-H , Gadolinium , NMR Reference Standards , NMR Solvents and Reagents , Stable Isotopes , 分析/色谱 |  | NMR reference standard,water, 1%,0.1 mg/mL in D 2 O (99.9 atom % D),8 mm × 8 in. | , |  |  | NMR reference standard,water, 1%,0.1 mg/mL in D 2 O (99.9 atom % D),DSS, 0.1%,8 mm × 8 in.
Gadolinium(III) chloride solution,NMR reference standard, 0.1 mg/mL in D 2 O (99.9 atom % D), Methanol- 13 C 0.1 % (99 atom % 13 C), water 1 %,GdCl,,,MFCD00011024, | 721905 |  | Aldrich | 氯化钆(III) 溶液 |  | ,,,Methanol- 13 C, 0.1% (99 atom % 13 C), | NMR Reference Standards , NMR Solvents and Reagents , Stable Isotopes |  | NMR reference standard,water, 1%,0.1 mg/mL in D 2 O (99.9 atom % D),3 mm × 8 in. | , |  |  | NMR reference standard,water, 1%,0.1 mg/mL in D 2 O (99.9 atom % D),Methanol- 13 C, 0.1% (99 atom % 13 C),3 mm × 8 in.
Gadolinium(III) chloride solution,NMR reference standard, 0.1 mg/mL in D 2 O (99.9 atom % D), water 1 %, Methanol- 13 C 0.1 % (99 atom % 13 C),GdCl,,,MFCD00011024, | 721913 |  | Aldrich | 氯化钆(III) 溶液 |  | ,,,Methanol- 13 C, 0.1% (99 atom % 13 C), | NMR Reference Standards , NMR Solvents and Reagents , Stable Isotopes |  | NMR reference standard,water, 1%,0.1 mg/mL in D 2 O (99.9 atom % D),5 mm × 8 in. | , |  |  | NMR reference standard,water, 1%,0.1 mg/mL in D 2 O (99.9 atom % D),Methanol- 13 C, 0.1% (99 atom % 13 C),5 mm × 8 in.
Gadolinium(III) chloride solution,NMR reference standard, 0.1 mg/mL in D 2 O (99.9 atom % D), water 0.1 %,GdCl,,232-148-9,MFCD00011024, | 703656 |  | Aldrich | 氯化钆(III) 溶液 |  | ,,,water, 0.1%, | NMR Reference Standards , NMR Solvents and Reagents , Stable Isotopes |  | NMR reference standard,6.5 mm × 8 in.,0.1 mg/mL in D 2 O (99.9 atom % D) | , |  |  | NMR reference standard,6.5 mm × 8 in.,0.1 mg/mL in D 2 O (99.9 atom % D),water, 0.1%
Gadolinium(III) chloride solution,NMR reference standard, 0.1 mg/mL in D 2 O (99.9 atom % D), water 25 %, DSS 0.1 %,GdCl,,,MFCD00011024, | 612553 |  | Aldrich | 氯化钆(III) 溶液 |  | ,,,DSS, 0.1%, | NMR Reference Standards , NMR Solvents and Reagents , Stable Isotopes |  | NMR reference standard,water, 25%,0.1 mg/mL in D 2 O (99.9 atom % D),3 mm × 8 in. | , |  |  | NMR reference standard,water, 25%,0.1 mg/mL in D 2 O (99.9 atom % D),DSS, 0.1%,3 mm × 8 in.
Gadolinium(III) chloride solution,NMR reference standard, 0.1 mg/mL in D 2 O (99.9 atom % D), water 25 %, DSS 0.1 %,GdCl,,,MFCD00011024, | 612588 |  | Aldrich | 氯化钆(III) 溶液 |  | ,,,DSS, 0.1%, | NMR Reference Standards , NMR Solvents and Reagents , Stable Isotopes |  | NMR reference standard,water, 25%,0.1 mg/mL in D 2 O (99.9 atom % D),5 mm × 8 in. | , |  |  | NMR reference standard,water, 25%,0.1 mg/mL in D 2 O (99.9 atom % D),DSS, 0.1%,5 mm × 8 in.
Gadolinium(III) chloride solution,NMR reference standard, 0.1 mg/mL in D 2 O (99.9 atom % D),GdCl,,,MFCD00011024, | 612731 |  | Aldrich | 氯化钆(III) 溶液 |  | ,,,, | NMR Reference Standards , NMR Solvents and Reagents , Stable Isotopes |  | NMR reference standard,3 mm × 8 in.,0.1 mg/mL in D 2 O (99.9 atom % D) | , |  |  | NMR reference standard,3 mm × 8 in.,0.1 mg/mL in D 2 O (99.9 atom % D)
Gadolinium(III) chloride solution,NMR reference standard, 1 mg/mL in D 2 O (99.9 atom % D), DSS 0.1 %, water 1 %,GdCl,,,MFCD00011024, | 613177 |  | Aldrich | 氯化钆(III) 溶液 |  | ,,,DSS, 0.1%, | NMR Reference Standards , NMR Solvents and Reagents , Stable Isotopes |  | NMR reference standard,water, 1%,1 mg/mL in D 2 O (99.9 atom % D),4 mm × 8 in. | , |  |  | NMR reference standard,water, 1%,1 mg/mL in D 2 O (99.9 atom % D),DSS, 0.1%,4 mm × 8 in.
Gadolinium(III) chloride solution,NMR reference standard, 1 mg/mL in D 2 O (99.9 atom % D), water 1 %, DSS .1 %,GdCl,,,MFCD00011024, | 612545 |  | Aldrich | 氯化钆(III) 溶液 |  | ,,,DSS, .1%, | NMR Reference Standards , NMR Solvents and Reagents , Stable Isotopes |  | NMR reference standard,water, 1%,1 mg/mL in D 2 O (99.9 atom % D),5 mm × 8 in. | , |  |  | NMR reference standard,water, 1%,1 mg/mL in D 2 O (99.9 atom % D),DSS, .1%,5 mm × 8 in.
3-Heptanone solution,NMR reference standard, 1% in chloroform-d (99.8 atom % D),,,,MFCD00009483,24879215 | 551325 |  | Fluka | 3-庚酮 溶液 |  | ,,,, | Alphabetical Index of Analytical Standards , Alphabetical Listings , Analytical Standards , G-H , H , HA -HT , NMR Reference Standards , NMR Solvents and Reagents , Stable Isotopes , 分析/色谱 |  | NMR reference standard,5 mm × 8 in.,1% in chloroform-d (99.8 atom % D) | , |  |  | NMR reference standard,5 mm × 8 in.,1% in chloroform-d (99.8 atom % D)
,for NMR spectroscopy,C,,,MFCD24386404, | 44528 | 1350370-67-0 | Fluka | (24a R ,28a R ) - 1,2,9,10,12,13,15,16,23,24,24a,25,26,27,28,28a- Hexadecahydro- 3,7:18,22- dimetheno- 8,11,14,17,1,24- benzotetraoxadiazacyclohexacosine |  | ≥97.0% (HPLC),,,carbon content, 70.88% (theory), | NMR Reference Standards , NMR Solvents and Reagents , Stable Isotopes |  | for NMR spectroscopy,nitrogen content, 6.36% (theory) | , |  |  | for NMR spectroscopy,nitrogen content, 6.36% (theory),≥97.0% (HPLC),carbon content, 70.88% (theory)
Hexamethyldisiloxane solution,NMR reference standard, 25% in benzene-d 6 (99.6 atom % D),,,,MFCD00008265,24882080 | 611921 |  | Fluka | 六甲基二硅氧烷 溶液 |  | ,,,, | Alphabetical Index of Analytical Standards , Alphabetical Listings , Analytical Standards , G-H , H , HA -HT , NMR Reference Standards , NMR Solvents and Reagents , Stable Isotopes , 分析/色谱 |  | NMR reference standard,5 mm × 8 in.,25% in benzene-d 6 (99.6 atom % D) | , |  |  | NMR reference standard,5 mm × 8 in.,25% in benzene-d 6 (99.6 atom % D)
Iodomethane- 13 C solution,99 atom % 13 C (iodomethane- 13 C), NMR reference standard, 1% in chloroform-d (99.8 atom % D), trimethyl phosphite 1 %, chromium(III) acetylacetonate 0.2 %,13,,,MFCD00001075,24872247 | 487155 |  | Fluka | 碘甲烷- 13 C 溶液 |  | ,,,chromium(III) acetylacetonate, 0.2%, | Alphabetical Index of Analytical Standards , Alphabetical Listings , Analytical Standards , Chromatography , Environmental Standards , Fumigants , I , I-L , Insecticides , NMR Reference Standards , NMR Solvents and Reagents , Stable Isotopes , 农残和代谢标准品 , 农残标准品 , 分析/色谱 |  | trimethyl phosphite, 1%,NMR reference standard,99 atom % 13 C (iodomethane- 13 C),M+1,3 mm × 8 in.,1% in chloroform-d (99.8 atom % D) | , |  |  | trimethyl phosphite, 1%,NMR reference standard,99 atom % 13 C (iodomethane- 13 C),M+1,3 mm × 8 in.,1% in chloroform-d (99.8 atom % D),chromium(III) acetylacetonate, 0.2%
Iodomethane- 13 C solution,99 atom % 13 C, NMR reference standard, 1% in chloroform-d ("100%", 99.96 atom % D), trimethyl phosphite 1 %, chromium (III) acetylacetonate 0.2 %,13,,,MFCD00001075, | 703346 |  | Aldrich | 碘甲烷- 13 C 溶液 |  | ,,,chromium (III) acetylacetonate, 0.2%, | NMR Reference Standards , NMR Solvents and Reagents , Stable Isotopes |  | trimethyl phosphite, 1%,NMR reference standard,99 atom % 13 C,M+1,6.5 mm × 8 in.,1% in chloroform-d ("100%", 99.96 atom % D) | , |  |  | trimethyl phosphite, 1%,NMR reference standard,99 atom % 13 C,M+1,6.5 mm × 8 in.,1% in chloroform-d ("100%", 99.96 atom % D),chromium (III) acetylacetonate, 0.2%
Iodomethane- 13 C solution,NMR reference standard, 1% in chloroform-d (99.8 atom % D), trimethyl phosphite 1 %, chromium(III) acetylacetonate 0.2 %,13,,,MFCD00001075, | 611352 |  | Aldrich | 碘甲烷- 13 C 溶液 |  | ,,,chromium(III) acetylacetonate, 0.2%, | NMR Reference Standards , NMR Solvents and Reagents , Stable Isotopes |  | NMR reference standard,trimethyl phosphite, 1%,1% in chloroform-d (99.8 atom % D),5 mm × 8 in.,M+1 | , |  |  | trimethyl phosphite, 1%,NMR reference standard,M+1,5 mm × 8 in.,1% in chloroform-d (99.8 atom % D),chromium(III) acetylacetonate, 0.2%
Iodomethane- 13 C solution,NMR reference standard, 1% in chloroform-d (99.9 atom % D), chromium(III) acetylacetonate 0.2 %, trimethyl phosphite 1 %,13,,,MFCD00001075, | 611336 |  | Aldrich | 碘甲烷- 13 C 溶液 |  | ,,,chromium(III) acetylacetonate, 0.2%, | NMR Reference Standards , NMR Solvents and Reagents , Stable Isotopes |  | NMR reference standard,trimethyl phosphite, 1%,1% in chloroform-d (99.9 atom % D),8 mm × 8 in.,M+1 | , |  |  | trimethyl phosphite, 1%,NMR reference standard,M+1,8 mm × 8 in.,1% in chloroform-d (99.9 atom % D),chromium(III) acetylacetonate, 0.2%
Iodomethane- 13 C solution,NMR reference standard, 1% in chloroform-d ("100%", 99.96 atom % D), trimethyl phosphite 1 %, chromium(III) acetylacetonate 0.2 %,13,,,MFCD00001075, | 611328 |  | Aldrich | 碘甲烷- 13 C 溶液 |  | ,,,chromium(III) acetylacetonate, 0.2%, | NMR Reference Standards , NMR Solvents and Reagents , Stable Isotopes |  | NMR reference standard,trimethyl phosphite, 1%,1% in chloroform-d ("100%", 99.96 atom % D),5 mm × 8 in.,M+1 | , |  |  | trimethyl phosphite, 1%,NMR reference standard,M+1,5 mm × 8 in.,1% in chloroform-d ("100%", 99.96 atom % D),chromium(III) acetylacetonate, 0.2%
Menthol solution,NMR reference standard, 30 wt. % in chloroform-d (99.8 atom % D),,,,MFCD00001484,24879219 | 551376 |  | Fluka | 薄荷醇 溶液 |  | ,,,, | Alphabetical Index of Analytical Standards , Analytical Standards , M , MEA - MES , NMR Reference Standards , NMR Solvents and Reagents , Stable Isotopes , 分析/色谱 |  | NMR reference standard,5 mm × 8 in.,30 wt. % in chloroform-d (99.8 atom % D) | , |  |  | NMR reference standard,5 mm × 8 in.,30 wt. % in chloroform-d (99.8 atom % D)
Menthol solution,NMR reference standard, 50% in chloroform-d (99.9 atom % D), chromium(III) acetylacetonate 0.5 %,,,,MFCD00001484,24882114 | 613290 |  | Fluka | 薄荷醇 溶液 |  | ,,,chromium(III) acetylacetonate, 0.5%, | Alphabetical Index of Analytical Standards , Analytical Standards , M , MEA - MES , NMR Reference Standards , NMR Solvents and Reagents , Stable Isotopes , 分析/色谱 |  | NMR reference standard,5 mm × 8 in.,50% in chloroform-d (99.9 atom % D) | , |  |  | NMR reference standard,5 mm × 8 in.,50% in chloroform-d (99.9 atom % D),chromium(III) acetylacetonate, 0.5%
Methanol,NMR reference standard,CH,1098229,200-659-6,MFCD00004595, | 717975 | 67-56-1 | Aldrich | 甲醇 |  | ,725 °F,64.7 °C(lit.),−98 °C(lit.),0.791 g/mL at 25 °C(lit.) | NMR Reference Standards , NMR Solvents and Reagents , Stable Isotopes | 410 mmHg ( 50 °C) | NMR reference standard,97.68 mmHg ( 20 °C),36 %,n 20/D 1.329(lit.),5 mm × 8 in. | , |  |  | 97.68 mmHg ( 20 °C),0.791 g/mL at 25 °C(lit.),NMR reference standard,5 mm × 8 in.,64.7 °C(lit.),−98 °C(lit.),1.11 (vs air),725 °F,410 mmHg ( 50 °C),n 20/D 1.329(lit.),36 %
Methanol solution,NMR reference standard, 4% in methanol-d 4 (99.8 atom % D),CH,3662861,,MFCD00004595, | 721964 | 67-56-1 | Aldrich | 甲醇 溶液 |  | ,,,, | NMR Reference Standards , NMR Solvents and Reagents , Stable Isotopes |  | NMR reference standard,5 mm × 8 in.,4% in methanol-d 4 (99.8 atom % D) | , |  |  | NMR reference standard,5 mm × 8 in.,4% in methanol-d 4 (99.8 atom % D)
Methanol solution,NMR reference standard, 4% in methanol-d 4 (99.8 atom % D),CH,3662861,,MFCD00004595, | 721956 | 67-56-1 | Aldrich | 甲醇 溶液 |  | ,,,, | NMR Reference Standards , NMR Solvents and Reagents , Stable Isotopes |  | NMR reference standard,3 mm × 8 in.,4% in methanol-d 4 (99.8 atom % D) | , |  |  | NMR reference standard,3 mm × 8 in.,4% in methanol-d 4 (99.8 atom % D)
Methanol-d 4,NMR reference standard, 99.8 atom % D,CD,,212-378-6,, | 721948 |  | Aldrich | 甲醇-d 4 溶液 |  | 95% (CP),,,, | Alphabetical Listings , M , NMR Reference Standards , NMR Solvents and Reagents , Stable Isotopes |  | NMR reference standard,5 mm × 8 in.,99.8 atom % D,M+4 | , |  |  | NMR reference standard,5 mm × 8 in.,99.8 atom % D,95% (CP),M+4
Methanol-d 4,NMR reference standard, 99.8 atom % D,CD,,212-378-6,, | 721921 |  | Aldrich | 甲醇-d 4 溶液 |  | 99% (CP),,,, | Alphabetical Listings , M , NMR Reference Standards , NMR Solvents and Reagents , Stable Isotopes |  | NMR reference standard,3 mm × 8 in.,99.8 atom % D,M+4 | , |  |  | NMR reference standard,3 mm × 8 in.,99.8 atom % D,99% (CP),M+4
,NMR reference standard, 99 atom % 13 C, 0.1% in D 2 O (99.9 atom % D), water 1 %, gadolinium(III) chloride 0.3 mg/mL, Acetonitrile- 15 N 0.1 % (98 atom % 15 N),,,,, | 775363 |  | Aldrich | Methanol- 13 C solution |  | ,,,Acetonitrile- 15 N, 0.1% (98 atom % 15 N), | NMR Reference Standards , NMR Solvents and Reagents , Stable Isotopes |  | NMR reference standard,water, 1%,0.1% in D 2 O (99.9 atom % D),99 atom % 13 C,5 mm × 8 in. | , |  |  | water, 1%,NMR reference standard,99 atom % 13 C,5 mm × 8 in.,0.1% in D 2 O (99.9 atom % D),Acetonitrile- 15 N, 0.1% (98 atom % 15 N)
,NMR reference standard, 99 atom % 13 C, 0.1% in D 2 O (99.8 atom % D), gadolinium(III) chloride 0.1 mg/mL, water 0.1 %,,,232-148-9,, | 778036 |  | Aldrich | Methanol- 13 C solution |  | ,,,gadolinium(III) chloride, 0.1 mg/mL, | NMR Reference Standards , NMR Solvents and Reagents , Stable Isotopes |  | NMR reference standard,water, 0.1%,0.1% in D 2 O (99.8 atom % D),99 atom % 13 C,5 mm × 8 in. | , |  |  | water, 0.1%,NMR reference standard,99 atom % 13 C,5 mm × 8 in.,0.1% in D 2 O (99.8 atom % D),gadolinium(III) chloride, 0.1 mg/mL
,NMR reference standard, 20 mg/mL in chloroform-d (99.8 atom % D), CFCl 3 0.4 %, TMS 0.05 %,,,,, | 613207 |  | Aldrich | Nicotine solution |  | ,,,CFCl 3 , 0.4%, | NMR Reference Standards , NMR Solvents and Reagents , Stable Isotopes |  | NMR reference standard,TMS, 0.05%,20 mg/mL in chloroform-d (99.8 atom % D),5 mm × 8 in. | , |  |  | NMR reference standard,TMS, 0.05%,20 mg/mL in chloroform-d (99.8 atom % D),CFCl 3 , 0.4%,5 mm × 8 in.
,NMR reference standard, 20 mg/mL in acetone-d 6 , TMS .05 %, CFCl 3 0.4 %,,,,, | 613223 |  | Aldrich | Nicotine solution |  | ,,,CFCl 3 , 0.4%, | NMR Reference Standards , NMR Solvents and Reagents , Stable Isotopes |  | NMR reference standard,TMS, .05%,20 mg/mL in acetone-d 6,5 mm × 8 in. | , |  |  | NMR reference standard,TMS, .05%,20 mg/mL in acetone-d 6,CFCl 3 , 0.4%,5 mm × 8 in.
,NMR reference standard, 20 mg/mL in DMSO- d 6 (99.9 atom % D), TMS 0.05 %, CFCl 3 0.4 %,,,,, | 613215 |  | Aldrich | Nicotine solution |  | ,,,CFCl 3 , 0.4%, | NMR Reference Standards , NMR Solvents and Reagents , Stable Isotopes |  | NMR reference standard,TMS, 0.05%,20 mg/mL in DMSO- d 6 (99.9 atom % D),5 mm × 8 in. | , |  |  | NMR reference standard,TMS, 0.05%,20 mg/mL in DMSO- d 6 (99.9 atom % D),CFCl 3 , 0.4%,5 mm × 8 in.
,NMR reference standard, 20 mg/mL in acetone-d 6 (99.9 atom % D), TMS 0.05 %,,,,, | 612626 |  | Aldrich | Nicotine solution |  | ,,,TMS, 0.05%, | NMR Reference Standards , NMR Solvents and Reagents , Stable Isotopes |  | NMR reference standard,5 mm × 8 in.,20 mg/mL in acetone-d 6 (99.9 atom % D) | , |  |  | NMR reference standard,5 mm × 8 in.,20 mg/mL in acetone-d 6 (99.9 atom % D),TMS, 0.05%
,NMR reference standard, 20 mg/mL in ethanol-d 6 (99.5 atom % D), TMS 0.05 %,,,,, | 612596 |  | Aldrich | Nicotine solution |  | ,,,TMS, 0.05%, | NMR Reference Standards , NMR Solvents and Reagents , Stable Isotopes |  | NMR reference standard,5 mm × 8 in.,20 mg/mL in ethanol-d 6 (99.5 atom % D) | , |  |  | NMR reference standard,5 mm × 8 in.,20 mg/mL in ethanol-d 6 (99.5 atom % D),TMS, 0.05%
,NMR reference standard, 2 mg/mL in acetonitrile-d 3 (99.8 atom % D), TMS 0.05 %,,,,, | 612049 |  | Aldrich | Nicotine solution |  | ,,,TMS, 0.05%, | NMR Reference Standards , NMR Solvents and Reagents , Stable Isotopes |  | NMR reference standard,5 mm × 8 in.,2 mg/mL in acetonitrile-d 3 (99.8 atom % D) | , |  |  | NMR reference standard,5 mm × 8 in.,2 mg/mL in acetonitrile-d 3 (99.8 atom % D),TMS, 0.05%
,NMR reference standard, 2 mg/mL in benzene-d 6 (99.6 atom % D), TMS 0.05 %,,,,, | 612014 |  | Aldrich | Nicotine solution |  | ,,,TMS, 0.05%, | NMR Reference Standards , NMR Solvents and Reagents , Stable Isotopes |  | NMR reference standard,5 mm × 8 in.,2 mg/mL in benzene-d 6 (99.6 atom % D) | , |  |  | NMR reference standard,5 mm × 8 in.,2 mg/mL in benzene-d 6 (99.6 atom % D),TMS, 0.05%
,NMR reference standard, 2 mg/mL in chloroform-d (99.8 atom % D), TMS 0.05 %,,,,, | 612022 |  | Aldrich | Nicotine solution |  | ,,,TMS, 0.05%, | NMR Reference Standards , NMR Solvents and Reagents , Stable Isotopes |  | NMR reference standard,5 mm × 8 in.,2 mg/mL in chloroform-d (99.8 atom % D) | , |  |  | NMR reference standard,5 mm × 8 in.,2 mg/mL in chloroform-d (99.8 atom % D),TMS, 0.05%
,NMR reference standard, 2 mg/mL in DMSO- d 6 (99.9 atom % D), TMS 0.05 %,,,,, | 612030 |  | Aldrich | Nicotine solution |  | ,,,TMS, 0.05%, | NMR Reference Standards , NMR Solvents and Reagents , Stable Isotopes |  | NMR reference standard,5 mm × 8 in.,2 mg/mL in DMSO- d 6 (99.9 atom % D) | , |  |  | NMR reference standard,5 mm × 8 in.,2 mg/mL in DMSO- d 6 (99.9 atom % D),TMS, 0.05%
,NMR reference standard, 2 mg/mL in methanol-d 4 (99.8 atom % D), TMS 0.05 %,,,,, | 612057 |  | Aldrich | Nicotine solution |  | ,,,TMS, 0.05%, | NMR Reference Standards , NMR Solvents and Reagents , Stable Isotopes |  | NMR reference standard,5 mm × 8 in.,2 mg/mL in methanol-d 4 (99.8 atom % D) | , |  |  | NMR reference standard,5 mm × 8 in.,2 mg/mL in methanol-d 4 (99.8 atom % D),TMS, 0.05%
Phosphoric acid solution,NMR reference standard, 85% in D 2 O (99.9 atom % D),H,1921286,,MFCD00011340,24882091 | 612162 | 7664-38-2 | Aldrich | 磷酸 溶液 |  | ,,,, | Alphabetical Index of Analytical Standards , Alphabetical Listings , Analytical Standards , NMR Reference Standards , NMR Solvents and Reagents , P , PER - POLA , Stable Isotopes , 分析/色谱 |  | NMR reference standard,5 mm × 8 in. , WGS-5BL Coaxial NMR tube,85% in D 2 O (99.9 atom % D),human ... SRC (6714) | , |  |  | NMR reference standard,5 mm × 8 in. , WGS-5BL Coaxial NMR tube,85% in D 2 O (99.9 atom % D),human ... SRC (6714)
Phosphoric acid solution,NMR reference standard, 85% in D 2 O (99.9 atom % D),H,1921286,,MFCD00011340, | 699608 | 7664-38-2 | Aldrich | 磷酸 溶液 |  | ,,,, | NMR Reference Standards , NMR Solvents and Reagents , Stable Isotopes |  | NMR reference standard,3 mm × 8 in.,85% in D 2 O (99.9 atom % D) | , |  |  | NMR reference standard,3 mm × 8 in.,85% in D 2 O (99.9 atom % D)
Phosphoric acid solution,NMR reference standard, 85% in D 2 O (99.9 atom % D),H,1921286,,MFCD00011340, | 698822 | 7664-38-2 | Aldrich | 磷酸 溶液 |  | ,,,, | NMR Reference Standards , NMR Solvents and Reagents , Stable Isotopes |  | NMR reference standard,5 mm × 8 in.,85% in D 2 O (99.9 atom % D) | , |  |  | NMR reference standard,5 mm × 8 in.,85% in D 2 O (99.9 atom % D)
Potassium fluoride solution,NMR reference standard, 0.2 M in water, D 2 O 10 %,,,,MFCD00011398,24882079 | 611913 |  | Fluka | 氟化钾 溶液 |  | ,,,D 2 O, 10%, | Alphabetical Index of Analytical Standards , Analytical Standards , NMR Reference Standards , NMR Solvents and Reagents , P , PON - PT , Stable Isotopes , 分析/色谱 |  | NMR reference standard,10 mm × 8 in.,0.2 M in water | , |  |  | NMR reference standard,10 mm × 8 in.,0.2 M in water,D 2 O, 10%
Potassium fluoride solution,NMR reference standard, 0.2 M in water, D 2 O 10 % (99.9 atom % D),,,,MFCD00011398, | 612871 |  | Aldrich | 氟化钾 溶液 |  | ,,,D 2 O, 10% (99.9 atom % D), | NMR Reference Standards , NMR Solvents and Reagents , Stable Isotopes |  | NMR reference standard,8 mm × 8 in.,0.2 M in water | , |  |  | NMR reference standard,8 mm × 8 in.,0.2 M in water,D 2 O, 10% (99.9 atom % D)
Sodium acetate solution,NMR reference standard, 50 mM in D 2 O (99.9 atom % D), water 1 %,C,3595639,232-148-9,MFCD00012459, | 613053 | 127-09-3 | Fluka | 醋酸钠 溶液 |  | ,,,water, 1%, | Alphabetical Index of Analytical Standards , Alphabetical Listings , Analytical Standards , NMR Reference Standards , NMR Solvents and Reagents , Q-S , S , SN - SZ , Stable Isotopes , 分析/色谱 |  | NMR reference standard,3 mm × 8 in.,50 mM in D 2 O (99.9 atom % D) | , |  |  | NMR reference standard,3 mm × 8 in.,50 mM in D 2 O (99.9 atom % D),water, 1%
Sucrose solution,NMR reference standard, 2 mM in H 2 O:D 2 O (9:1) (99.9 atom % D), DSS 0.5 mM,C,,,, | 721891 |  | Aldrich | 蔗糖 溶液 |  | ,,,DSS, 0.5 mM, | NMR Reference Standards , NMR Solvents and Reagents , Stable Isotopes |  | NMR reference standard,sodium azide, 2 mM,2 mM in H 2 O:D 2 O (9:1) (99.9 atom % D),3 mm × 8 in. | , |  |  | NMR reference standard,sodium azide, 2 mM,2 mM in H 2 O:D 2 O (9:1) (99.9 atom % D),DSS, 0.5 mM,3 mm × 8 in.
Sucrose solution,NMR reference standard, 2 mM in H 2 O:D 2 O (9:1) (99.9 atom % D), sodium azide (trace), sodium chloride 0.25 M,C,,,, | 718033 |  | Aldrich | 蔗糖 溶液 |  | ,,,sodium azide (trace), | NMR Reference Standards , NMR Solvents and Reagents , Stable Isotopes |  | NMR reference standard,5 mm × 8 in.,2 mM in H 2 O:D 2 O (9:1) (99.9 atom % D),5 mm × 7 in. | , |  |  | NMR reference standard,5 mm × 8 in.,2 mM in H 2 O:D 2 O (9:1) (99.9 atom % D),sodium azide (trace),5 mm × 7 in.
Sucrose solution,NMR reference standard, 2 mM in H 2 O:D 2 O (9:1) (99.9 atom % D), DSS 0.5 mM, Sodium azide 2 mM,C,,,, | 612960 |  | Aldrich | 蔗糖 溶液 |  | ,,,DSS, 0.5 mM, | NMR Reference Standards , NMR Solvents and Reagents , Stable Isotopes |  | NMR reference standard,Sodium azide, 2 mM,2 mM in H 2 O:D 2 O (9:1) (99.9 atom % D),5 mm × 8 in. | , |  |  | NMR reference standard,Sodium azide, 2 mM,2 mM in H 2 O:D 2 O (9:1) (99.9 atom % D),DSS, 0.5 mM,5 mm × 8 in.
Sucrose solution,NMR reference standard, 2 mM in H 2 O:D 2 O (9:1) (99.9 atom % D),C,,231-791-2,, | 685887 |  | Aldrich | 蔗糖 溶液 |  | ,,,, | NMR Reference Standards , NMR Solvents and Reagents , Stable Isotopes |  | NMR reference standard,5 mm × 8 in.,2 mM in H 2 O:D 2 O (9:1) (99.9 atom % D) | , |  |  | NMR reference standard,5 mm × 8 in.,2 mM in H 2 O:D 2 O (9:1) (99.9 atom % D)
Sucrose solution,NMR reference standard, 20 mg/mL in D 2 O (99.9 atom % D), TSP 0.75 %,C,,,, | 612618 |  | Aldrich | 蔗糖 溶液 |  | ,,,TSP, 0.75%, | NMR Reference Standards , NMR Solvents and Reagents , Stable Isotopes |  | NMR reference standard,5 mm × 8 in.,20 mg/mL in D 2 O (99.9 atom % D) | , |  |  | NMR reference standard,5 mm × 8 in.,20 mg/mL in D 2 O (99.9 atom % D),TSP, 0.75%
Sucrose solution,NMR reference standard, 2 mg/mL in D 2 O (99.9 atom % D), TSP 0.75 %,C,,,, | 612006 |  | Aldrich | 蔗糖 溶液 |  | ,,,TSP, 0.75%, | NMR Reference Standards , NMR Solvents and Reagents , Stable Isotopes |  | NMR reference standard,5 mm × 8 in.,2 mg/mL in D 2 O (99.9 atom % D) | , |  |  | NMR reference standard,5 mm × 8 in.,2 mg/mL in D 2 O (99.9 atom % D),TSP, 0.75%
Tetramethylsilane,analytical standard, for NMR spectroscopy, ACS reagent,Si(CH,1696908,200-899-1,MFCD00008274,24889005 | 87920 | 75-76-3 | Fluka | 四甲基硅烷 |  | ≥99.5% (GC),842 °F,26-28 °C(lit.),2-8°C,0.648 g/mL at 25 °C(lit.) | Alphabetical Index of Analytical Standards , Analytical Standards , Chemical Synthesis , NMR Reference Standards , NMR Solvents and Reagents , Organometallic Reagents , Organosilicon , Others , Stable Isotopes , T , TA - TE , 分析/色谱 | 11.66 psi ( 20 °C) | ACS reagent,n 20/D 1.359,n 20/D 1.358(lit.),liquid | , |  |  | n 20/D 1.359,≥99.5% (GC),liquid,0.648 g/mL at 25 °C(lit.),ACS reagent,2-8°C,26-28 °C(lit.),−99 °C(lit.),842 °F,11.66 psi ( 20 °C),n 20/D 1.358(lit.)
Tetramethylsilane solution,NMR reference standard, 12% in chloroform,,,,MFCD00008274,24879216 | 551333 |  | Fluka | 四甲基硅烷 溶液 |  | ,,,, | Alphabetical Index of Analytical Standards , Analytical Standards , NMR Reference Standards , NMR Solvents and Reagents , Stable Isotopes , T , TA - TE , 分析/色谱 |  | NMR reference standard,5 mm × 8 in.,12% in chloroform | , |  |  | NMR reference standard,5 mm × 8 in.,12% in chloroform
Trichlorofluoromethane solution,NMR reference standard, 10% in acetone-d 6 (99.9 atom % D), 1,2- dichloro- 1,1- difluoroethane 1 %, TMS 6 %,,,,MFCD00000784, | 710717 | 75-69-4 | Aldrich | 三氯氟甲烷溶液 |  | ,,,1,2-dichloro-1,1-difluoro ethane, 1%, | Alphabetical Listings , NMR Reference Standards , NMR Solvents and Reagents , Stable Isotopes , T |  | NMR reference standard,TMS, 6%,10% in acetone-d 6 (99.9 atom % D),5 mm × 8 in. | , |  |  | NMR reference standard,TMS, 6%,10% in acetone-d 6 (99.9 atom % D),1,2-dichloro-1,1-difluoro ethane, 1%,5 mm × 8 in.
Trichlorofluoromethane solution,NMR reference standard, 50% in chloroform-d (99.8 atom % D),,,,MFCD00000784, | 612715 | 75-69-4 | Aldrich | 三氯氟甲烷 溶液 |  | ,,,, | NMR Reference Standards , NMR Solvents and Reagents , Stable Isotopes |  | NMR reference standard,5 mm × 8 in.,50% in chloroform-d (99.8 atom % D) | , |  |  | NMR reference standard,5 mm × 8 in.,50% in chloroform-d (99.8 atom % D)
2,2,2- Trifluoroethanol,analytical standard, for NMR spectroscopy,CF,1733203,200-913-6,MFCD00004672,24889523 | 91683 | 75-89-8 | Fluka | 2,2,2-三氟乙醇 | (PDF) | ≥99.5% (GC),~896 °F,77-80 °C(lit.),−44 °C(lit.),1.373 g/mL at 25 °C(lit.) | Alcohols , Alphabetical Index of Analytical Standards , Analytical Standards , Building Blocks , C2 to C6 , Chemical Synthesis , NMR Reference Standards , NMR Solvents and Reagents , Organic Building Blocks , Oxygen Compounds , Stable Isotopes , T , TP - TZ , 分析/色谱 | 70 mmHg ( 25 °C) | analytical standard,for NMR spectroscopy,42 %,n 20/D 1.3(lit.) | , |  |  | for NMR spectroscopy,≥99.5% (GC),1.373 g/mL at 25 °C(lit.),analytical standard,77-80 °C(lit.),−44 °C(lit.),3.5 (vs air),~896 °F,70 mmHg ( 25 °C),n 20/D 1.3(lit.),42 %
α,α,α-Trifluorotoluene solution,NMR reference standard, 0.05% in benzene-d 6 (99.6 atom % D),C,,214-061-8,MFCD00000372,24882104 | 612685 | 98-08-8 | Aldrich | α,α,α-三氟甲苯 溶液 |  | ,,,, | Alphabetical Index of Analytical Standards , Alphabetical Listings , Analytical Standards , NMR Reference Standards , NMR Solvents and Reagents , Stable Isotopes , T , TP - TZ , 分析/色谱 |  | NMR reference standard,3 mm × 8 in.,0.05% in benzene-d 6 (99.6 atom % D) | , |  |  | NMR reference standard,3 mm × 8 in.,0.05% in benzene-d 6 (99.6 atom % D)
α,α,α-Trifluorotoluene solution,NMR reference standard, 0.05% in benzene-d 6 (99.6 atom % D),C,,214-061-8,MFCD00000372, | 613185 | 98-08-8 | Aldrich | α,α,α-三氟甲苯 溶液 |  | ,,,, | Alphabetical Index of Analytical Standards , Alphabetical Listings , Analytical Standards , NMR Reference Standards , NMR Solvents and Reagents , Stable Isotopes , T , TP - TZ , 分析/色谱 |  | NMR reference standard,4 mm × 8 in.,0.05% in benzene-d 6 (99.6 atom % D) | , |  |  | NMR reference standard,4 mm × 8 in.,0.05% in benzene-d 6 (99.6 atom % D)
α,α,α-Trifluorotoluene solution,NMR reference standard, 0.05% in benzene-d 6 (99.6 atom % D),C,,214-061-8,MFCD00000372,24879222 | 551406 | 98-08-8 | Aldrich | α,α,α-三氟甲苯 溶液 |  | 99% (CP),,,, | Alphabetical Index of Analytical Standards , Alphabetical Listings , Analytical Standards , NMR Reference Standards , NMR Solvents and Reagents , Stable Isotopes , T , TP - TZ , 分析/色谱 |  | NMR reference standard,5 mm × 8 in.,0.05% in benzene-d 6 (99.6 atom % D) | , |  |  | NMR reference standard,5 mm × 8 in.,0.05% in benzene-d 6 (99.6 atom % D),99% (CP)
α,α,α-Trifluorotoluene solution,NMR reference standard, 0.05% in benzene-d 6 (99.6 atom % D),C,,214-061-8,MFCD00000372, | 733806 | 98-08-8 | Aldrich | α,α,α-三氟甲苯 溶液 |  | ,,,, | NMR Reference Standards , NMR Solvents and Reagents , Stable Isotopes |  | NMR reference standard,10 mm × 8 in.,0.05% in benzene-d 6 (99.6 atom % D) | , |  |  | NMR reference standard,10 mm × 8 in.,0.05% in benzene-d 6 (99.6 atom % D)
α,α,α-Trifluorotoluene solution,NMR reference standard, 0.05% in benzene-d 6 (99.6 atom % D),C,,214-061-8,MFCD00000372, | 736120 | 98-08-8 | Aldrich | α,α,α-三氟甲苯 溶液 |  | ,,,, | NMR Reference Standards , NMR Solvents and Reagents , Stable Isotopes |  | NMR reference standard,5 mm × 8 in.,0.05% in benzene-d 6 (99.6 atom % D),0.24 mm , ultra-thin wall | , |  |  | NMR reference standard,5 mm × 8 in.,0.05% in benzene-d 6 (99.6 atom % D),0.24 mm , ultra-thin wall
α,α,α-Trifluorotoluene solution,NMR reference standard, 0.05% in chloroform-d ("100%", 99.96 atom % D),C,,212-742-4,MFCD00000372, | 761427 | 98-08-8 | Aldrich | α,α,α-三氟甲苯 溶液 |  | ,,,, | Alphabetical Listings , NMR Reference Standards , NMR Solvents and Reagents , Stable Isotopes , T |  | NMR reference standard,5 mm × 8 in.,0.05% in chloroform-d ("100%", 99.96 atom % D) | , |  |  | NMR reference standard,5 mm × 8 in.,0.05% in chloroform-d ("100%", 99.96 atom % D)
Trimethyl phosphate solution,NMR reference standard, 25% in chloroform-d (99.8 atom % D), TMS 1 %,,,,, | 764353 |  | Aldrich | 磷酸三甲酯 溶液 |  | ,,,TMS, 1%, | Alphabetical Listings , NMR Reference Standards , NMR Solvents and Reagents , Stable Isotopes , T |  | NMR reference standard,5 mm × 7 in.,25% in chloroform-d (99.8 atom % D) | , |  |  | NMR reference standard,5 mm × 7 in.,25% in chloroform-d (99.8 atom % D),TMS, 1%
Trimethyl phosphite solution,NMR reference standard, 25% in benzene-d 6 (99.6 atom % D), TMS 6 %,,,,MFCD00008350, | 714925 |  | Aldrich | 亚磷酸三甲酯 溶液 |  | ,,,TMS, 6%, | NMR Reference Standards , NMR Solvents and Reagents , Stable Isotopes |  | NMR reference standard,5 mm × 8 in.,25% in benzene-d 6 (99.6 atom % D) | , |  |  | NMR reference standard,5 mm × 8 in.,25% in benzene-d 6 (99.6 atom % D),TMS, 6%
Trimethyl phosphite solution,NMR reference standard, 1% in acetone-d 6 (99.9 atom % D),,,,MFCD00008350, | 733776 |  | Aldrich | 亚磷酸三甲酯 溶液 |  | ,,,, | NMR Reference Standards , NMR Solvents and Reagents , Stable Isotopes |  | NMR reference standard,10 mm × 8 in.,1% in acetone-d 6 (99.9 atom % D) | , |  |  | NMR reference standard,10 mm × 8 in.,1% in acetone-d 6 (99.9 atom % D)
Trimethyl phosphite solution,NMR reference standard, 1% in acetone-d 6 (99.9 atom % D),,,,MFCD00008350, | 733822 |  | Aldrich | 亚磷酸三甲酯 溶液 |  | ,,,, | NMR Reference Standards , NMR Solvents and Reagents , Stable Isotopes |  | NMR reference standard,3 mm × 8 in.,1% in acetone-d 6 (99.9 atom % D) | , |  |  | NMR reference standard,3 mm × 8 in.,1% in acetone-d 6 (99.9 atom % D)
Trimethyl phosphite solution,NMR reference standard, 1% in acetone-d 6 (99.9 atom % D),,,,MFCD00008350, | 725633 |  | Aldrich | 亚磷酸三甲酯 溶液 |  | ,,,, | NMR Reference Standards , NMR Solvents and Reagents , Stable Isotopes |  | NMR reference standard,5 mm × 7 in.,1% in acetone-d 6 (99.9 atom % D),5 mm × 8 in. | , |  |  | NMR reference standard,5 mm × 7 in.,1% in acetone-d 6 (99.9 atom % D),5 mm × 8 in.
Trimethyl phosphite solution,NMR reference standard, 1% in acetone-d 6 (99.9 atom % D), NMR tube O.D. × L 5 mm × 8 in. , ultra-thin wall,,,,MFCD00008350, | 736228 |  | Aldrich | 亚磷酸三甲酯 溶液 |  | ,,,, | NMR Reference Standards , NMR Solvents and Reagents , Stable Isotopes |  | NMR reference standard,5 mm × 8 in. , ultra-thin wall,1% in acetone-d 6 (99.9 atom % D),0.24 mm | , |  |  | NMR reference standard,5 mm × 8 in. , ultra-thin wall,1% in acetone-d 6 (99.9 atom % D),0.24 mm
Triphenyl phosphate solution,NMR reference standard, 0.0485 M in chloroform-d (99.8 atom % D),(C,,,MFCD00003031,24879221 | 551392 |  | Fluka | 磷酸三苯酯 溶液 |  | ,,,, | Alphabetical Index of Analytical Standards , Alphabetical Listings , Analytical Standards , NMR Reference Standards , NMR Solvents and Reagents , Stable Isotopes , T , TP - TZ , 分析/色谱 |  | NMR reference standard,5 mm × 8 in.,0.0485 M in chloroform-d (99.8 atom % D) | , |  |  | NMR reference standard,5 mm × 8 in.,0.0485 M in chloroform-d (99.8 atom % D)
Triphenyl phosphate solution,NMR reference standard, 0.0485 M in chloroform-d (99.8 atom % D), NMR tube O.D. × L 10 mm × 8 in.,(C,,,MFCD00003031,24882069 | 611735 |  | Fluka | 磷酸三苯酯 溶液 |  | ,,,, | Alphabetical Index of Analytical Standards , Alphabetical Listings , Analytical Standards , NMR Reference Standards , NMR Solvents and Reagents , Stable Isotopes , T , TP - TZ , 分析/色谱 |  | NMR reference standard,10 mm × 8 in.,0.0485 M in chloroform-d (99.8 atom % D) | , |  |  | NMR reference standard,10 mm × 8 in.,0.0485 M in chloroform-d (99.8 atom % D)
Triphenyl phosphate solution,NMR reference standard, 0.0485 M in acetone-d 6 (99.9 atom % D),(C,,,MFCD00003031, | 708968 |  | Aldrich | 磷酸三苯酯溶液 |  | ,,,, | NMR Reference Standards , NMR Solvents and Reagents , Stable Isotopes |  | NMR reference standard,5 mm × 7 in.,0.0485 M in acetone-d 6 (99.9 atom % D),5 mm × 8 in. | , |  |  | NMR reference standard,5 mm × 7 in.,0.0485 M in acetone-d 6 (99.9 atom % D),5 mm × 8 in.
Triphenyl phosphate solution,NMR reference standard, 0.0485 M in acetone-d 6 (99.9 atom % D),(C,,,MFCD00003031, | 733792 |  | Aldrich | 磷酸三苯酯 溶液 |  | ,,,, | NMR Reference Standards , NMR Solvents and Reagents , Stable Isotopes |  | NMR reference standard,10 mm × 8 in.,0.0485 M in acetone-d 6 (99.9 atom % D) | , |  |  | NMR reference standard,10 mm × 8 in.,0.0485 M in acetone-d 6 (99.9 atom % D)
Triphenyl phosphate solution,NMR reference standard, 0.0485 M in acetone-d 6 (99.9 atom % D),(C,,,MFCD00003031, | 733741 |  | Aldrich | 磷酸三苯酯 溶液 |  | ,,,, | NMR Reference Standards , NMR Solvents and Reagents , Stable Isotopes |  | NMR reference standard,3 mm × 8 in.,0.0485 M in acetone-d 6 (99.9 atom % D) | , |  |  | NMR reference standard,3 mm × 8 in.,0.0485 M in acetone-d 6 (99.9 atom % D)
Triphenyl phosphate solution,NMR reference standard, 0.0485 M in acetone-d 6 (99.9 atom % D),(C,,,MFCD00003031, | 736368 |  | Aldrich | 磷酸三苯酯 溶液 |  | ,,,, | NMR Reference Standards , NMR Solvents and Reagents , Stable Isotopes |  | NMR reference standard,5 mm × 8 in.,0.0485 M in acetone-d 6 (99.9 atom % D),0.24 mm , ultra-thin wall | , |  |  | NMR reference standard,5 mm × 8 in.,0.0485 M in acetone-d 6 (99.9 atom % D),0.24 mm , ultra-thin wall
Triphenyl phosphate solution,NMR reference standard, 3 mM in chloroform-d (99.8 atom % D), NMR tube O.D. × L 5 mm × 8 in.,(C,,,MFCD00003031, | 756911 |  | Aldrich | 磷酸三苯酯 溶液 |  | 99% (CP),,,, | Alphabetical Listings , NMR Reference Standards , NMR Solvents and Reagents , Stable Isotopes , T |  | NMR reference standard,5 mm × 8 in.,3 mM in chloroform-d (99.8 atom % D) | , |  |  | NMR reference standard,5 mm × 8 in.,3 mM in chloroform-d (99.8 atom % D),99% (CP)
Triphenyl phosphate solution,NMR reference standard, 0.485 M in chloroform-d (99.8 atom % D),(C,,,MFCD00003031, | 612146 |  | Aldrich | 磷酸三苯酯 溶液 |  | ,,,, | NMR Reference Standards , NMR Solvents and Reagents , Stable Isotopes |  | NMR reference standard,3 mm × 8 in.,0.485 M in chloroform-d (99.8 atom % D) | , |  |  | NMR reference standard,3 mm × 8 in.,0.485 M in chloroform-d (99.8 atom % D)
Triphenyl phosphate solution,NMR reference standard, 0.0485 M in chloroform-d (99.9 atom % D),(C,,,MFCD00003031, | 612863 |  | Aldrich | 磷酸三苯酯 溶液 |  | ,,,, | NMR Reference Standards , NMR Solvents and Reagents , Stable Isotopes |  | NMR reference standard,8 mm × 8 in.,0.0485 M in chloroform-d (99.9 atom % D) | , |  |  | NMR reference standard,8 mm × 8 in.,0.0485 M in chloroform-d (99.9 atom % D)
Triphenyl phosphate solution,NMR reference standard, 0.03357 M in chloroform-d (99.8 atom % D),(C,,,MFCD00003031, | 759511 |  | Aldrich | 磷酸三苯酯 溶液 |  | ,,,, | NMR Reference Standards , NMR Solvents and Reagents , Stable Isotopes |  | NMR reference standard,5 mm × 8 in.,0.03357 M in chloroform-d (99.8 atom % D) | , |  |  | NMR reference standard,5 mm × 8 in.,0.03357 M in chloroform-d (99.8 atom % D)
Ubiquitin- 13 C, 15 N solution,NMR reference standard, 99 atom % 13 C, 98 atom % 15 N, 1 mM in D 2 O (99.8 atom % D), DSS 0.25 mM, water 90 %, phosphate buffer (pH 6.5) 50 mM,,,,, | 759538 |  | Aldrich | 泛素- 13 C, 15 N 溶液 |  | ,,,DSS, 0.25 mM, | NMR Reference Standards , NMR Solvents and Reagents , Stable Isotopes |  | NMR reference standard,water, 90%,1 mM in D 2 O (99.8 atom % D),99 atom % 13 C,5 mm × 8 in. | , |  |  | water, 90%,NMR reference standard,99 atom % 13 C,5 mm × 8 in.,1 mM in D 2 O (99.8 atom % D),DSS, 0.25 mM
Urea- 13 C, 15 N 2 solution,NMR reference standard, 99 atom % 13 C, 98 atom % 15 N, 20 mg/mL in DMSO- d 6 (99.9 atom % D),,,,, | 611387 |  | Aldrich | 尿素- 13 C, 15 N 2 溶液 |  | ,,,, | NMR Reference Standards , NMR Solvents and Reagents , Stable Isotopes |  | NMR reference standard,98 atom % 15 N,20 mg/mL in DMSO- d 6 (99.9 atom % D),99 atom % 13 C,5 mm × 7 in. | , |  |  | NMR reference standard,98 atom % 15 N,20 mg/mL in DMSO- d 6 (99.9 atom % D),99 atom % 13 C,5 mm × 7 in.
Urea- 13 C, 15 N 2 solution,NMR reference standard, 99 atom % 13 C, 98 atom % 15 N, 20 mg/mL in DMSO- d 6 (99.9 atom % D),,,,, | 611360 |  | Aldrich | 尿素- 13 C, 15 N 2 溶液 |  | ,,,, | NMR Reference Standards , NMR Solvents and Reagents , Stable Isotopes |  | NMR reference standard,98 atom % 15 N,20 mg/mL in DMSO- d 6 (99.9 atom % D),99 atom % 13 C,8 mm × 7 in. | , |  |  | NMR reference standard,98 atom % 15 N,20 mg/mL in DMSO- d 6 (99.9 atom % D),99 atom % 13 C,8 mm × 7 in.
Urea- 15 N 2 solution,NMR reference standard, 98 atom % 15 N, 1 M in DMSO- d 6,,,,, | 611395 |  | Aldrich | 尿素- 15 N 2 溶液 |  | ,,,, | NMR Reference Standards , NMR Solvents and Reagents , Stable Isotopes |  | NMR reference standard,5 mm × 8 in.,1 M in DMSO- d 6,98 atom % 15 N | , |  |  | NMR reference standard,5 mm × 8 in.,1 M in DMSO- d 6,98 atom % 15 N
,volume 1 mL,,,,, | CLS4975 |  | Sigma | Corning ® aspiration pipettes | 32070201 | ,,,, | Aspiration Pipettes , Corning , Corning Aspiration Pipettes , Corning Pipettes , Labware , Liquid Handling Equipment , Manufacturer Browser , Pipettes , Pipettes, Pipettors and Tips |  | pkg of (50 per bag),Corning, 4975,1 mL | , |  |  | pkg of (50 per bag),Corning, 4975,1 mL
,volume 2 mL,,,,, | CLS9186 |  | Sigma | Corning ® aspiration pipettes | 32070201 | ,,,, | Aspiration Pipettes , Corning , Corning Aspiration Pipettes , Corning Pipettes , Labware , Liquid Handling Equipment , Manufacturer Browser , Pipettes , Pipettes, Pipettors and Tips |  | 2 mL,Corning, 9186 | , |  |  | 2 mL,Corning, 9186
,volume 5 mL,,,,, | CLS9099 |  | Sigma | Corning ® aspiration pipettes | 32070201 | ,,,, | Aspiration Pipettes , Corning , Corning Aspiration Pipettes , Corning Pipettes , Labware , Liquid Handling Equipment , Manufacturer Browser , Pipettes , Pipettes, Pipettors and Tips |  | 5 mL,Corning, 9099 | , |  |  | 5 mL,Corning, 9099
,0.5 mL volume, one mark,,,,, | Z324906 |  | Sigma | BRAND ® BLAUBRAND ® bulb pipette, calibrated to deliver (TD, EX) |  | ,,,, | BRAND , BRAND Bulb pipettes , BRAND Volumetric , Bulb pipettes , Labware , Liquid Handling Equipment , Manufacturer Browser , Pipettes , Pipettes, Pipettors and Tips , Volumetric , Volumetric Pipettes |  | total delivery Ex + 15 sec waiting time,AR-Glas ®,0.5 mL volume,class AS | , |  |  | total delivery Ex + 15 sec waiting time,AR-Glas ®,0.5 mL volume,class AS
,1 mL volume, one mark,,,,, | Z324914 |  | Sigma | BRAND ® BLAUBRAND ® bulb pipette, calibrated to deliver (TD, EX) |  | ,,,, | BRAND , BRAND Bulb pipettes , BRAND Volumetric , Bulb pipettes , Labware , Liquid Handling Equipment , Manufacturer Browser , Pipettes , Pipettes, Pipettors and Tips , Volumetric , Volumetric Pipettes |  | total delivery Ex + 15 sec waiting time,AR-Glas ®,1 mL volume,class AS | , |  |  | total delivery Ex + 15 sec waiting time,AR-Glas ®,1 mL volume,class AS
,2 mL volume, one mark,,,,, | Z324922 |  | Sigma | BRAND ® BLAUBRAND ® bulb pipette, calibrated to deliver (TD, EX) |  | ,,,, | BRAND , BRAND Bulb pipettes , BRAND Volumetric , Bulb pipettes , Labware , Liquid Handling Equipment , Manufacturer Browser , Pipettes , Pipettes, Pipettors and Tips , Volumetric , Volumetric Pipettes |  | total delivery Ex + 15 sec waiting time,AR-Glas ®,2 mL volume,class AS | , |  |  | total delivery Ex + 15 sec waiting time,AR-Glas ®,2 mL volume,class AS
,2.5 mL volume, one mark,,,,, | Z324930 |  | Sigma | BRAND ® BLAUBRAND ® bulb pipette, calibrated to deliver (TD, EX) |  | ,,,, | BRAND , BRAND Bulb pipettes , BRAND Volumetric , Bulb pipettes , Labware , Liquid Handling Equipment , Manufacturer Browser , Pipettes , Pipettes, Pipettors and Tips , Volumetric , Volumetric Pipettes |  | total delivery Ex + 15 sec waiting time,AR-Glas ®,2.5 mL volume,class AS | , |  |  | total delivery Ex + 15 sec waiting time,AR-Glas ®,2.5 mL volume,class AS
,3 mL volume, one mark,,,,, | Z324949 |  | Sigma | BRAND ® BLAUBRAND ® bulb pipette, calibrated to deliver (TD, EX) |  | ,,,, | BRAND , BRAND Bulb pipettes , BRAND Volumetric , Bulb pipettes , Labware , Liquid Handling Equipment , Manufacturer Browser , Pipettes , Pipettes, Pipettors and Tips , Volumetric , Volumetric Pipettes |  | total delivery Ex + 15 sec waiting time,AR-Glas ®,3 mL volume,class AS | , |  |  | total delivery Ex + 15 sec waiting time,AR-Glas ®,3 mL volume,class AS
,4 mL volume, one mark,,,,, | Z324957 |  | Sigma | BRAND ® BLAUBRAND ® bulb pipette, calibrated to deliver (TD, EX) |  | ,,,, | BRAND , BRAND Bulb pipettes , BRAND Volumetric , Bulb pipettes , Labware , Liquid Handling Equipment , Manufacturer Browser , Pipettes , Pipettes, Pipettors and Tips , Volumetric , Volumetric Pipettes |  | total delivery Ex + 15 sec waiting time,AR-Glas ®,4 mL volume,class AS | , |  |  | total delivery Ex + 15 sec waiting time,AR-Glas ®,4 mL volume,class AS
,5 mL volume, one mark,,,,, | Z324965 |  | Sigma | BRAND ® BLAUBRAND ® bulb pipette, calibrated to deliver (TD, EX) |  | ,,,, | BRAND , BRAND Bulb pipettes , BRAND Volumetric , Bulb pipettes , Labware , Liquid Handling Equipment , Manufacturer Browser , Pipettes , Pipettes, Pipettors and Tips , Volumetric , Volumetric Pipettes |  | total delivery Ex + 15 sec waiting time,AR-Glas ®,5 mL volume,class AS | , |  |  | total delivery Ex + 15 sec waiting time,AR-Glas ®,5 mL volume,class AS
,6 mL volume, one mark,,,,, | Z324973 |  | Sigma | BRAND ® BLAUBRAND ® bulb pipette, calibrated to deliver (TD, EX) |  | ,,,, | BRAND , BRAND Bulb pipettes , BRAND Volumetric , Bulb pipettes , Labware , Liquid Handling Equipment , Manufacturer Browser , Pipettes , Pipettes, Pipettors and Tips , Volumetric , Volumetric Pipettes |  | total delivery Ex + 15 sec waiting time,AR-Glas ®,6 mL volume,class AS | , |  |  | total delivery Ex + 15 sec waiting time,AR-Glas ®,6 mL volume,class AS
,7 mL volume, one mark,,,,, | Z324981 |  | Sigma | BRAND ® BLAUBRAND ® bulb pipette, calibrated to deliver (TD, EX) |  | ,,,, | BRAND , BRAND Bulb pipettes , BRAND Volumetric , Bulb pipettes , Labware , Liquid Handling Equipment , Manufacturer Browser , Pipettes , Pipettes, Pipettors and Tips , Volumetric , Volumetric Pipettes |  | total delivery Ex + 15 sec waiting time,AR-Glas ®,7 mL volume,class AS | , |  |  | total delivery Ex + 15 sec waiting time,AR-Glas ®,7 mL volume,class AS
,8 mL volume, one mark,,,,, | Z325007 |  | Sigma | BRAND ® BLAUBRAND ® bulb pipette, calibrated to deliver (TD, EX) |  | ,,,, | BRAND , BRAND Bulb pipettes , BRAND Volumetric , Bulb pipettes , Labware , Liquid Handling Equipment , Manufacturer Browser , Pipettes , Pipettes, Pipettors and Tips , Volumetric , Volumetric Pipettes |  | total delivery Ex + 15 sec waiting time,AR-Glas ®,8 mL volume,class AS | , |  |  | total delivery Ex + 15 sec waiting time,AR-Glas ®,8 mL volume,class AS
,9 mL volume, one mark,,,,, | Z325015 |  | Sigma | BRAND ® BLAUBRAND ® bulb pipette, calibrated to deliver (TD, EX) |  | ,,,, | BRAND , BRAND Bulb pipettes , BRAND Volumetric , Bulb pipettes , Labware , Liquid Handling Equipment , Manufacturer Browser , Pipettes , Pipettes, Pipettors and Tips , Volumetric , Volumetric Pipettes |  | total delivery Ex + 15 sec waiting time,AR-Glas ®,9 mL volume,class AS | , |  |  | total delivery Ex + 15 sec waiting time,AR-Glas ®,9 mL volume,class AS
,10 mL volume, one mark,,,,, | Z325023 |  | Sigma | BRAND ® BLAUBRAND ® bulb pipette, calibrated to deliver (TD, EX) |  | ,,,, | BRAND , BRAND Bulb pipettes , BRAND Volumetric , Bulb pipettes , Labware , Liquid Handling Equipment , Manufacturer Browser , Pipettes , Pipettes, Pipettors and Tips , Volumetric , Volumetric Pipettes |  | total delivery Ex + 15 sec waiting time,AR-Glas ®,10 mL volume,class AS | , |  |  | total delivery Ex + 15 sec waiting time,AR-Glas ®,10 mL volume,class AS
,15 mL volume, one mark,,,,, | Z325031 |  | Sigma | BRAND ® BLAUBRAND ® bulb pipette, calibrated to deliver (TD, EX) |  | ,,,, | BRAND , BRAND Bulb pipettes , BRAND Volumetric , Bulb pipettes , Labware , Liquid Handling Equipment , Manufacturer Browser , Pipettes , Pipettes, Pipettors and Tips , Volumetric , Volumetric Pipettes |  | total delivery Ex + 15 sec waiting time,AR-Glas ®,15 mL volume,class AS | , |  |  | total delivery Ex + 15 sec waiting time,AR-Glas ®,15 mL volume,class AS
,20 mL volume, one mark,,,,, | Z325058 |  | Sigma | BRAND ® BLAUBRAND ® bulb pipette, calibrated to deliver (TD, EX) |  | ,,,, | BRAND , BRAND Bulb pipettes , BRAND Volumetric , Bulb pipettes , Labware , Liquid Handling Equipment , Manufacturer Browser , Pipettes , Pipettes, Pipettors and Tips , Volumetric , Volumetric Pipettes |  | total delivery Ex + 15 sec waiting time,AR-Glas ®,20 mL volume,class AS | , |  |  | total delivery Ex + 15 sec waiting time,AR-Glas ®,20 mL volume,class AS
,25 mL volume, one mark,,,,, | Z325066 |  | Sigma | BRAND ® BLAUBRAND ® bulb pipette, calibrated to deliver (TD, EX) |  | ,,,, | BRAND , BRAND Bulb pipettes , BRAND Volumetric , Bulb pipettes , Labware , Liquid Handling Equipment , Manufacturer Browser , Pipettes , Pipettes, Pipettors and Tips , Volumetric , Volumetric Pipettes |  | total delivery Ex + 15 sec waiting time,AR-Glas ®,25 mL volume,class AS | , |  |  | total delivery Ex + 15 sec waiting time,AR-Glas ®,25 mL volume,class AS
,30 mL volume, one mark,,,,, | Z325074 |  | Sigma | BRAND ® BLAUBRAND ® bulb pipette, calibrated to deliver (TD, EX) |  | ,,,, | BRAND , BRAND Bulb pipettes , BRAND Volumetric , Bulb pipettes , Labware , Liquid Handling Equipment , Manufacturer Browser , Pipettes , Pipettes, Pipettors and Tips , Volumetric , Volumetric Pipettes |  | total delivery Ex + 15 sec waiting time,AR-Glas ®,30 mL volume,class AS | , |  |  | total delivery Ex + 15 sec waiting time,AR-Glas ®,30 mL volume,class AS
,40 mL volume, one mark,,,,, | Z325082 |  | Sigma | BRAND ® BLAUBRAND ® bulb pipette, calibrated to deliver (TD, EX) |  | ,,,, | BRAND , BRAND Bulb pipettes , BRAND Volumetric , Bulb pipettes , Labware , Liquid Handling Equipment , Manufacturer Browser , Pipettes , Pipettes, Pipettors and Tips , Volumetric , Volumetric Pipettes |  | total delivery Ex + 15 sec waiting time,AR-Glas ®,40 mL volume,class AS | , |  |  | total delivery Ex + 15 sec waiting time,AR-Glas ®,40 mL volume,class AS
,volume 50 mL, one mark,,,,, | Z325090 |  | Sigma | BRAND ® BLAUBRAND ® bulb pipette, calibrated to deliver (TD, EX) |  | ,,,, | BRAND , BRAND Bulb pipettes , BRAND Volumetric , Bulb pipettes , Labware , Liquid Handling Equipment , Manufacturer Browser , Pipettes , Pipettes, Pipettors and Tips , Volumetric , Volumetric Pipettes |  | total delivery Ex + 15 sec waiting time,50 mL,AR-Glas ®,class AS | , |  |  | total delivery Ex + 15 sec waiting time,50 mL,AR-Glas ®,class AS
,volume 100 mL, one mark,,,,, | Z325104 |  | Sigma | BRAND ® BLAUBRAND ® bulb pipette, calibrated to deliver (TD, EX) |  | ,,,, | BRAND , BRAND Bulb pipettes , BRAND Volumetric , Bulb pipettes , Labware , Liquid Handling Equipment , Manufacturer Browser , Pipettes , Pipettes, Pipettors and Tips , Volumetric , Volumetric Pipettes |  | total delivery Ex + 15 sec waiting time,100 mL,AR-Glas ®,class AS | , |  |  | total delivery Ex + 15 sec waiting time,100 mL,AR-Glas ®,class AS
,volume 0.5 mL, two marks,,,,, | Z325287 |  | Sigma | BRAND ® BLAUBRAND ® bulb pipette, calibrated to deliver (TD, EX) |  | ,,,, | BRAND , BRAND Bulb pipettes , BRAND Volumetric , Bulb pipettes , Labware , Liquid Handling Equipment , Manufacturer Browser , Pipettes , Pipettes, Pipettors and Tips , Volumetric , Volumetric Pipettes |  | partial delivery,0.5 mL,AR-Glas ®,class AS | , |  |  | partial delivery,0.5 mL,AR-Glas ®,class AS
,volume 1 mL, two marks,,,,, | Z325295 |  | Sigma | BRAND ® BLAUBRAND ® bulb pipette, calibrated to deliver (TD, EX) |  | ,,,, | BRAND , BRAND Bulb pipettes , BRAND Volumetric , Bulb pipettes , Labware , Liquid Handling Equipment , Manufacturer Browser , Pipettes , Pipettes, Pipettors and Tips , Volumetric , Volumetric Pipettes |  | partial delivery,1 mL,AR-Glas ®,class AS | , |  |  | partial delivery,1 mL,AR-Glas ®,class AS
,volume 2 mL, two marks,,,,, | Z325309 |  | Sigma | BRAND ® BLAUBRAND ® bulb pipette, calibrated to deliver (TD, EX) |  | ,,,, | BRAND , BRAND Bulb pipettes , BRAND Volumetric , Bulb pipettes , Labware , Liquid Handling Equipment , Manufacturer Browser , Pipettes , Pipettes, Pipettors and Tips , Volumetric , Volumetric Pipettes |  | partial delivery,2 mL,AR-Glas ®,class AS | , |  |  | partial delivery,2 mL,AR-Glas ®,class AS
,volume 3 mL, two marks,,,,, | Z325317 |  | Sigma | BRAND ® BLAUBRAND ® bulb pipette, calibrated to deliver (TD, EX) |  | ,,,, | BRAND , BRAND Bulb pipettes , BRAND Volumetric , Bulb pipettes , Labware , Liquid Handling Equipment , Manufacturer Browser , Pipettes , Pipettes, Pipettors and Tips , Volumetric , Volumetric Pipettes |  | partial delivery,3 mL,AR-Glas ®,class AS | , |  |  | partial delivery,3 mL,AR-Glas ®,class AS
,volume 5 mL, two marks,,,,, | Z325325 |  | Sigma | BRAND ® BLAUBRAND ® bulb pipette, calibrated to deliver (TD, EX) |  | ,,,, | BRAND , BRAND Bulb pipettes , BRAND Volumetric , Bulb pipettes , Labware , Liquid Handling Equipment , Manufacturer Browser , Pipettes , Pipettes, Pipettors and Tips , Volumetric , Volumetric Pipettes |  | partial delivery,5 mL,AR-Glas ®,class AS | , |  |  | partial delivery,5 mL,AR-Glas ®,class AS
,volume 10 mL, two marks,,,,, | Z325333 |  | Sigma | BRAND ® BLAUBRAND ® bulb pipette, calibrated to deliver (TD, EX) |  | ,,,, | BRAND , BRAND Bulb pipettes , BRAND Volumetric , Bulb pipettes , Labware , Liquid Handling Equipment , Manufacturer Browser , Pipettes , Pipettes, Pipettors and Tips , Volumetric , Volumetric Pipettes |  | partial delivery,10 mL,AR-Glas ®,class AS | , |  |  | partial delivery,10 mL,AR-Glas ®,class AS
,volume 15 mL, two marks,,,,, | Z325341 |  | Sigma | BRAND ® BLAUBRAND ® bulb pipette, calibrated to deliver (TD, EX) |  | ,,,, | BRAND , BRAND Bulb pipettes , BRAND Volumetric , Bulb pipettes , Labware , Liquid Handling Equipment , Manufacturer Browser , Pipettes , Pipettes, Pipettors and Tips , Volumetric , Volumetric Pipettes |  | partial delivery,15 mL,AR-Glas ®,class AS | , |  |  | partial delivery,15 mL,AR-Glas ®,class AS
,volume 20 mL, two marks,,,,, | Z325368 |  | Sigma | BRAND ® BLAUBRAND ® bulb pipette, calibrated to deliver (TD, EX) |  | ,,,, | BRAND , BRAND Bulb pipettes , BRAND Volumetric , Bulb pipettes , Labware , Liquid Handling Equipment , Manufacturer Browser , Pipettes , Pipettes, Pipettors and Tips , Volumetric , Volumetric Pipettes |  | partial delivery,20 mL,AR-Glas ®,class AS | , |  |  | partial delivery,20 mL,AR-Glas ®,class AS
,volume 25 mL, two marks,,,,, | Z325376 |  | Sigma | BRAND ® BLAUBRAND ® bulb pipette, calibrated to deliver (TD, EX) |  | ,,,, | BRAND , BRAND Bulb pipettes , BRAND Volumetric , Bulb pipettes , Labware , Liquid Handling Equipment , Manufacturer Browser , Pipettes , Pipettes, Pipettors and Tips , Volumetric , Volumetric Pipettes |  | partial delivery,25 mL,AR-Glas ®,class AS | , |  |  | partial delivery,25 mL,AR-Glas ®,class AS
,volume 50 mL, two marks,,,,, | Z325384 |  | Sigma | BRAND ® BLAUBRAND ® bulb pipette, calibrated to deliver (TD, EX) |  | ,,,, | BRAND , BRAND Bulb pipettes , BRAND Volumetric , Bulb pipettes , Labware , Liquid Handling Equipment , Manufacturer Browser , Pipettes , Pipettes, Pipettors and Tips , Volumetric , Volumetric Pipettes |  | partial delivery,50 mL,AR-Glas ®,class AS | , |  |  | partial delivery,50 mL,AR-Glas ®,class AS
,volume 1 mL,,,,, | Z325112 |  | Sigma | BRAND ® BLAUBRAND ® ETERNA volumetric pipette, calibrated To Deliver |  | ,,,, | BRAND , BRAND Bulb pipettes , BRAND Volumetric , Bulb pipettes , Labware , Liquid Handling Equipment , Manufacturer Browser , Pipettes , Pipettes, Pipettors and Tips , Volumetric , Volumetric Pipettes |  | class AS with batch number,according to DIN 12 691,AR-Glas ®,amber marks,300 mm,1 mL | , |  |  | class AS with batch number,according to DIN 12 691,AR-Glas ®,amber marks,300 mm,1 mL
,volume 2 mL,,,,, | Z325120 |  | Sigma | BRAND ® BLAUBRAND ® ETERNA volumetric pipette, calibrated To Deliver |  | ,,,, | BRAND , BRAND Bulb pipettes , BRAND Volumetric , Bulb pipettes , Labware , Liquid Handling Equipment , Manufacturer Browser , Pipettes , Pipettes, Pipettors and Tips , Volumetric , Volumetric Pipettes |  | class AS with batch number,according to DIN 12 691,AR-Glas ®,amber marks,330 mm,2 mL | , |  |  | class AS with batch number,according to DIN 12 691,AR-Glas ®,amber marks,330 mm,2 mL
,volume 5 mL,,,,, | Z325139 |  | Sigma | BRAND ® BLAUBRAND ® ETERNA volumetric pipette, calibrated To Deliver |  | ,,,, | BRAND , BRAND Bulb pipettes , BRAND Volumetric , Bulb pipettes , Labware , Liquid Handling Equipment , Manufacturer Browser , Pipettes , Pipettes, Pipettors and Tips , Volumetric , Volumetric Pipettes |  | class AS with batch number,according to DIN 12 691,AR-Glas ®,amber marks,400 mm,5 mL | , |  |  | class AS with batch number,according to DIN 12 691,AR-Glas ®,amber marks,400 mm,5 mL
,volume 10 mL,,,,, | Z325147 |  | Sigma | BRAND ® BLAUBRAND ® ETERNA volumetric pipette, calibrated To Deliver |  | ,,,, | BRAND , BRAND Bulb pipettes , BRAND Volumetric , Bulb pipettes , Labware , Liquid Handling Equipment , Manufacturer Browser , Pipettes , Pipettes, Pipettors and Tips , Volumetric , Volumetric Pipettes |  | class AS with batch number,according to DIN 12 691,AR-Glas ®,amber marks,440 mm,10 mL | , |  |  | class AS with batch number,according to DIN 12 691,AR-Glas ®,amber marks,440 mm,10 mL
,volume 20 mL,,,,, | Z325155 |  | Sigma | BRAND ® BLAUBRAND ® ETERNA volumetric pipette, calibrated To Deliver |  | ,,,, | BRAND , BRAND Bulb pipettes , BRAND Volumetric , Bulb pipettes , Labware , Liquid Handling Equipment , Manufacturer Browser , Pipettes , Pipettes, Pipettors and Tips , Volumetric , Volumetric Pipettes |  | class AS with batch number,according to DIN 12 691,AR-Glas ®,amber marks,510 mm,20 mL | , |  |  | class AS with batch number,according to DIN 12 691,AR-Glas ®,amber marks,510 mm,20 mL
,volume 25 mL,,,,, | Z325163 |  | Sigma | BRAND ® BLAUBRAND ® ETERNA volumetric pipette, calibrated To Deliver |  | ,,,, | BRAND , BRAND Bulb pipettes , BRAND Volumetric , Bulb pipettes , Labware , Liquid Handling Equipment , Manufacturer Browser , Pipettes , Pipettes, Pipettors and Tips , Volumetric , Volumetric Pipettes |  | class AS with batch number,according to DIN 12 691,AR-Glas ®,amber marks,510 mm,25 mL | , |  |  | class AS with batch number,according to DIN 12 691,AR-Glas ®,amber marks,510 mm,25 mL
,volume 50 mL,,,,, | Z325171 |  | Sigma | BRAND ® BLAUBRAND ® ETERNA volumetric pipette, calibrated To Deliver |  | ,,,, | BRAND , BRAND Bulb pipettes , BRAND Volumetric , Bulb pipettes , Labware , Liquid Handling Equipment , Manufacturer Browser , Pipettes , Pipettes, Pipettors and Tips , Volumetric , Volumetric Pipettes |  | class AS with batch number,according to DIN 12 691,AR-Glas ®,amber marks,540 mm,50 mL | , |  |  | class AS with batch number,according to DIN 12 691,AR-Glas ®,amber marks,540 mm,50 mL
,PVC, L × W × H 355 mm × 300 mm × 45 mm,,,,, | BR768515 |  | Aldrich | BRAND ® pipette tray |  | ,,,, | BRAND , BRAND Pipettors & Tips , BRAND pipette trays , Bulb pipettes , Labware , Liquid Handling Equipment , Manufacturer Browser , Pipettes , Pipettes, Pipettors and Tips |  | BRAND, 768515,355 mm × 300 mm × 45 mm,PVC,for small volume pipettes, nine oblong dividers | , |  |  | BRAND, 768515,355 mm × 300 mm × 45 mm,PVC,for small volume pipettes, nine oblong dividers
,volume 0.5 mL,,,,, | Z324787 |  | Sigma | BRAND ® SILBERBRAND ETERNA volumetric pipettes, calibrated to deliver |  | ,,,, | BRAND , BRAND Bulb pipettes , BRAND Volumetric , Bulb pipettes , Labware , Liquid Handling Equipment , Manufacturer Browser , Pipettes , Pipettes, Pipettors and Tips , Volumetric , Volumetric Pipettes |  | according to DIN 12 690,one-mark,AR-Glas ®,class B,0.5 mL | , |  |  | according to DIN 12 690,one-mark,AR-Glas ®,class B,0.5 mL
,volume 1 mL,,,,, | Z324795 |  | Sigma | BRAND ® SILBERBRAND ETERNA volumetric pipettes, calibrated to deliver |  | ,,,, | BRAND , BRAND Bulb pipettes , BRAND Volumetric , Bulb pipettes , Labware , Liquid Handling Equipment , Manufacturer Browser , Pipettes , Pipettes, Pipettors and Tips , Volumetric , Volumetric Pipettes |  | according to DIN 12 690,one-mark,AR-Glas ®,class B,1 mL | , |  |  | according to DIN 12 690,one-mark,AR-Glas ®,class B,1 mL
,volume 2 mL,,,,, | Z324809 |  | Sigma | BRAND ® SILBERBRAND ETERNA volumetric pipettes, calibrated to deliver |  | ,,,, | BRAND , BRAND Bulb pipettes , BRAND Volumetric , Bulb pipettes , Labware , Liquid Handling Equipment , Manufacturer Browser , Pipettes , Pipettes, Pipettors and Tips , Volumetric , Volumetric Pipettes |  | according to DIN 12 690,one-mark,AR-Glas ®,class B,2 mL | , |  |  | according to DIN 12 690,one-mark,AR-Glas ®,class B,2 mL
,volume 3 mL,,,,, | Z324817 |  | Sigma | BRAND ® SILBERBRAND ETERNA volumetric pipettes, calibrated to deliver |  | ,,,, | BRAND , BRAND Bulb pipettes , BRAND Volumetric , Bulb pipettes , Labware , Liquid Handling Equipment , Manufacturer Browser , Pipettes , Pipettes, Pipettors and Tips , Volumetric , Volumetric Pipettes |  | according to DIN 12 690,one-mark,AR-Glas ®,class B,3 mL | , |  |  | according to DIN 12 690,one-mark,AR-Glas ®,class B,3 mL
,volume 5 mL,,,,, | Z324825 |  | Sigma | BRAND ® SILBERBRAND ETERNA volumetric pipettes, calibrated to deliver |  | ,,,, | BRAND , BRAND Bulb pipettes , BRAND Volumetric , Bulb pipettes , Labware , Liquid Handling Equipment , Manufacturer Browser , Pipettes , Pipettes, Pipettors and Tips , Volumetric , Volumetric Pipettes |  | according to DIN 12 690,one-mark,AR-Glas ®,class B,5 mL | , |  |  | according to DIN 12 690,one-mark,AR-Glas ®,class B,5 mL
,volume 10 mL,,,,, | Z324833 |  | Sigma | BRAND ® SILBERBRAND ETERNA volumetric pipettes, calibrated to deliver |  | ,,,, | BRAND , BRAND Bulb pipettes , BRAND Volumetric , Bulb pipettes , Labware , Liquid Handling Equipment , Manufacturer Browser , Pipettes , Pipettes, Pipettors and Tips , Volumetric , Volumetric Pipettes |  | according to DIN 12 690,one-mark,AR-Glas ®,class B,10 mL | , |  |  | according to DIN 12 690,one-mark,AR-Glas ®,class B,10 mL
,volume 15 mL,,,,, | Z324841 |  | Sigma | BRAND ® SILBERBRAND ETERNA volumetric pipettes, calibrated to deliver |  | ,,,, | BRAND , BRAND Bulb pipettes , BRAND Volumetric , Bulb pipettes , Labware , Liquid Handling Equipment , Manufacturer Browser , Pipettes , Pipettes, Pipettors and Tips , Volumetric , Volumetric Pipettes |  | according to DIN 12 690,one-mark,AR-Glas ®,class B,15 mL | , |  |  | according to DIN 12 690,one-mark,AR-Glas ®,class B,15 mL
,volume 20 mL,,,,, | Z324868 |  | Sigma | BRAND ® SILBERBRAND ETERNA volumetric pipettes, calibrated to deliver |  | ,,,, | BRAND , BRAND Bulb pipettes , BRAND Volumetric , Bulb pipettes , Labware , Liquid Handling Equipment , Manufacturer Browser , Pipettes , Pipettes, Pipettors and Tips , Volumetric , Volumetric Pipettes |  | according to DIN 12 690,one-mark,AR-Glas ®,class B,20 mL | , |  |  | according to DIN 12 690,one-mark,AR-Glas ®,class B,20 mL
,volume 25 mL,,,,, | Z324876 |  | Sigma | BRAND ® SILBERBRAND ETERNA volumetric pipettes, calibrated to deliver |  | ,,,, | BRAND , BRAND Bulb pipettes , BRAND Volumetric , Bulb pipettes , Labware , Liquid Handling Equipment , Manufacturer Browser , Pipettes , Pipettes, Pipettors and Tips , Volumetric , Volumetric Pipettes |  | according to DIN 12 690,one-mark,AR-Glas ®,class B,25 mL | , |  |  | according to DIN 12 690,one-mark,AR-Glas ®,class B,25 mL
,volume 50 mL,,,,, | Z324884 |  | Sigma | BRAND ® SILBERBRAND ETERNA volumetric pipettes, calibrated to deliver |  | ,,,, | BRAND , BRAND Bulb pipettes , BRAND Volumetric , Bulb pipettes , Labware , Liquid Handling Equipment , Manufacturer Browser , Pipettes , Pipettes, Pipettors and Tips , Volumetric , Volumetric Pipettes |  | according to DIN 12 690,one-mark,AR-Glas ®,class B,50 mL | , |  |  | according to DIN 12 690,one-mark,AR-Glas ®,class B,50 mL
,volume 100 mL,,,,, | Z324892 |  | Sigma | BRAND ® SILBERBRAND ETERNA volumetric pipettes, calibrated to deliver |  | ,,,, | BRAND , BRAND Bulb pipettes , BRAND Volumetric , Bulb pipettes , Labware , Liquid Handling Equipment , Manufacturer Browser , Pipettes , Pipettes, Pipettors and Tips , Volumetric , Volumetric Pipettes |  | according to DIN 12 690,one-mark,AR-Glas ®,class B,100 mL | , |  |  | according to DIN 12 690,one-mark,AR-Glas ®,class B,100 mL
,volume 1.0 mL, non-sterile,,,,, | BR702406 |  | Aldrich | BRAND ® PD-Tip |  | ,,,, | BRAND , BRAND Pipettors & Tips , BRAND Positive Displacement Pipettes , Brand Pipette Tips , Bulb pipettes , Labware , Liquid Handling Equipment , Manufacturer Browser , Pipette Tips , Pipettes , Pipettes, Pipettors and Tips , Precision Dispenser Tips |  | pack of 100 ea,pack of 100 ea,includes adapter: No,BRAND, 702406,1.0 mL,non-sterile | , |  |  | pack of 100 ea,pack of 100 ea,includes adapter: No,BRAND, 702406,1.0 mL,non-sterile
,1 mL volume, accuracy: 0.020 mL,,,,, | Z327700 |  | Sigma | BRAND ® volumetric pipette, PP, high clarity |  | ,,,, | BRAND , BRAND Bulb pipettes , BRAND Volumetric , Bulb pipettes , Labware , Liquid Handling Equipment , Manufacturer Browser , Pipettes , Pipettes, Pipettors and Tips , Volumetric , Volumetric Pipettes |  | blue,±300 mm,polypropylene,1 mL volume, accuracy: 0.020 mL,Calibrated to deliver | , |  |  | blue,±300 mm,polypropylene,1 mL volume, accuracy: 0.020 mL,Calibrated to deliver
,2 mL volume, accuracy: 0.020 mL,,,,, | Z327719 |  | Sigma | BRAND ® volumetric pipette, PP, high clarity |  | ,,,, | BRAND , BRAND Bulb pipettes , BRAND Volumetric , Bulb pipettes , Labware , Liquid Handling Equipment , Manufacturer Browser , Pipettes , Pipettes, Pipettors and Tips , Volumetric , Volumetric Pipettes |  | blue,±300 mm,polypropylene,2 mL volume, accuracy: 0.020 mL,Calibrated to deliver | , |  |  | blue,±300 mm,polypropylene,2 mL volume, accuracy: 0.020 mL,Calibrated to deliver
,5 mL volume, accuracy: 0.030 mL,,,,, | Z327727 |  | Sigma | BRAND ® volumetric pipette, PP, high clarity |  | ,,,, | BRAND , BRAND Bulb pipettes , BRAND Volumetric , Bulb pipettes , Labware , Liquid Handling Equipment , Manufacturer Browser , Pipettes , Pipettes, Pipettors and Tips , Volumetric , Volumetric Pipettes |  | blue,±300 mm,polypropylene,5 mL volume, accuracy: 0.030 mL,Calibrated to deliver | , |  |  | blue,±300 mm,polypropylene,5 mL volume, accuracy: 0.030 mL,Calibrated to deliver
,10 mL volume, accuracy: 0.040 mL,,,,, | Z327735 |  | Sigma | BRAND ® volumetric pipette, PP, high clarity |  | ,,,, | BRAND , BRAND Bulb pipettes , BRAND Volumetric , Bulb pipettes , Labware , Liquid Handling Equipment , Manufacturer Browser , Pipettes , Pipettes, Pipettors and Tips , Volumetric , Volumetric Pipettes |  | blue,±440 mm,polypropylene,10 mL volume, accuracy: 0.040 mL,Calibrated to deliver | , |  |  | blue,±440 mm,polypropylene,10 mL volume, accuracy: 0.040 mL,Calibrated to deliver
,25 mL volume, accuracy: 0.050 mL,,,,, | Z327743 |  | Sigma | BRAND ® volumetric pipette, PP, high clarity |  | ,,,, | BRAND , BRAND Bulb pipettes , BRAND Volumetric , Bulb pipettes , Labware , Liquid Handling Equipment , Manufacturer Browser , Pipettes , Pipettes, Pipettors and Tips , Volumetric , Volumetric Pipettes |  | blue,±450 mm,polypropylene,25 mL volume, accuracy: 0.050 mL,Calibrated to deliver | , |  |  | blue,±450 mm,polypropylene,25 mL volume, accuracy: 0.050 mL,Calibrated to deliver
,50 mL volume, accuracy: 0.10 mL,,,,, | Z327751 |  | Sigma | BRAND ® volumetric pipette, PP, high clarity |  | ,,,, | BRAND , BRAND Bulb pipettes , BRAND Volumetric , Bulb pipettes , Labware , Liquid Handling Equipment , Manufacturer Browser , Pipettes , Pipettes, Pipettors and Tips , Volumetric , Volumetric Pipettes |  | blue,±460 mm,polypropylene,50 mL volume, accuracy: 0.10 mL,Calibrated to deliver | , |  |  | blue,±460 mm,polypropylene,50 mL volume, accuracy: 0.10 mL,Calibrated to deliver
,German language leaflet,,,,, | BR26006 |  | Aldrich | BRAND ® BLAUBRAND ® micropipetting package |  | ,,,, | BRAND , BRAND Micropipetting , BRAND Pipets , Clinical Laboratory , Labware , Liquid Handling Equipment , Manufacturer Browser , Microcapillary Pipettes , Pipette fillers and bulbs , Pipettes , Pipettes, Pipettors and Tips |  | BRAND, 26006 | , |  |  | BRAND, 26006
,English language leaflet,,,,, | BR26007 |  | Aldrich | BRAND ® BLAUBRAND ® micropipetting package |  | ,,,, | BRAND , BRAND Micropipetting , BRAND Pipets , Clinical Laboratory , Labware , Liquid Handling Equipment , Manufacturer Browser , Microcapillary Pipettes , Pipette fillers and bulbs , Pipettes , Pipettes, Pipettors and Tips |  | BRAND, 26007 | , |  |  | BRAND, 26007
,Spanish language leaflet,,,,, | BR26010 |  | Aldrich | BRAND ® BLAUBRAND ® micropipetting package |  | ,,,, | BRAND , BRAND Micropipetting , BRAND Pipets , Clinical Laboratory , Labware , Liquid Handling Equipment , Manufacturer Browser , Microcapillary Pipettes , Pipette fillers and bulbs , Pipettes , Pipettes, Pipettors and Tips |  | BRAND, 26010 | , |  |  | BRAND, 26010
,French language leaflet,,,,, | BR26008 |  | Aldrich | BRAND ® BLAUBRAND ® micropipetting package |  | ,,,, | BRAND , BRAND Micropipetting , BRAND Pipets , Clinical Laboratory , Labware , Liquid Handling Equipment , Manufacturer Browser , Microcapillary Pipettes , Pipette fillers and bulbs , Pipettes , Pipettes, Pipettors and Tips |  | BRAND, 26008 | , |  |  | BRAND, 26008
,volume 1 μL,,,,, | BR709101 |  | Aldrich | BRAND ® disposable BLAUBRAND ® micropipettes, intraEND |  | ,,,, | BRAND , BRAND Capillaries , BRAND Micropipetting , BRAND Pipets , Clinical Laboratory , Labware , Liquid Handling Equipment , Manufacturer Browser , Microcapillary Pipettes , Pipettes , Pipettes, Pipettors and Tips |  | pkg of (4 boxes of 250),BRAND, 709101,32 mm,1 μL | , |  |  | pkg of (4 boxes of 250),BRAND, 709101,32 mm,1 μL
,volume 10 μL,,,,, | BR709109 |  | Aldrich | BRAND ® disposable BLAUBRAND ® micropipettes, intraEND |  | ,,,, | BRAND , BRAND Capillaries , BRAND Micropipetting , BRAND Pipets , Clinical Laboratory , Labware , Liquid Handling Equipment , Manufacturer Browser , Microcapillary Pipettes , Pipettes , Pipettes, Pipettors and Tips |  | pkg of (4 boxes of 250),BRAND, 709109,32 mm,10 μL | , |  |  | pkg of (4 boxes of 250),BRAND, 709109,32 mm,10 μL
,volume 2 μL,,,,, | BR709103 |  | Aldrich | BRAND ® disposable BLAUBRAND ® micropipettes, intraEND |  | ,,,, | BRAND , BRAND Capillaries , BRAND Micropipetting , BRAND Pipets , Clinical Laboratory , Labware , Liquid Handling Equipment , Manufacturer Browser , Microcapillary Pipettes , Pipettes , Pipettes, Pipettors and Tips |  | pkg of (4 boxes of 250),BRAND, 709103,32 mm,2 μL | , |  |  | pkg of (4 boxes of 250),BRAND, 709103,32 mm,2 μL
,volume 20 μL,,,,, | BR709118 |  | Aldrich | BRAND ® disposable BLAUBRAND ® micropipettes, intraEND |  | ,,,, | BRAND , BRAND Capillaries , BRAND Micropipetting , BRAND Pipets , Clinical Laboratory , Labware , Liquid Handling Equipment , Manufacturer Browser , Microcapillary Pipettes , Pipettes , Pipettes, Pipettors and Tips |  | pkg of (4 boxes of 250),BRAND, 709118,32 mm,20 μL | , |  |  | pkg of (4 boxes of 250),BRAND, 709118,32 mm,20 μL
,volume 25 μL,,,,, | BR709122 |  | Aldrich | BRAND ® disposable BLAUBRAND ® micropipettes, intraEND |  | ,,,, | BRAND , BRAND Capillaries , BRAND Micropipetting , BRAND Pipets , Clinical Laboratory , Labware , Liquid Handling Equipment , Manufacturer Browser , Microcapillary Pipettes , Pipettes , Pipettes, Pipettors and Tips |  | pkg of (4 boxes of 250),BRAND, 709122,32 mm,25 μL | , |  |  | pkg of (4 boxes of 250),BRAND, 709122,32 mm,25 μL
,volume 3 μL,,,,, | BR709105 |  | Aldrich | BRAND ® disposable BLAUBRAND ® micropipettes, intraEND |  | ,,,, | BRAND , BRAND Capillaries , BRAND Micropipetting , BRAND Pipets , Clinical Laboratory , Labware , Liquid Handling Equipment , Manufacturer Browser , Microcapillary Pipettes , Pipettes , Pipettes, Pipettors and Tips |  | pkg of (4 boxes of 250),BRAND, 709105,32 mm,3 μL | , |  |  | pkg of (4 boxes of 250),BRAND, 709105,32 mm,3 μL
,volume 5 μL,,,,, | BR709107 |  | Aldrich | BRAND ® disposable BLAUBRAND ® micropipettes, intraEND |  | ,,,, | BRAND , BRAND Capillaries , BRAND Micropipetting , BRAND Pipets , Clinical Laboratory , Labware , Liquid Handling Equipment , Manufacturer Browser , Microcapillary Pipettes , Pipettes , Pipettes, Pipettors and Tips |  | pkg of (4 boxes of 250),BRAND, 709107,32 mm,5 μL | , |  |  | pkg of (4 boxes of 250),BRAND, 709107,32 mm,5 μL
,volume 100 μL,,,,, | BR709144 |  | Aldrich | BRAND ® disposable BLAUBRAND ® micropipettes, intraEND |  | ,,,, | BRAND , BRAND Capillaries , BRAND Micropipetting , BRAND Pipets , Clinical Laboratory , Labware , Liquid Handling Equipment , Manufacturer Browser , Microcapillary Pipettes , Pipettes , Pipettes, Pipettors and Tips |  | pkg of (4 boxes of 250),BRAND, 709144,32 mm,100 μL | , |  |  | pkg of (4 boxes of 250),BRAND, 709144,32 mm,100 μL
,volume 50 μL,,,,, | BR709133 |  | Aldrich | BRAND ® disposable BLAUBRAND ® micropipettes, intraEND |  | ,,,, | BRAND , BRAND Capillaries , BRAND Micropipetting , BRAND Pipets , Clinical Laboratory , Labware , Liquid Handling Equipment , Manufacturer Browser , Microcapillary Pipettes , Pipettes , Pipettes, Pipettors and Tips |  | pkg of (4 boxes of 250),BRAND, 709133,32 mm,50 μL | , |  |  | pkg of (4 boxes of 250),BRAND, 709133,32 mm,50 μL
,volume 10 μL, orange,,,,, | BR708709 |  | Aldrich | BRAND ® disposable BLAUBRAND ® micropipettes, intraMark |  | ,,,, | BRAND , BRAND Capillaries , BRAND Micropipetting , BRAND Pipets , Clinical Laboratory , Labware , Liquid Handling Equipment , Manufacturer Browser , Microcapillary Pipettes , Pipettes , Pipettes, Pipettors and Tips |  | pkg of (4 boxes of 250),BRAND, 708709,orange,125 mm,10 μL | , |  |  | pkg of (4 boxes of 250),BRAND, 708709,orange,125 mm,10 μL
,volume 100 μL, blue,,,,, | BR708744 |  | Aldrich | BRAND ® disposable BLAUBRAND ® micropipettes, intraMark |  | ,,,, | BRAND , BRAND Capillaries , BRAND Micropipetting , BRAND Pipets , Clinical Laboratory , Labware , Liquid Handling Equipment , Manufacturer Browser , Microcapillary Pipettes , Pipettes , Pipettes, Pipettors and Tips |  | pkg of (4 boxes of 250),BRAND, 708744,blue,125 mm,100 μL | , |  |  | pkg of (4 boxes of 250),BRAND, 708744,blue,125 mm,100 μL
,volume 5 μL, white,,,,, | BR708707 |  | Aldrich | BRAND ® disposable BLAUBRAND ® micropipettes, intraMark |  | ,,,, | BRAND , BRAND Capillaries , BRAND Micropipetting , BRAND Pipets , Clinical Laboratory , Labware , Liquid Handling Equipment , Manufacturer Browser , Microcapillary Pipettes , Pipettes , Pipettes, Pipettors and Tips |  | pkg of (4 boxes of 250),BRAND, 708707,white,125 mm,5 μL | , |  |  | pkg of (4 boxes of 250),BRAND, 708707,white,125 mm,5 μL
,volume 20 μL, black,,,,, | BR708718 |  | Aldrich | BRAND ® disposable BLAUBRAND ® micropipettes, intraMark |  | ,,,, | BRAND , BRAND Capillaries , BRAND Micropipetting , BRAND Pipets , Clinical Laboratory , Labware , Liquid Handling Equipment , Manufacturer Browser , Microcapillary Pipettes , Pipettes , Pipettes, Pipettors and Tips |  | pkg of (4 boxes of 250),BRAND, 708718,black,125 mm,20 μL | , |  |  | pkg of (4 boxes of 250),BRAND, 708718,black,125 mm,20 μL
,volume 40 μL, red,,,,, | BR708728 |  | Aldrich | BRAND ® disposable BLAUBRAND ® micropipettes, intraMark |  | ,,,, | BRAND , BRAND Capillaries , BRAND Micropipetting , BRAND Pipets , Clinical Laboratory , Labware , Liquid Handling Equipment , Manufacturer Browser , Microcapillary Pipettes , Pipettes , Pipettes, Pipettors and Tips |  | pkg of (4 boxes of 250),BRAND, 708728,red,125 mm,40 μL | , |  |  | pkg of (4 boxes of 250),BRAND, 708728,red,125 mm,40 μL
,volume 200 μL, red,,,,, | BR708757 |  | Aldrich | BRAND ® disposable BLAUBRAND ® micropipettes, intraMark |  | ,,,, | BRAND , BRAND Capillaries , BRAND Micropipetting , BRAND Pipets , Clinical Laboratory , Labware , Liquid Handling Equipment , Manufacturer Browser , Microcapillary Pipettes , Pipettes , Pipettes, Pipettors and Tips |  | pkg of (4 boxes of 250),BRAND, 708757,red,125 mm,200 μL | , |  |  | pkg of (4 boxes of 250),BRAND, 708757,red,125 mm,200 μL
,volume 40 μL, red,,,,, | BR708727 |  | Aldrich | BRAND ® disposable BLAUBRAND ® micropipettes, intraMark |  | ,,,, | BRAND , BRAND Capillaries , BRAND Micropipetting , BRAND Pipets , Clinical Laboratory , Labware , Liquid Handling Equipment , Manufacturer Browser , Microcapillary Pipettes , Pipettes , Pipettes, Pipettors and Tips |  | pkg of (4 boxes of 250),BRAND, 708727,red,125 mm,40 μL | , |  |  | pkg of (4 boxes of 250),BRAND, 708727,red,125 mm,40 μL
,volume 50 μL, green,,,,, | BR708733 |  | Aldrich | BRAND ® disposable BLAUBRAND ® micropipettes, intraMark |  | ,,,, | BRAND , BRAND Capillaries , BRAND Micropipetting , BRAND Pipets , Clinical Laboratory , Labware , Liquid Handling Equipment , Manufacturer Browser , Microcapillary Pipettes , Pipettes , Pipettes, Pipettors and Tips |  | pkg of (4 boxes of 250),BRAND, 708733,green,125 mm,50 μL | , |  |  | pkg of (4 boxes of 250),BRAND, 708733,green,125 mm,50 μL
,volume 100 μL, blue,,,,, | BR708745 |  | Aldrich | BRAND ® disposable BLAUBRAND ® micropipettes, intraMark |  | ,,,, | BRAND , BRAND Capillaries , BRAND Micropipetting , BRAND Pipets , Clinical Laboratory , Labware , Liquid Handling Equipment , Manufacturer Browser , Microcapillary Pipettes , Pipettes , Pipettes, Pipettors and Tips |  | pkg of (4 boxes of 250),BRAND, 708745,blue,125 mm,100 μL | , |  |  | pkg of (4 boxes of 250),BRAND, 708745,blue,125 mm,100 μL
,volume 25 μL, white,,,,, | BR708722 |  | Aldrich | BRAND ® disposable BLAUBRAND ® micropipettes, intraMark |  | ,,,, | BRAND , BRAND Capillaries , BRAND Micropipetting , BRAND Pipets , Clinical Laboratory , Labware , Liquid Handling Equipment , Manufacturer Browser , Microcapillary Pipettes , Pipettes , Pipettes, Pipettors and Tips |  | pkg of (4 boxes of 250),BRAND, 708722,white,125 mm,25 μL | , |  |  | pkg of (4 boxes of 250),BRAND, 708722,white,125 mm,25 μL
,intraEND, Na-heparinised, volume 20 μL,,,,, | BR708660 |  | Aldrich | BRAND ® disposable Delbrück BLAUBRAND ® micropipettes |  | ,,,, | BRAND , BRAND Capillaries , BRAND Micropipetting , BRAND Pipets , Clinical Laboratory , Labware , Liquid Handling Equipment , Manufacturer Browser , Microcapillary Pipettes , Pipettes , Pipettes, Pipettors and Tips |  | pkg of (10 boxes of 100),BRAND, 708660,intraEND, Na-heparinised,30 mm,20 μL | , |  |  | pkg of (10 boxes of 100),BRAND, 708660,intraEND, Na-heparinised,30 mm,20 μL
,sodium hep. w/o cal. mark I.D 1,,,,, | BR749311 |  | Aldrich | BRAND ® micro haematocrit capillary |  | ,,,, | BRAND , BRAND Capillaries , BRAND Micropipetting , BRAND Pipets , Clinical Laboratory , Labware , Liquid Handling Equipment , Manufacturer Browser , Microcapillary Pipettes , Pipettes , Pipettes, Pipettors and Tips |  | BRAND, 749311 | , |  |  | BRAND, 749311
,non-hep.,,,,, | BR749321 |  | Aldrich | BRAND ® micro haematocrit capillary |  | ,,,, | BRAND , BRAND Capillaries , BRAND Micropipetting , BRAND Pipets , Clinical Laboratory , Labware , Liquid Handling Equipment , Manufacturer Browser , Microcapillary Pipettes , Pipettes , Pipettes, Pipettors and Tips |  | BRAND, 749321 | , |  |  | BRAND, 749321
,,,,,, | BR25805 |  | Aldrich | BRAND ® micro pipet controller replacement suction system |  | ,,,, | BRAND , BRAND Micropipetting , BRAND Pipets , Clinical Laboratory , Labware , Liquid Handling Equipment , Manufacturer Browser , Microcapillary Pipettes , Pipette fillers and bulbs , Pipettes , Pipettes, Pipettors and Tips |  | pack of 3 EA,pack of 3 ea,silicone,BRAND, 25805 | , |  |  | pack of 3 EA,pack of 3 ea,silicone,BRAND, 25805
,ejects disposable micropipettes, without touching them,,,,, | Z331732 |  | Sigma | BRAND ® micro pipette controller |  | ,,,, | BRAND , BRAND Capillaries , BRAND Pipets , Labware , Liquid Handling Equipment , Manufacturer Browser , Microcapillary Pipettes , Pipette fillers and bulbs , Pipettes , Pipettes, Pipettors and Tips |  | BRAND | , |  |  | BRAND
,,,,,, | BR25900 |  | Aldrich | BRAND ® pipette controller micro-classic |  | ,,,, | BRAND , BRAND Pipets , Labware , Liquid Handling Equipment , Manufacturer Browser , Microcapillary Pipettes , Pipettes , Pipettes, Pipettors and Tips |  | pack of 1 ea,BRAND, 25900 | , |  |  | pack of 1 ea,BRAND, 25900
,,,,,, | BR708605 |  | Aldrich | BRAND ® pipette holder for intraEND and Delbrück micropipettes |  | ,,,, | BRAND , BRAND Micropipetting , BRAND Pipets , Clinical Laboratory , Labware , Liquid Handling Equipment , Manufacturer Browser , Microcapillary Pipettes , Pipettes , Pipettes, Pipettors and Tips |  | pack of 10 ea,BRAND, 708605 | , |  |  | pack of 10 ea,BRAND, 708605
,,,,,, | BR709110 |  | Aldrich | BRAND ® pipetting aid for BLAUBRAND ® intraEND micropipettes |  | ,,,, | BRAND , BRAND Pipets , Labware , Liquid Handling Equipment , Manufacturer Browser , Microcapillary Pipettes , Pipettes , Pipettes, Pipettors and Tips |  | BRAND, 709110,includes - Glass tube, rubber adapter, and rubber teat with venting hole | , |  |  | BRAND, 709110,includes - Glass tube, rubber adapter, and rubber teat with venting hole
,volume 1-5 μL,,,,, | Z114952 |  | Aldrich | Capillary tube |  | ,,,, | Alcan Packaging , Alcan Packaging Microcapillary Pipets , Labware , Liquid Handling Equipment , Manufacturer Browser , Microcapillary Pipettes , Pipettes , Pipettes, Pipettors and Tips , Wheaton , Wheaton Pipettors & Tips |  | 1-5 μL,Wheaton Scientific,white | , |  |  | 1-5 μL,Wheaton Scientific,white
,volume 5-25 μL,,,,, | Z114960 |  | Aldrich | Capillary tube |  | ,,,, | Alcan Packaging , Alcan Packaging Microcapillary Pipets , Labware , Liquid Handling Equipment , Manufacturer Browser , Microcapillary Pipettes , Pipettes , Pipettes, Pipettors and Tips , Wheaton , Wheaton Pipettors & Tips |  | 5-25 μL,Wheaton Scientific,white color-coded stripe, 2 | , |  |  | 5-25 μL,Wheaton Scientific,white color-coded stripe, 2
,volume 10-50 μL,,,,, | Z114979 |  | Aldrich | Capillary tube |  | ,,,, | Alcan Packaging , Alcan Packaging Microcapillary Pipets , Labware , Liquid Handling Equipment , Manufacturer Browser , Microcapillary Pipettes , Pipettes , Pipettes, Pipettors and Tips , Wheaton , Wheaton Pipettors & Tips |  | 10-50 μL,Wheaton Scientific,green | , |  |  | 10-50 μL,Wheaton Scientific,green
,volume 60-100 μL,,,,, | Z114987 |  | Aldrich | Capillary tube |  | ,,,, | Alcan Packaging , Alcan Packaging Microcapillary Pipets , Labware , Liquid Handling Equipment , Manufacturer Browser , Microcapillary Pipettes , Pipettes , Pipettes, Pipettors and Tips , Wheaton , Wheaton Pipettors & Tips |  | 60-100 μL,Wheaton Scientific,blue | , |  |  | 60-100 μL,Wheaton Scientific,blue
,volume 100-200 μL,,,,, | Z114995 |  | Aldrich | Capillary tube |  | ,,,, | Alcan Packaging , Alcan Packaging Microcapillary Pipets , Labware , Liquid Handling Equipment , Manufacturer Browser , Microcapillary Pipettes , Pipettes , Pipettes, Pipettors and Tips , Wheaton , Wheaton Pipettors & Tips |  | 100-200 μL,Wheaton Scientific,red | , |  |  | 100-200 μL,Wheaton Scientific,red
,capacity 5 μL ± 1.0%,,,,, | Z543241 |  | Aldrich | Kimble ® microcapillary pipettes | 32070205 | ,,,, | Kimble Kontes , Kimble Kontes Pipets , LPLC/TLC/Paper Chromatography , Labware , Liquid Handling Equipment , Manufacturer Browser , Microcapillary Pipettes , Pipettes , Pipettes, Pipettors and Tips , TLC Accessories , Thin Layer Chromatography (TLC) , 分析/色谱 |  | pack of 250 ea,Kimble Kontes,5 μL ± 1.0% | , |  |  | pack of 250 ea,Kimble Kontes,5 μL ± 1.0%
,capacity 10 μL ± 0.5%,,,,, | Z543268 |  | Aldrich | Kimble ® microcapillary pipettes | 32070205 | ,,,, | Kimble Kontes , Kimble Kontes Pipets , LPLC/TLC/Paper Chromatography , Labware , Liquid Handling Equipment , Manufacturer Browser , Microcapillary Pipettes , Pipettes , Pipettes, Pipettors and Tips , TLC Accessories , Thin Layer Chromatography (TLC) , 分析/色谱 |  | pack of 250 ea,Kimble Kontes,10 μL ± 0.5% | , |  |  | pack of 250 ea,Kimble Kontes,10 μL ± 0.5%
,capacity 20 μL ± 0.5%,,,,, | Z543276 |  | Aldrich | Kimble ® microcapillary pipettes | 32070205 | ,,,, | Kimble Kontes , Kimble Kontes Pipets , LPLC/TLC/Paper Chromatography , Labware , Liquid Handling Equipment , Manufacturer Browser , Microcapillary Pipettes , Pipettes , Pipettes, Pipettors and Tips , TLC Accessories , Thin Layer Chromatography (TLC) , 分析/色谱 |  | pack of 250 ea,Kimble Kontes,20 μL ± 0.5% | , |  |  | pack of 250 ea,Kimble Kontes,20 μL ± 0.5%
,capacity 25 μL ± 0.5%,,,,, | Z543284 |  | Aldrich | Kimble ® microcapillary pipettes | 32070205 | ,,,, | Kimble Kontes , Kimble Kontes Pipets , LPLC/TLC/Paper Chromatography , Labware , Liquid Handling Equipment , Manufacturer Browser , Microcapillary Pipettes , Pipettes , Pipettes, Pipettors and Tips , TLC Accessories , Thin Layer Chromatography (TLC) , 分析/色谱 |  | pack of 250 ea,Kimble Kontes,25 μL ± 0.5% | , |  |  | pack of 250 ea,Kimble Kontes,25 μL ± 0.5%
,capacity 50 μL ± 0.5%,,,,, | Z543292 |  | Aldrich | Kimble ® microcapillary pipettes | 32070205 | ,,,, | Kimble Kontes , Kimble Kontes Pipets , LPLC/TLC/Paper Chromatography , Labware , Liquid Handling Equipment , Manufacturer Browser , Microcapillary Pipettes , Pipettes , Pipettes, Pipettors and Tips , TLC Accessories , Thin Layer Chromatography (TLC) , 分析/色谱 |  | pack of 250 ea,Kimble Kontes,50 μL ± 0.5% | , |  |  | pack of 250 ea,Kimble Kontes,50 μL ± 0.5%
,capacity 100 μL ± 0.5%,,,,, | Z543306 |  | Aldrich | Kimble ® microcapillary pipettes |  | ,,,, | Kimble Kontes , Kimble Kontes Pipets , LPLC/TLC/Paper Chromatography , Labware , Liquid Handling Equipment , Manufacturer Browser , Microcapillary Pipettes , Pipettes , Pipettes, Pipettors and Tips , TLC Accessories , Thin Layer Chromatography (TLC) , 分析/色谱 |  | pack of 250 ea,Kimble Kontes,100 μL ± 0.5% | , |  |  | pack of 250 ea,Kimble Kontes,100 μL ± 0.5%
,1 mL withdraw volume, (including bulb), graduated: No, drop quantity 50 , per mL,,,,, | BR747775 |  | Aldrich | BRAND ® pipette |  | ,,,, | BRAND , BRAND Pipets , BRAND Pipettes , Clinical Laboratory , Dropping pipettes , Labware , Liquid Handling Equipment , Manufacturer Browser , Pasteur Pipettes , Pipettes , Pipettes, Pipettors and Tips |  | BRAND, 747775,1 mL withdraw volume, (including bulb),1.0 mm,PE-LD,graduated: No,105 mm,pkg of 400 ea,50 , per mL | , |  |  | BRAND, 747775,1 mL withdraw volume, (including bulb),1.0 mm,PE-LD,graduated: No,105 mm,pkg of 400 ea,50 , per mL
,3 mL withdraw volume, (including bulb), graduated: No, drop quantity 25 , per mL,,,,, | Z331740 |  | Sigma | BRAND ® pipette |  | ,,,, | BRAND , BRAND Pipets , BRAND Pipettes , Clinical Laboratory , Dropping pipettes , Labware , Liquid Handling Equipment , Manufacturer Browser , Pasteur Pipettes , Pasteur pipettes , Pipettes , Pipettes, Pipettors and Tips , Transfer Pipettes |  | BRAND, 747750,3 mL withdraw volume, (including bulb),2.8 mm,PE-LD,graduated: No,152 mm,pkg of 500 ea,25 , per mL | , |  |  | BRAND, 747750,3 mL withdraw volume, (including bulb),2.8 mm,PE-LD,graduated: No,152 mm,pkg of 500 ea,25 , per mL
,2 mL withdraw volume, (including bulb), graduated, drop quantity 22-26 , per mL,,,,, | BR747765 |  | Aldrich | BRAND ® pipette |  | ,,,, | BRAND , BRAND Pipets , BRAND Pipettes , Clinical Laboratory , Dropping pipettes , Labware , Liquid Handling Equipment , Manufacturer Browser , Pasteur Pipettes , Pipettes , Pipettes, Pipettors and Tips |  | BRAND, 747765,2 mL withdraw volume, (including bulb),3.3 mm,PE-LD,graduated,153 mm,pkg of 500 ea,22-26 , per mL | , |  |  | BRAND, 747765,2 mL withdraw volume, (including bulb),3.3 mm,PE-LD,graduated,153 mm,pkg of 500 ea,22-26 , per mL
,3.5 mL withdraw volume, (including bulb), graduations, 3 mL (subdivision 0.5 mL), drop quantity 22 , per mL,,,,, | Z331767 |  | Sigma | BRAND ® pipette |  | ,,,, | BRAND , BRAND Pipets , BRAND Pipettes , Clinical Laboratory , Dropping pipettes , Labware , Liquid Handling Equipment , Manufacturer Browser , Pasteur Pipettes , Pasteur pipettes , Pipettes , Pipettes, Pipettors and Tips , Transfer Pipettes |  | BRAND, 747760,3.5 mL withdraw volume, (including bulb),3.2 mm,PE-LD,graduations 3 mL (subdivision 0.5 mL),154 mm,pkg of 500 ea,22 , per mL | , |  |  | BRAND, 747760,3.5 mL withdraw volume, (including bulb),3.2 mm,PE-LD,graduations 3 mL (subdivision 0.5 mL),154 mm,pkg of 500 ea,22 , per mL
,4 mL withdraw volume, (including bulb), graduated: No, drop quantity 60-75 , per mL,,,,, | BR747770 |  | Aldrich | BRAND ® pipette |  | ,,,, | BRAND , BRAND Pipets , BRAND Pipettes , Clinical Laboratory , Dropping pipettes , Labware , Liquid Handling Equipment , Manufacturer Browser , Pasteur Pipettes , Pipettes , Pipettes, Pipettors and Tips |  | BRAND, 747770,4 mL withdraw volume, (including bulb),1.0 mm,PE-LD,graduated: No,148 mm,pkg of 500 ea,60-75 , per mL | , |  |  | BRAND, 747770,4 mL withdraw volume, (including bulb),1.0 mm,PE-LD,graduated: No,148 mm,pkg of 500 ea,60-75 , per mL
,polypropylene jar, high-density polyethylene lid, H × D 430 mm × 130 mm,,,,, | BR28800 |  | Aldrich | BRAND ® pipette rinsing system, jar with lid |  | ,,,, | BRAND , BRAND Pipets , BRAND Pipettes , BRAND Pipettors & Tips , BRAND pipette rinsing system , Clinical Laboratory , Labware , Liquid Handling Equipment , Manufacturer Browser , Pasteur Pipettes , Pipette Accessories , Pipette rinsing system , Pipettes , Pipettes, Pipettors and Tips |  | polypropylene jar,BRAND, 28800,430 mm × 130 mm,high-density polyethylene lid | , |  |  | polypropylene jar,BRAND, 28800,430 mm × 130 mm,high-density polyethylene lid
,size 5.75 in., borosilicate,,,,, | CLS7095D5X |  | Sigma | Corning ® disposable Pasteur pipettes, bulk pack, non-sterile, unplugged | 32079210 | ,,,, | Corning , Corning Pasteur Pipettes , Corning Pipettes , Labware , Liquid Handling Equipment , Manufacturer Browser , Pasteur Pipettes , Pipettes , Pipettes, Pipettors and Tips |  | Corning, 7095D-5X,5.75 in. | , |  |  | Corning, 7095D-5X,5.75 in.
,size 9 in., borosilicate,,,,, | CLS7095D9 |  | Sigma | Corning ® disposable Pasteur pipettes, bulk pack, non-sterile, unplugged | 32079210 | ,,,, | Corning , Corning Pasteur Pipettes , Corning Pipettes , Labware , Liquid Handling Equipment , Manufacturer Browser , Pasteur Pipettes , Pipettes , Pipettes, Pipettors and Tips |  | pack of 200 ea,Corning, 7095D-9,9 in. | , |  |  | pack of 200 ea,Corning, 7095D-9,9 in.
,L 5 3/4 in. (146 mm), standard tip, soda lime,,,,, | CLS7095B5X |  | Aldrich | Corning ® Pasteur pipettes, non-sterile | 32079210 | ,,,, | Corning , Corning Pasteur Pipettes , Corning Pipettes , Labware , Liquid Handling Equipment , Manufacturer Browser , Pasteur Pipettes , Pipettes , Pipettes, Pipettors and Tips |  | Corning, 7095B-5X,5 3/4 in. (146 mm) | , |  |  | Corning, 7095B-5X,5 3/4 in. (146 mm)
,L 9 in. (228 mm), standard tip, soda lime,,,,, | CLS7095B9 |  | Aldrich | Corning ® Pasteur pipettes, non-sterile | 32079210 | ,,,, | Corning , Corning Pasteur Pipettes , Corning Pipettes , Labware , Liquid Handling Equipment , Manufacturer Browser , Pasteur Pipettes , Pipettes , Pipettes, Pipettors and Tips |  | Corning, 7095B-9,9 in. (228 mm) | , |  |  | Corning, 7095B-9,9 in. (228 mm)
,L 13 1/4 in. (337 mm), long tip, soda lime,,,,, | CLS7095BNMR |  | Aldrich | Corning ® Pasteur pipettes, non-sterile |  | ,,,, | Corning , Corning Pasteur Pipettes , Corning Pipettes , Labware , Liquid Handling Equipment , Manufacturer Browser , Pasteur Pipettes , Pipettes , Pipettes, Pipettors and Tips |  | Corning, 7095B-NMR,13 1/4 in. (337 mm) | , |  |  | Corning, 7095B-NMR,13 1/4 in. (337 mm)
,tip L 9 in.,,,,, | Z255688 |  | Aldrich | NMR pipette |  | ,,,, | Accessories for NMR tubes , Aldrich ColorSpec NMR Tubes, Accessories & Solvents , Labware , Liquid Handling Equipment , NMR Tube Accessories , NMR Tubes , NMR Tubes and Accessories , Pasteur Pipettes , Pipettes , Pipettes, Pipettors and Tips , Spectroscopy Supplies |  | pkg of 100 ea,~3 mm,9 in. | , |  |  | pkg of 100 ea,~3 mm,9 in.
,capacity 2 mL,,,,, | Z111597 |  | Aldrich | Pasteur pipette rubber bulbs | 32079210 | ,,,, | Labware , Liquid Handling Equipment , Pasteur Pipettes , Pipette Bulbs and Fillers , Pipettes , Pipettes, Pipettors and Tips |  | 2 mL | , |  |  | 2 mL
,short capillary tip, approx 2 mL withdraw volume, soda-lime glass,,,,, | Z627992 |  | Sigma | Pasteur pipettes | 32079210 | ,,,, | BRAND , BRAND Pipets , BRAND Pipettes , Clinical Laboratory , Labware , Liquid Handling Equipment , Manufacturer Browser , Pasteur Pipettes , Pasteur pipettes , Pipettes , Pipettes, Pipettors and Tips |  | BRAND,soda-lime glass,145 mm × 25 mm , length of suction tube,45 mm × 1.0 mm × 7 mm | , |  |  | BRAND,soda-lime glass,145 mm × 25 mm , length of suction tube,45 mm × 1.0 mm × 7 mm
,capacity of up to four sterilization cans,,,,, | P7738 |  | Sigma | Scienceware ® Pasteur pipette can holder |  | ,,,, | Labware , Liquid Handling Equipment , Pasteur Pipettes , Pipettes , Pipettes, Pipettors and Tips |  | Bel-Art, F18942-0000,5 1/2 in. × 8 1/2 in. × 7 3/4 in. | , |  |  | Bel-Art, F18942-0000,5 1/2 in. × 8 1/2 in. × 7 3/4 in.
,cotton plugged, L 5 3/4 in.,,,,, | S5893 |  | Sigma | Sigma Pasteur pipettes | 32079210 | ,,,, | Labware , Liquid Handling Equipment , Pasteur Pipettes , Pipettes , Pipettes, Pipettors and Tips |  | sterile; γ-irradiated,5 3/4 in. | , |  |  | sterile; γ-irradiated,5 3/4 in.
,cotton plugged, L 9 in.,,,,, | S6143 |  | Sigma | Sigma Pasteur pipettes | 32079210 | ,,,, | Labware , Liquid Handling Equipment , Pasteur Pipettes , Pipettes , Pipettes, Pipettors and Tips |  | sterile; γ-irradiated,9 in. | , |  |  | sterile; γ-irradiated,9 in.
,non-plugged, L 5 3/4 in.,,,,, | S6018 |  | Sigma | Sigma Pasteur pipettes | 32079210 | ,,,, | Labware , Liquid Handling Equipment , Pasteur Pipettes , Pipettes , Pipettes, Pipettors and Tips |  | sterile; γ-irradiated,5 3/4 in. | , |  |  | sterile; γ-irradiated,5 3/4 in.
,non-plugged, L 9 in.,,,,, | S6268 |  | Sigma | Sigma Pasteur pipettes | 32079210 | ,,,, | Labware , Liquid Handling Equipment , Pasteur Pipettes , Pipettes , Pipettes, Pipettors and Tips |  | sterile; γ-irradiated,9 in. | , |  |  | sterile; γ-irradiated,9 in.
,high-density polyethylene, H 490 mm , including handle,,,,, | BR29005 |  | Aldrich | BRAND ® pipette rinsing system, basket with handle |  | ,,,, | BRAND , BRAND Pipets , BRAND Pipettors & Tips , BRAND pipette rinsing system , Labware , Liquid Handling Equipment , Manufacturer Browser , Pipette Accessories , Pipette rinsing system , Pipettes , Pipettes, Pipettors and Tips |  | BRAND, 29005,high-density polyethylene,490 mm , including handle | , |  |  | BRAND, 29005,high-density polyethylene,490 mm , including handle
,high-density polyethylene, H 650 mm , including handle,,,,, | BR29010 |  | Aldrich | BRAND ® pipette rinsing system, basket with handle |  | ,,,, | BRAND , BRAND Pipets , BRAND Pipettors & Tips , BRAND pipette rinsing system , Labware , Liquid Handling Equipment , Manufacturer Browser , Pipette Accessories , Pipette rinsing system , Pipettes , Pipettes, Pipettors and Tips |  | BRAND, 29010,high-density polyethylene,650 mm , including handle | , |  |  | BRAND, 29010,high-density polyethylene,650 mm , including handle
,high-density polyethylene, H 850 mm , including handle,,,,, | BR29015 |  | Aldrich | BRAND ® pipette rinsing system, basket with handle |  | ,,,, | BRAND , BRAND Pipets , BRAND Pipettors & Tips , BRAND pipette rinsing system , Labware , Liquid Handling Equipment , Manufacturer Browser , Pipette Accessories , Pipette rinsing system , Pipettes , Pipettes, Pipettors and Tips |  | BRAND, 29015,high-density polyethylene,850 mm , including handle | , |  |  | BRAND, 29015,high-density polyethylene,850 mm , including handle
,high-density polyethylene, capacity 13 L, L × I.D. 740 mm × 150 mm,,,,, | BR29120 |  | Aldrich | BRAND ® pipette rinsing system, rinser for pipette |  | ,,,, | BRAND , BRAND Pipets , BRAND Pipettors & Tips , BRAND pipette rinsing system , Labware , Liquid Handling Equipment , Manufacturer Browser , Pipette Accessories , Pipette rinsing system , Pipettes , Pipettes, Pipettors and Tips |  | BRAND, 29120,high-density polyethylene,13 L,740 mm × 150 mm | , |  |  | BRAND, 29120,high-density polyethylene,13 L,740 mm × 150 mm
,high-density polyethylene, capacity 17 L, L × I.D. 1000 mm × 150 mm,,,,, | BR29125 |  | Aldrich | BRAND ® pipette rinsing system, rinser for pipette |  | ,,,, | BRAND , BRAND Pipets , BRAND Pipettors & Tips , BRAND pipette rinsing system , Labware , Liquid Handling Equipment , Manufacturer Browser , Pipette Accessories , Pipette rinsing system , Pipettes , Pipettes, Pipettors and Tips |  | BRAND, 29125,high-density polyethylene,17 L,1000 mm × 150 mm | , |  |  | BRAND, 29125,high-density polyethylene,17 L,1000 mm × 150 mm
,PVC, L × W × H 420 mm × 300 mm × 30 mm,,,,, | BR28305 |  | Aldrich | BRAND ® pipette tray |  | ,,,, | BRAND , BRAND Pipets , BRAND Pipettors & Tips , BRAND pipette rinsing system , BRAND pipette trays , Labware , Liquid Handling Equipment , Manufacturer Browser , Pipette Accessories , Pipette rinsing system , Pipettes , Pipettes, Pipettors and Tips |  | BRAND, 28305,420 mm × 300 mm × 30 mm,PVC | , |  |  | BRAND, 28305,420 mm × 300 mm × 30 mm,PVC
,PVC, L × W × H 280 mm × 220 mm × 39 mm,,,,, | BR28300 |  | Aldrich | BRAND ® pipette tray |  | ,,,, | BRAND , BRAND Pipets , BRAND Pipettors & Tips , BRAND pipette rinsing system , BRAND pipette trays , Labware , Liquid Handling Equipment , Manufacturer Browser , Pipette Accessories , Pipette rinsing system , Pipettes , Pipettes, Pipettors and Tips |  | BRAND, 28300,280 mm × 220 mm × 39 mm,PVC | , |  |  | BRAND, 28300,280 mm × 220 mm × 39 mm,PVC
,D × H 230 mm × 450 mm,,,,, | BR30900 |  | Aldrich | BRAND ® rotary pipette stand for 94 pipettes |  | ,,,, | BRAND , BRAND Pipets , Labware , Liquid Handling Equipment , Manufacturer Browser , Pipette Accessories , Pipettes , Pipettes, Pipettors and Tips |  | BRAND, 30900,230 mm × 450 mm | , |  |  | BRAND, 30900,230 mm × 450 mm
,for pipette length 460 mm,,,,, | BR29210 |  | Aldrich | BRAND ® soaking jar |  | ,,,, | BRAND , BRAND Pipets , BRAND Pipettes , BRAND Pipettors & Tips , BRAND pipette rinsing system , Clinical Laboratory , Labware , Liquid Handling Equipment , Manufacturer Browser , Pipette Accessories , Pipette rinsing system , Pipettes , Pipettes, Pipettors and Tips |  | pack of 1 ea,BRAND, 29210,150 mm × 660 mm,high-density polyethylene,10 L | , |  |  | pack of 1 ea,BRAND, 29210,150 mm × 660 mm,high-density polyethylene,10 L
,for pipette length 600 mm,,,,, | BR29215 |  | Aldrich | BRAND ® soaking jar |  | ,,,, | BRAND , BRAND Pipets , BRAND Pipettes , BRAND Pipettors & Tips , BRAND pipette rinsing system , Clinical Laboratory , Labware , Liquid Handling Equipment , Manufacturer Browser , Pipette Accessories , Pipette rinsing system , Pipettes , Pipettes, Pipettors and Tips |  | pack of 1 ea,BRAND, 29215,150 mm × 510 mm,high-density polyethylene,12.5 L | , |  |  | pack of 1 ea,BRAND, 29215,150 mm × 510 mm,high-density polyethylene,12.5 L
,size B, max. pipette length 200 mm(8 in.,,,,, | Z275735 |  | Aldrich | Nalgene ® pipette jars |  | ,,,, | Labware , Liquid Handling Equipment , Manufacturer Browser , Nalgene , Nalgene Pipets , Pipette Accessories , Pipettes , Pipettes, Pipettors and Tips |  | 200 mm (8 in.),B,not available in EU,Nalgene | , |  |  | 200 mm (8 in.),B,not available in EU,Nalgene
,size D, max. pipette length 400 mm(16 in.,,,,, | Z275743 |  | Aldrich | Nalgene ® pipette jars |  | ,,,, | Labware , Liquid Handling Equipment , Manufacturer Browser , Nalgene , Nalgene Pipets , Pipette Accessories , Pipettes , Pipettes, Pipettors and Tips |  | 400 mm (16 in.),D,not available in EU,Nalgene | , |  |  | 400 mm (16 in.),D,not available in EU,Nalgene
,size E, max. pipette length 600 mm(24 in.,,,,, | Z275751 |  | Aldrich | Nalgene ® pipette jars |  | ,,,, | Labware , Liquid Handling Equipment , Manufacturer Browser , Nalgene , Nalgene Pipets , Pipette Accessories , Pipettes , Pipettes, Pipettors and Tips |  | 600 mm (24 in.),E,not available in EU,Nalgene | , |  |  | 600 mm (24 in.),E,not available in EU,Nalgene
,with European plug charger, AC input 230 V50 Hz,,,,, | Z627763 |  | Sigma | BRAND ® HandyStep ® electronic |  | ,,,, | BRAND , BRAND Pipettors & Tips , BRAND Positive Displacement Pipettes , Labware , Liquid Handling Equipment , Manufacturer Browser , Pipettes , Pipettes, Pipettors and Tips , Positive Displacement Precision Dispenser |  | BRAND,CE compliant | , |  |  | BRAND,CE compliant
,with UK plug charger, AC input 230 V50 Hz,,,,, | Z627771 |  | Sigma | BRAND ® HandyStep ® electronic |  | ,,,, | BRAND , BRAND Pipettors & Tips , BRAND Positive Displacement Pipettes , Labware , Liquid Handling Equipment , Manufacturer Browser , Pipettes , Pipettes, Pipettors and Tips , Positive Displacement Precision Dispenser |  | BRAND,CE compliant | , |  |  | BRAND,CE compliant
,AC input 230 V, Australian plug,,,,, | BR705003 |  | Aldrich | BRAND ® HandyStep ® electronic |  | ,,,, | BRAND , BRAND Pipettors & Tips , BRAND Positive Displacement Pipettes , Labware , Liquid Handling Equipment , Manufacturer Browser , Pipettes , Pipettes, Pipettors and Tips , Positive Displacement Precision Dispenser |  | BRAND, 705003,CE compliant | , |  |  | BRAND, 705003,CE compliant
,AC adapter with UK plug, AC input 220 - 230 V,,,,, | Z627844 |  | Sigma | BRAND ® HandyStep ® electronic charging base |  | ,,,, | BRAND , BRAND Pipettors & Tips , BRAND Positive Displacement Pipettes , Labware , Liquid Handling Equipment , Manufacturer Browser , Pipettes , Pipettes, Pipettors and Tips , Positive Displacement Precision Dispenser |  | BRAND, 705051,CE compliant | , |  |  | BRAND, 705051,CE compliant
,2.5-10 μL volume, accuracy: 1.0%, precision: 0.8%,,,,, | Z328359 |  | Sigma | BRAND ® Transferpettor positive displacement pipette, digital volume |  | ,,,, | BRAND , BRAND Pipettors & Tips , BRAND Positive Displacement Pipettes , Labware , Liquid Handling Equipment , Manufacturer Browser , Pipettes , Pipettes, Pipettors and Tips , Positive Displacement Precision Dispenser |  | conformity certified,BRAND,2.5-10 μL volume, accuracy: 1.0%, precision: 0.8%,color-coded orange | , |  |  | conformity certified,BRAND,2.5-10 μL volume, accuracy: 1.0%, precision: 0.8%,color-coded orange
,5-25 μL volume, accuracy: 0.8%, precision: 0.5%,,,,, | Z328367 |  | Sigma | BRAND ® Transferpettor positive displacement pipette, digital volume |  | ,,,, | BRAND , BRAND Pipettors & Tips , BRAND Positive Displacement Pipettes , Labware , Liquid Handling Equipment , Manufacturer Browser , Pipettes , Pipettes, Pipettors and Tips , Positive Displacement Precision Dispenser |  | conformity certified,BRAND,5-25 μL volume, accuracy: 0.8%, precision: 0.5%,color-coded 2 x white | , |  |  | conformity certified,BRAND,5-25 μL volume, accuracy: 0.8%, precision: 0.5%,color-coded 2 x white
,10-50 μL volume, accuracy: 0.6%, precision: 0.4%,,,,, | Z328375 |  | Sigma | BRAND ® Transferpettor positive displacement pipette, digital volume |  | ,,,, | BRAND , BRAND Pipettors & Tips , BRAND Positive Displacement Pipettes , Labware , Liquid Handling Equipment , Manufacturer Browser , Pipettes , Pipettes, Pipettors and Tips , Positive Displacement Precision Dispenser |  | conformity certified,BRAND,10-50 μL volume, accuracy: 0.6%, precision: 0.4%,color-coded green | , |  |  | conformity certified,BRAND,10-50 μL volume, accuracy: 0.6%, precision: 0.4%,color-coded green
,20-100 μL volume, accuracy: 0.6%, precision: 0.4%,,,,, | Z328383 |  | Sigma | BRAND ® Transferpettor positive displacement pipette, digital volume |  | ,,,, | BRAND , BRAND Pipettors & Tips , BRAND Positive Displacement Pipettes , Labware , Liquid Handling Equipment , Manufacturer Browser , Pipettes , Pipettes, Pipettors and Tips , Positive Displacement Precision Dispenser |  | conformity certified,BRAND,20-100 μL volume, accuracy: 0.6%, precision: 0.4%,color-coded blue | , |  |  | conformity certified,BRAND,20-100 μL volume, accuracy: 0.6%, precision: 0.4%,color-coded blue
,100-500 μL volume, accuracy: 0.5%, precision: 0.2%,,,,, | Z328391 |  | Sigma | BRAND ® Transferpettor positive displacement pipette, digital volume |  | ,,,, | BRAND , BRAND Pipettors & Tips , BRAND Positive Displacement Pipettes , Labware , Liquid Handling Equipment , Manufacturer Browser , Pipettes , Pipettes, Pipettors and Tips , Positive Displacement Precision Dispenser |  | conformity certified,BrandTech, 702804,100-500 μL volume, accuracy: 0.5%, precision: 0.2%,color-coded green | , |  |  | conformity certified,BrandTech, 702804,100-500 μL volume, accuracy: 0.5%, precision: 0.2%,color-coded green
,200-1000 μL volume, accuracy: 0.5%, precision: 0.2%,,,,, | Z328405 |  | Sigma | BRAND ® Transferpettor positive displacement pipette, digital volume |  | ,,,, | BRAND , BRAND Pipettors & Tips , BRAND Positive Displacement Pipettes , Labware , Liquid Handling Equipment , Manufacturer Browser , Pipettes , Pipettes, Pipettors and Tips , Positive Displacement Precision Dispenser |  | conformity certified,BrandTech, 702806,200-1000 μL volume, accuracy: 0.5%, precision: 0.2%,color-coded yellow | , |  |  | conformity certified,BrandTech, 702806,200-1000 μL volume, accuracy: 0.5%, precision: 0.2%,color-coded yellow
,1-5 mL volume, accuracy: 0.5%, precision: 0.2%,,,,, | Z328413 |  | Sigma | BRAND ® Transferpettor positive displacement pipette, digital volume |  | ,,,, | BRAND , BRAND Pipettors & Tips , BRAND Positive Displacement Pipettes , Labware , Liquid Handling Equipment , Manufacturer Browser , Pipettes , Pipettes, Pipettors and Tips , Positive Displacement Precision Dispenser |  | conformity certified,BrandTech, 702810,1-5 mL volume, accuracy: 0.5%, precision: 0.2%,color-coded red | , |  |  | conformity certified,BrandTech, 702810,1-5 mL volume, accuracy: 0.5%, precision: 0.2%,color-coded red
,2-10 mL volume, accuracy: 0.5%, precision: 0.2%,,,,, | Z328421 |  | Sigma | BRAND ® Transferpettor positive displacement pipette, digital volume |  | ,,,, | BRAND , BRAND Pipettors & Tips , BRAND Positive Displacement Pipettes , Labware , Liquid Handling Equipment , Manufacturer Browser , Pipettes , Pipettes, Pipettors and Tips , Positive Displacement Precision Dispenser |  | conformity certified,BrandTech, 2702912,2-10 mL volume, accuracy: 0.5%, precision: 0.2%,color-coded orange | , |  |  | conformity certified,BrandTech, 2702912,2-10 mL volume, accuracy: 0.5%, precision: 0.2%,color-coded orange
,1 μL volume, accuracy: 4.0%, precision: 4.0%,,,,, | Z328235 |  | Sigma | BRAND ® Transferpettor positive displacement pipette, fixed volume |  | ,,,, | BRAND , BRAND Pipettors & Tips , BRAND Positive Displacement Pipettes , Labware , Liquid Handling Equipment , Manufacturer Browser , Pipettes , Pipettes, Pipettors and Tips , Positive Displacement Precision Dispenser |  | conformity certified,BRAND,1 μL volume, accuracy: 4.0%, precision: 4.0%,color-coded white | , |  |  | conformity certified,BRAND,1 μL volume, accuracy: 4.0%, precision: 4.0%,color-coded white
,2 μL volume, accuracy: 2.5%, precision: 2.0%,,,,, | Z328243 |  | Sigma | BRAND ® Transferpettor positive displacement pipette, fixed volume |  | ,,,, | BRAND , BRAND Pipettors & Tips , BRAND Positive Displacement Pipettes , Labware , Liquid Handling Equipment , Manufacturer Browser , Pipettes , Pipettes, Pipettors and Tips , Positive Displacement Precision Dispenser |  | conformity certified,BRAND,2 μL volume, accuracy: 2.5%, precision: 2.0%,color-coded white | , |  |  | conformity certified,BRAND,2 μL volume, accuracy: 2.5%, precision: 2.0%,color-coded white
,5 μL volume, accuracy: 1.0%, precision: 0.8%,,,,, | Z328286 |  | Sigma | BRAND ® Transferpettor positive displacement pipette, fixed volume |  | ,,,, | BRAND , BRAND Pipettors & Tips , BRAND Positive Displacement Pipettes , Labware , Liquid Handling Equipment , Manufacturer Browser , Pipettes , Pipettes, Pipettors and Tips , Positive Displacement Precision Dispenser |  | conformity certified,BRAND,5 μL volume, accuracy: 1.0%, precision: 0.8%,color-coded white | , |  |  | conformity certified,BRAND,5 μL volume, accuracy: 1.0%, precision: 0.8%,color-coded white
,10 μL volume, accuracy: 1.0%, precision: 0.8%,,,,, | Z328294 |  | Sigma | BRAND ® Transferpettor positive displacement pipette, fixed volume |  | ,,,, | BRAND , BRAND Pipettors & Tips , BRAND Positive Displacement Pipettes , Labware , Liquid Handling Equipment , Manufacturer Browser , Pipettes , Pipettes, Pipettors and Tips , Positive Displacement Precision Dispenser |  | conformity certified,BRAND,10 μL volume, accuracy: 1.0%, precision: 0.8%,color-coded orange | , |  |  | conformity certified,BRAND,10 μL volume, accuracy: 1.0%, precision: 0.8%,color-coded orange
,20 μL volume, accuracy: 0.8%, precision: 0.5%,,,,, | Z328308 |  | Sigma | BRAND ® Transferpettor positive displacement pipette, fixed volume |  | ,,,, | BRAND , BRAND Pipettors & Tips , BRAND Positive Displacement Pipettes , Labware , Liquid Handling Equipment , Manufacturer Browser , Pipettes , Pipettes, Pipettors and Tips , Positive Displacement Precision Dispenser |  | conformity certified,BRAND,20 μL volume, accuracy: 0.8%, precision: 0.5%,color-coded black | , |  |  | conformity certified,BRAND,20 μL volume, accuracy: 0.8%, precision: 0.5%,color-coded black
,25 μL volume, accuracy: 0.8%, precision: 0.4%,,,,, | Z328316 |  | Sigma | BRAND ® Transferpettor positive displacement pipette, fixed volume |  | ,,,, | BRAND , BRAND Pipettors & Tips , BRAND Positive Displacement Pipettes , Labware , Liquid Handling Equipment , Manufacturer Browser , Pipettes , Pipettes, Pipettors and Tips , Positive Displacement Precision Dispenser |  | conformity certified,BRAND,25 μL volume, accuracy: 0.8%, precision: 0.4%,color-coded white | , |  |  | conformity certified,BRAND,25 μL volume, accuracy: 0.8%, precision: 0.4%,color-coded white
,50 μL volume, accuracy: 0.6%, precision: 0.4%,,,,, | Z328324 |  | Sigma | BRAND ® Transferpettor positive displacement pipette, fixed volume |  | ,,,, | BRAND , BRAND Pipettors & Tips , BRAND Positive Displacement Pipettes , Labware , Liquid Handling Equipment , Manufacturer Browser , Pipettes , Pipettes, Pipettors and Tips , Positive Displacement Precision Dispenser |  | conformity certified,BRAND,50 μL volume, accuracy: 0.6%, precision: 0.4%,color-coded green | , |  |  | conformity certified,BRAND,50 μL volume, accuracy: 0.6%, precision: 0.4%,color-coded green
,100 μL volume, accuracy: 0.6%, precision: 0.4%,,,,, | Z328332 |  | Sigma | BRAND ® Transferpettor positive displacement pipette, fixed volume |  | ,,,, | BRAND , BRAND Pipettors & Tips , BRAND Positive Displacement Pipettes , Labware , Liquid Handling Equipment , Manufacturer Browser , Pipettes , Pipettes, Pipettors and Tips , Positive Displacement Precision Dispenser |  | conformity certified,BRAND,100 μL volume, accuracy: 0.6%, precision: 0.4%,color-coded blue | , |  |  | conformity certified,BRAND,100 μL volume, accuracy: 0.6%, precision: 0.4%,color-coded blue
,200 μL volume, accuracy: 0.5%, precision: 0.2%,,,,, | Z328340 |  | Sigma | BRAND ® Transferpettor positive displacement pipette, fixed volume |  | ,,,, | BRAND , BRAND Pipettors & Tips , BRAND Positive Displacement Pipettes , Labware , Liquid Handling Equipment , Manufacturer Browser , Pipettes , Pipettes, Pipettors and Tips , Positive Displacement Precision Dispenser |  | conformity certified,BRAND,200 μL volume, accuracy: 0.5%, precision: 0.2%,color-coded red | , |  |  | conformity certified,BRAND,200 μL volume, accuracy: 0.5%, precision: 0.2%,color-coded red
,capacity 5 mL,,,,, | CLS4102 |  | Sigma | Corning ® Costar ® Shorty Stripette ® serological pipettes, individually paper/plastic wrapped |  | ,,,, | Corning , Corning Pipettes , Corning Plastic Serological Pipettes , Corning Serological Pipettes , Labware , Liquid Handling Equipment , Manufacturer Browser , Pipettes , Pipettes, Pipettors and Tips , Serological Pipettes |  | pack of 200,Corning, 4102,5 mL,blue color-coded stripe,polystyrene,disposable,220 mm,case of 200,sterile | , |  |  | pack of 200,Corning, 4102,5 mL,blue color-coded stripe,polystyrene,disposable,220 mm,case of 200,sterile
,capacity 10 mL,,,,, | CLS4103 |  | Sigma | Corning ® Costar ® Shorty Stripette ® serological pipettes, individually paper/plastic wrapped |  | ,,,, | Corning , Corning Pipettes , Corning Plastic Serological Pipettes , Corning Serological Pipettes , Labware , Liquid Handling Equipment , Manufacturer Browser , Pipettes , Pipettes, Pipettors and Tips , Serological Pipettes |  | pack of 100,Corning,10 mL,orange color-coded stripe,polystyrene,disposable,220 mm,case of 100,sterile | , |  |  | pack of 100,Corning,10 mL,orange color-coded stripe,polystyrene,disposable,220 mm,case of 100,sterile
,capacity 1 mL,,,,, | CLS4010 |  | Sigma | Corning ® Costar ® Stripette ® serological pipettes, bulk packed |  | ,,,, | Corning , Corning Pipettes , Corning Plastic Serological Pipettes , Corning Serological Pipettes , Labware , Liquid Handling Equipment , Manufacturer Browser , Pipettes , Pipettes, Pipettors and Tips , Serological Pipettes |  | case of 1000,Corning, 4010,1 mL,yellow color-coded stripe,polystyrene,disposable,278 mm,bag of 50,sterile | , |  |  | case of 1000,Corning, 4010,1 mL,yellow color-coded stripe,polystyrene,disposable,278 mm,bag of 50,sterile
,capacity 2 mL,,,,, | CLS4020 |  | Sigma | Corning ® Costar ® Stripette ® serological pipettes, bulk packed |  | ,,,, | Corning , Corning Pipettes , Corning Plastic Serological Pipettes , Corning Serological Pipettes , Labware , Liquid Handling Equipment , Manufacturer Browser , Pipettes , Pipettes, Pipettors and Tips , Serological Pipettes |  | case of 1000,Corning, 4020,2 mL,green color-coded stripe,polystyrene,disposable,277 mm,bag of 25,sterile | , |  |  | case of 1000,Corning, 4020,2 mL,green color-coded stripe,polystyrene,disposable,277 mm,bag of 25,sterile
,capacity 5 mL,,,,, | CLS4050 |  | Sigma | Corning ® Costar ® Stripette ® serological pipettes, bulk packed |  | ,,,, | Corning , Corning Pipettes , Corning Plastic Serological Pipettes , Corning Serological Pipettes , Labware , Liquid Handling Equipment , Manufacturer Browser , Pipettes , Pipettes, Pipettors and Tips , Serological Pipettes |  | case of 500,Corning, 4050,5 mL,blue color-coded stripe,polystyrene,disposable,348 mm,bag of 50,sterile | , |  |  | case of 500,Corning, 4050,5 mL,blue color-coded stripe,polystyrene,disposable,348 mm,bag of 50,sterile
,capacity 10 mL,,,,, | CLS4100 |  | Sigma | Corning ® Costar ® Stripette ® serological pipettes, bulk packed |  | ,,,, | Corning , Corning Pipettes , Corning Plastic Serological Pipettes , Corning Serological Pipettes , Labware , Liquid Handling Equipment , Manufacturer Browser , Pipettes , Pipettes, Pipettors and Tips , Serological Pipettes |  | case of 500,Corning, 4100,10 mL,orange color-coded stripe,polystyrene,disposable,344 mm,bag of 50,sterile | , |  |  | case of 500,Corning, 4100,10 mL,orange color-coded stripe,polystyrene,disposable,344 mm,bag of 50,sterile
,capacity 25 mL,,,,, | CLS4250 |  | Sigma | Corning ® Costar ® Stripette ® serological pipettes, bulk packed |  | ,,,, | Corning , Corning Pipettes , Corning Plastic Serological Pipettes , Corning Serological Pipettes , Labware , Liquid Handling Equipment , Manufacturer Browser , Pipettes , Pipettes, Pipettors and Tips , Serological Pipettes |  | case of 200,Corning, 4250,25 mL,red color-coded stripe,polystyrene,disposable,344 mm,bag of 20,sterile | , |  |  | case of 200,Corning, 4250,25 mL,red color-coded stripe,polystyrene,disposable,344 mm,bag of 20,sterile
,capacity 50 mL,,,,, | CLS4500 |  | Sigma | Corning ® Costar ® Stripette ® serological pipettes, bulk packed |  | ,,,, | Corning , Corning Pipettes , Corning Plastic Serological Pipettes , Corning Serological Pipettes , Labware , Liquid Handling Equipment , Manufacturer Browser , Pipettes , Pipettes, Pipettors and Tips , Serological Pipettes |  | case of 100,Corning, 4500,50 mL,purple color-coded stripe,polystyrene,disposable,370 mm,bag of 25,sterile | , |  |  | case of 100,Corning, 4500,50 mL,purple color-coded stripe,polystyrene,disposable,370 mm,bag of 25,sterile
,capacity 1 mL,,,,, | CLS4485 |  | Sigma | Corning ® Costar ® Stripette ® serological pipettes, individually paper/plastic wrapped |  | ,,,, | Corning , Corning Pipettes , Corning Plastic Serological Pipettes , Corning Serological Pipettes , Labware , Liquid Handling Equipment , Manufacturer Browser , Pipettes , Pipettes, Pipettors and Tips , Serological Pipettes |  | case of 1000,Corning, 4485,1 mL,yellow color-coded stripe,polystyrene,disposable,278 mm,bag of 50,sterile | , |  |  | case of 1000,Corning, 4485,1 mL,yellow color-coded stripe,polystyrene,disposable,278 mm,bag of 50,sterile
,capacity 2 mL,,,,, | CLS4486 |  | Sigma | Corning ® Costar ® Stripette ® serological pipettes, individually paper/plastic wrapped |  | ,,,, | Corning , Corning Pipettes , Corning Plastic Serological Pipettes , Corning Serological Pipettes , Labware , Liquid Handling Equipment , Manufacturer Browser , Pipettes , Pipettes, Pipettors and Tips , Serological Pipettes |  | case of 1000,Corning, 4486,2 mL,green color-coded stripe,polystyrene,disposable,277 mm,bag of 50,sterile | , |  |  | case of 1000,Corning, 4486,2 mL,green color-coded stripe,polystyrene,disposable,277 mm,bag of 50,sterile
,capacity 5 mL,,,,, | CLS4487 |  | Sigma | Corning ® Costar ® Stripette ® serological pipettes, individually paper/plastic wrapped |  | ,,,, | Corning , Corning Pipettes , Corning Plastic Serological Pipettes , Corning Serological Pipettes , Labware , Liquid Handling Equipment , Manufacturer Browser , Pipettes , Pipettes, Pipettors and Tips , Serological Pipettes |  | case of 200,Corning, 4487,5 mL,blue color-coded stripe,polystyrene,disposable,348 mm,bag of 50,sterile | , |  |  | case of 200,Corning, 4487,5 mL,blue color-coded stripe,polystyrene,disposable,348 mm,bag of 50,sterile
,capacity 10 mL,,,,, | CLS4488 |  | Sigma | Corning ® Costar ® Stripette ® serological pipettes, individually paper/plastic wrapped |  | ,,,, | Corning , Corning Pipettes , Corning Plastic Serological Pipettes , Corning Serological Pipettes , Labware , Liquid Handling Equipment , Manufacturer Browser , Pipettes , Pipettes, Pipettors and Tips , Serological Pipettes |  | case of 200,Corning, 4488,10 mL,orange color-coded stripe,polystyrene,disposable,344 mm,bag of 50,sterile | , |  |  | case of 200,Corning, 4488,10 mL,orange color-coded stripe,polystyrene,disposable,344 mm,bag of 50,sterile
,capacity 25 mL,,,,, | CLS4489 |  | Sigma | Corning ® Costar ® Stripette ® serological pipettes, individually paper/plastic wrapped |  | ,,,, | Corning , Corning Pipettes , Corning Plastic Serological Pipettes , Corning Serological Pipettes , Labware , Liquid Handling Equipment , Manufacturer Browser , Pipettes , Pipettes, Pipettors and Tips , Serological Pipettes |  | case of 200,Corning, 4489,25 mL,red color-coded stripe,polystyrene,disposable,344 mm,bag of 25,sterile | , |  |  | case of 200,Corning, 4489,25 mL,red color-coded stripe,polystyrene,disposable,344 mm,bag of 25,sterile
,capacity 50 mL,,,,, | CLS4490 |  | Sigma | Corning ® Costar ® Stripette ® serological pipettes, individually paper/plastic wrapped |  | ,,,, | Corning , Corning Pipettes , Corning Plastic Serological Pipettes , Corning Serological Pipettes , Labware , Liquid Handling Equipment , Manufacturer Browser , Pipettes , Pipettes, Pipettors and Tips , Serological Pipettes |  | case of 100,Corning, 4490,50 mL,purple color-coded stripe,polystyrene,disposable,370 mm,bag of 25,sterile | , |  |  | case of 100,Corning, 4490,50 mL,purple color-coded stripe,polystyrene,disposable,370 mm,bag of 25,sterile
,capacity 100 mL,,,,, | CLS4491 |  | Sigma | Corning ® Costar ® Stripette ® serological pipettes, individually paper/plastic wrapped |  | ,,,, | Corning , Corning Pipettes , Corning Plastic Serological Pipettes , Corning Serological Pipettes , Labware , Liquid Handling Equipment , Manufacturer Browser , Pipettes , Pipettes, Pipettors and Tips , Serological Pipettes |  | case of 100,Corning, 4491,100 mL,aqua color-coded stripe,polystyrene,disposable,348 mm,bag of 10,sterile | , |  |  | case of 100,Corning, 4491,100 mL,aqua color-coded stripe,polystyrene,disposable,348 mm,bag of 10,sterile
,capacity 1 mL,,,,, | CLS7041 |  | Sigma | Corning ® Costar ® Stripette ® serological pipettes, individually paper/plastic wrapped, triple bagged, clean room pack style |  | ,,,, | Corning , Corning Pipettes , Corning Plastic Serological Pipettes , Corning Serological Pipettes , Labware , Liquid Handling Equipment , Manufacturer Browser , Pipettes , Pipettes, Pipettors and Tips , Serological Pipettes |  | case of 1000,Corning, 7041,1 mL,yellow color-coded stripe,polystyrene,disposable,278 mm,bag of 50,sterile | , |  |  | case of 1000,Corning, 7041,1 mL,yellow color-coded stripe,polystyrene,disposable,278 mm,bag of 50,sterile
,capacity 10 mL,,,,, | CLS7015 |  | Sigma | Corning ® Costar ® Stripette ® serological pipettes, individually paper/plastic wrapped, triple bagged, clean room pack style |  | ,,,, | Corning , Corning Pipettes , Corning Plastic Serological Pipettes , Corning Serological Pipettes , Labware , Liquid Handling Equipment , Manufacturer Browser , Pipettes , Pipettes, Pipettors and Tips , Serological Pipettes |  | case of 200,Corning, 7015,10 mL,color-coded stripe,polystyrene,disposable,344 mm,bag of 50,sterile | , |  |  | case of 200,Corning, 7015,10 mL,color-coded stripe,polystyrene,disposable,344 mm,bag of 50,sterile
,capacity 25 mL,,,,, | CLS7016 |  | Sigma | Corning ® Costar ® Stripette ® serological pipettes, individually paper/plastic wrapped, triple bagged, clean room pack style |  | ,,,, | Corning , Corning Pipettes , Corning Plastic Serological Pipettes , Corning Serological Pipettes , Labware , Liquid Handling Equipment , Manufacturer Browser , Pipettes , Pipettes, Pipettors and Tips , Serological Pipettes |  | case of 200,Corning, 7016,25 mL,red color-coded stripe,polystyrene,disposable,344 mm,bag of 25,sterile | , |  |  | case of 200,Corning, 7016,25 mL,red color-coded stripe,polystyrene,disposable,344 mm,bag of 25,sterile
,capacity 50 mL,,,,, | CLS7017 |  | Sigma | Corning ® Costar ® Stripette ® serological pipettes, individually paper/plastic wrapped, triple bagged, clean room pack style |  | ,,,, | Corning , Corning Pipettes , Corning Plastic Serological Pipettes , Corning Serological Pipettes , Labware , Liquid Handling Equipment , Manufacturer Browser , Pipettes , Pipettes, Pipettors and Tips , Serological Pipettes |  | case of 100,Corning, 7017,50 mL,purple color-coded stripe,polystyrene,disposable,370 mm,bag of 25,sterile | , |  |  | case of 100,Corning, 7017,50 mL,purple color-coded stripe,polystyrene,disposable,370 mm,bag of 25,sterile
,capacity 100 mL,,,,, | CLS7000 |  | Sigma | Corning ® Costar ® Stripette ® serological pipettes, individually paper/plastic wrapped, triple bagged, clean room pack style |  | ,,,, | Corning , Corning Pipettes , Corning Plastic Serological Pipettes , Corning Serological Pipettes , Labware , Liquid Handling Equipment , Manufacturer Browser , Pipettes , Pipettes, Pipettors and Tips , Serological Pipettes |  | case of 100,Corning, 7000,100 mL,aqua color-coded stripe,polystyrene,disposable,348 mm,bag of 10,sterile | , |  |  | case of 100,Corning, 7000,100 mL,aqua color-coded stripe,polystyrene,disposable,348 mm,bag of 10,sterile
,capacity 2 mL,,,,, | CLS7042 |  | Sigma | Corning ® Costar ® Stripette ® serological pipettes, individually paper/plastic wrapped, triple bagged, clean room pack style |  | ,,,, | Corning , Corning Pipettes , Corning Plastic Serological Pipettes , Corning Serological Pipettes , Labware , Liquid Handling Equipment , Manufacturer Browser , Pipettes , Pipettes, Pipettors and Tips , Serological Pipettes |  | case of 1000,Corning, 7042,2 mL,green color-coded stripe,polystyrene,disposable,277 mm,bag of 50,sterile | , |  |  | case of 1000,Corning, 7042,2 mL,green color-coded stripe,polystyrene,disposable,277 mm,bag of 50,sterile
,capacity 5 mL,,,,, | CLS7045 |  | Sigma | Corning ® Costar ® Stripette ® serological pipettes, individually paper/plastic wrapped, triple bagged, clean room pack style | 32070201 | ,,,, | Corning , Corning Pipettes , Corning Plastic Serological Pipettes , Corning Serological Pipettes , Labware , Liquid Handling Equipment , Manufacturer Browser , Pipettes , Pipettes, Pipettors and Tips , Serological Pipettes |  | case of 200,Corning, 7045,5 mL,blue color-coded stripe,polystyrene,disposable,348 mm,bag of 50,sterile | , |  |  | case of 200,Corning, 7045,5 mL,blue color-coded stripe,polystyrene,disposable,348 mm,bag of 50,sterile
Corning ® Costar ® Stripette ® serological pipettes, individually plastic wrapped,capacity 1 mL, case of 1000,,,,, | CLS4011 |  | Sigma | Corning ® Costar ® Stripette ® 血清移液管，塑料包装 |  | ,,,, | Corning , Corning PCR Pipette Tips , Corning Pipettes , Corning Plastic Serological Pipettes , Corning Serological Pipettes , Labware , Liquid Handling Equipment , Manufacturer Browser , Molecular Biology Supplies , PCR (Polymerase Chain Reaction) Supplies , PCR Pipette Tips , Pipettes , Pipettes, Pipettors and Tips , Serological Pipettes |  | case of 1000,Corning, 4011,1 mL,yellow color-coded stripe,polystyrene,disposable,278 mm,bag of 100,sterile | , |  |  | case of 1000,Corning, 4011,1 mL,yellow color-coded stripe,polystyrene,disposable,278 mm,bag of 100,sterile
Corning ® Costar ® Stripette ® serological pipettes, individually plastic wrapped,capacity 1 mL, case of 200,,,,, | CLS4012 |  | Sigma | Corning ® Costar ® Stripette ® 血清移液管，塑料包装 |  | ,,,, | Corning , Corning PCR Pipette Tips , Corning Pipettes , Corning Plastic Serological Pipettes , Corning Serological Pipettes , Labware , Liquid Handling Equipment , Manufacturer Browser , Molecular Biology Supplies , PCR (Polymerase Chain Reaction) Supplies , PCR Pipette Tips , Pipettes , Pipettes, Pipettors and Tips , Serological Pipettes |  | case of 200,Corning, 4012,1 mL,yellow color-coded stripe,polystyrene,disposable,278 mm,bag of 100,sterile | , |  |  | case of 200,Corning, 4012,1 mL,yellow color-coded stripe,polystyrene,disposable,278 mm,bag of 100,sterile
Corning ® Costar ® Stripette ® serological pipettes, individually plastic wrapped,capacity 2 mL, case of 1000,,,,, | CLS4021 |  | Sigma | Corning ® Costar ® Stripette ® 血清移液管，塑料包装 |  | ,,,, | Corning , Corning PCR Pipette Tips , Corning Pipettes , Corning Plastic Serological Pipettes , Corning Serological Pipettes , Labware , Liquid Handling Equipment , Manufacturer Browser , Molecular Biology Supplies , PCR (Polymerase Chain Reaction) Supplies , PCR Pipette Tips , Pipettes , Pipettes, Pipettors and Tips , Serological Pipettes |  | case of 1000,Corning, 4021,2 mL,green color-coded stripe,polystyrene,disposable,344 mm,bag of 100,sterile | , |  |  | case of 1000,Corning, 4021,2 mL,green color-coded stripe,polystyrene,disposable,344 mm,bag of 100,sterile
Corning ® Costar ® Stripette ® serological pipettes, individually plastic wrapped,capacity 5 mL, case of 200,,,,, | CLS4051 |  | Sigma | Corning ® Costar ® Stripette ® 血清移液管，塑料包装 |  | ,,,, | Corning , Corning PCR Pipette Tips , Corning Pipettes , Corning Plastic Serological Pipettes , Corning Serological Pipettes , Labware , Liquid Handling Equipment , Manufacturer Browser , Molecular Biology Supplies , PCR (Polymerase Chain Reaction) Supplies , PCR Pipette Tips , Pipettes , Pipettes, Pipettors and Tips , Serological Pipettes |  | case of 200,Corning, 4051,5 mL,blue color-coded stripe,polystyrene,disposable,348 mm,bag of 50,sterile | , |  |  | case of 200,Corning, 4051,5 mL,blue color-coded stripe,polystyrene,disposable,348 mm,bag of 50,sterile
Corning ® Costar ® Stripette ® serological pipettes, individually plastic wrapped,capacity 10 mL, case of 200,,,,, | CLS4101 |  | Sigma | Corning ® Costar ® Stripette ® 血清移液管，塑料包装 |  | ,,,, | Corning , Corning PCR Pipette Tips , Corning Pipettes , Corning Plastic Serological Pipettes , Corning Serological Pipettes , Labware , Liquid Handling Equipment , Manufacturer Browser , Molecular Biology Supplies , PCR (Polymerase Chain Reaction) Supplies , PCR Pipette Tips , Pipettes , Pipettes, Pipettors and Tips , Serological Pipettes |  | case of 200,Corning, 4101,10 mL,orange color-coded stripe,polystyrene,disposable,344 mm,bag of 50,sterile | , |  |  | case of 200,Corning, 4101,10 mL,orange color-coded stripe,polystyrene,disposable,344 mm,bag of 50,sterile
Corning ® Costar ® Stripette ® serological pipettes, individually plastic wrapped,capacity 10 mL, case of 200,,,,, | CLS4492 |  | Sigma | Corning ® Costar ® Stripette ® 血清移液管，塑料包装 |  | ,,,, | Corning , Corning PCR Pipette Tips , Corning Pipettes , Corning Plastic Serological Pipettes , Corning Serological Pipettes , Labware , Liquid Handling Equipment , Manufacturer Browser , Molecular Biology Supplies , PCR (Polymerase Chain Reaction) Supplies , PCR Pipette Tips , Pipettes , Pipettes, Pipettors and Tips , Serological Pipettes |  | case of 200,Corning, 4492,10 mL,orange color-coded stripe,polystyrene,disposable,344 mm,bag of 50,sterile | , |  |  | case of 200,Corning, 4492,10 mL,orange color-coded stripe,polystyrene,disposable,344 mm,bag of 50,sterile
Corning ® Costar ® Stripette ® serological pipettes, individually plastic wrapped,capacity 25 mL, case of 200,,,,, | CLS4251 |  | Sigma | Corning ® Costar ® Stripette ® 血清移液管，塑料包装 |  | ,,,, | Corning , Corning PCR Pipette Tips , Corning Pipettes , Corning Plastic Serological Pipettes , Corning Serological Pipettes , Labware , Liquid Handling Equipment , Manufacturer Browser , Molecular Biology Supplies , PCR (Polymerase Chain Reaction) Supplies , PCR Pipette Tips , Pipettes , Pipettes, Pipettors and Tips , Serological Pipettes |  | case of 200,Corning, 4251,25 mL,red color-coded stripe,polystyrene,disposable,344 mm,bag of 50,sterile | , |  |  | case of 200,Corning, 4251,25 mL,red color-coded stripe,polystyrene,disposable,344 mm,bag of 50,sterile
Corning ® Costar ® Stripette ® serological pipettes, individually plastic wrapped,capacity 50 mL, case of 100,,,,, | CLS4501 |  | Sigma | Corning ® Costar ® Stripette ® 血清移液管，塑料包装 |  | ,,,, | Corning , Corning PCR Pipette Tips , Corning Pipettes , Corning Plastic Serological Pipettes , Corning Serological Pipettes , Labware , Liquid Handling Equipment , Manufacturer Browser , Molecular Biology Supplies , PCR (Polymerase Chain Reaction) Supplies , PCR Pipette Tips , Pipettes , Pipettes, Pipettors and Tips , Serological Pipettes |  | case of 100,Corning, 4501,50 mL,purple color-coded stripe,polystyrene,disposable,370 mm,bag of 25,sterile | , |  |  | case of 100,Corning, 4501,50 mL,purple color-coded stripe,polystyrene,disposable,370 mm,bag of 25,sterile
Corning ® Costar ® Stripette ® serological pipettes, individually plastic wrapped,capacity 100 mL, case of 100,,,,, | CLS4484 |  | Sigma | Corning ® Costar ® Stripette ® 血清移液管，塑料包装 |  | ,,,, | Corning , Corning PCR Pipette Tips , Corning Pipettes , Corning Plastic Serological Pipettes , Corning Serological Pipettes , Labware , Liquid Handling Equipment , Manufacturer Browser , Molecular Biology Supplies , PCR (Polymerase Chain Reaction) Supplies , PCR Pipette Tips , Pipettes , Pipettes, Pipettors and Tips , Serological Pipettes |  | case of 100,Corning, 4484,100 mL,aqua color-coded stripe,polystyrene,disposable,344 mm,bag of 10,sterile | , |  |  | case of 100,Corning, 4484,100 mL,aqua color-coded stripe,polystyrene,disposable,344 mm,bag of 10,sterile
,size 5 mL,,,,, | Z740301 |  | Sigma | Disposable Plastic BioSafe Pipette |  | ,,,, | Labware , Liquid Handling Equipment , Pipettes , Pipettes, Pipettors and Tips , Serological Pipettes |  | Argos, BPS5,0.1 mL graduations and accuracy,5 mL | , |  |  | Argos, BPS5,0.1 mL graduations and accuracy,5 mL
,size 10 mL,,,,, | Z740302 |  | Sigma | Disposable Plastic BioSafe Pipette |  | ,,,, | Labware , Liquid Handling Equipment , Pipettes , Pipettes, Pipettors and Tips , Serological Pipettes |  | Argos, BPS10,0.1 mL graduations and accuracy,10 mL | , |  |  | Argos, BPS10,0.1 mL graduations and accuracy,10 mL
,size 25 mL,,,,, | Z740303 |  | Sigma | Disposable Plastic BioSafe Pipette |  | ,,,, | Labware , Liquid Handling Equipment , Pipettes , Pipettes, Pipettors and Tips , Serological Pipettes |  | Argos, BPS25,0.1 mL graduations and accuracy,25 mL | , |  |  | Argos, BPS25,0.1 mL graduations and accuracy,25 mL
,size 5 mL,,,,, | Z740304 |  | Sigma | Disposable Plastic Mini Serological Pipettes |  | ,,,, | Labware , Liquid Handling Equipment , Pipettes , Pipettes, Pipettors and Tips , Serological Pipettes |  | Argos, PM5,5 mL | , |  |  | Argos, PM5,5 mL
,size 10 mL,,,,, | Z740305 |  | Sigma | Disposable Plastic Mini Serological Pipettes |  | ,,,, | Labware , Liquid Handling Equipment , Pipettes , Pipettes, Pipettors and Tips , Serological Pipettes |  | Argos, PM10,10 mL | , |  |  | Argos, PM10,10 mL
,size 25 mL,,,,, | Z740307 |  | Sigma | Disposable Plastic Mini Serological Pipettes |  | ,,,, | Labware , Liquid Handling Equipment , Pipettes , Pipettes, Pipettors and Tips , Serological Pipettes |  | Argos, PM25,25 mL | , |  |  | Argos, PM25,25 mL
,size 5.0 mL, standard tip, non-sterile,,,,, | P3611 |  | Sigma | Excel Scientific serological pipettes |  | ,,,, | Excel Scientific , Excel Scientific Serological Pipettes , Labware , Liquid Handling Equipment , Manufacturer Browser , Pipettes , Pipettes, Pipettors and Tips , Serological Pipettes |  | Excel Scientific SER-05-N20-0,non-sterile,5.0 mL | , |  |  | Excel Scientific SER-05-N20-0,non-sterile,5.0 mL
,Shorty, volumes dispensed 5.0 mL, sterile,,,,, | Z723231 |  | Sigma | Excel Scientific serological pipettes |  | ,,,, | Excel Scientific , Excel Scientific Serological Pipettes , Labware , Liquid Handling Equipment , Manufacturer Browser , Pipettes , Pipettes, Pipettors and Tips , Serological Pipettes |  | Excel Scientific, SER-S050-S01,5.0 mL,sterile | , |  |  | Excel Scientific, SER-S050-S01,5.0 mL,sterile
,Shorty, volumes dispensed 10.0 mL, sterile,,,,, | Z723258 |  | Sigma | Excel Scientific serological pipettes |  | ,,,, | Excel Scientific , Excel Scientific Serological Pipettes , Labware , Liquid Handling Equipment , Manufacturer Browser , Pipettes , Pipettes, Pipettors and Tips , Serological Pipettes |  | Excel Scientific, SER-S100-S01,10.0 mL,sterile | , |  |  | Excel Scientific, SER-S100-S01,10.0 mL,sterile
,volume 1 mL,,,,, | P7490 |  | Sigma | Greiner CELLSTAR ® serological pipette |  | ,,,, | Greiner , Greiner PCR Pipette Tips , Greiner Pipets , Labware , Liquid Handling Equipment , Manufacturer Browser , Molecular Biology Supplies , PCR (Polymerase Chain Reaction) Supplies , PCR Pipette Tips , Pipettes , Pipettes, Pipettors and Tips , Serological Pipettes |  | 1 mL,Greiner 604181,sterile | , |  |  | 1 mL,Greiner 604181,sterile
,volume 2 mL,,,,, | P7990 |  | Sigma | Greiner CELLSTAR ® serological pipette |  | ,,,, | Greiner , Greiner PCR Pipette Tips , Greiner Pipets , Labware , Liquid Handling Equipment , Manufacturer Browser , Molecular Biology Supplies , PCR (Polymerase Chain Reaction) Supplies , PCR Pipette Tips , Pipettes , Pipettes, Pipettors and Tips , Serological Pipettes |  | 2 mL,Greiner, 710180,sterile | , |  |  | 2 mL,Greiner, 710180,sterile
,volume 5 mL,,,,, | P7615 |  | Sigma | Greiner CELLSTAR ® serological pipette |  | ,,,, | Greiner , Greiner PCR Pipette Tips , Greiner Pipets , Labware , Liquid Handling Equipment , Manufacturer Browser , Molecular Biology Supplies , PCR (Polymerase Chain Reaction) Supplies , PCR Pipette Tips , Pipettes , Pipettes, Pipettors and Tips , Serological Pipettes |  | 5 mL,Greiner,sterile | , |  |  | 5 mL,Greiner,sterile
,volume 10 mL,,,,, | P7740 |  | Sigma | Greiner CELLSTAR ® serological pipette |  | ,,,, | Greiner , Greiner PCR Pipette Tips , Greiner Pipets , Labware , Liquid Handling Equipment , Manufacturer Browser , Molecular Biology Supplies , PCR (Polymerase Chain Reaction) Supplies , PCR Pipette Tips , Pipettes , Pipettes, Pipettors and Tips , Serological Pipettes |  | 10 mL,Greiner, 607180,sterile | , |  |  | 10 mL,Greiner, 607180,sterile
,volume 25 mL,,,,, | P7865 |  | Sigma | Greiner CELLSTAR ® serological pipette |  | ,,,, | Greiner , Greiner PCR Pipette Tips , Greiner Pipets , Labware , Liquid Handling Equipment , Manufacturer Browser , Molecular Biology Supplies , PCR (Polymerase Chain Reaction) Supplies , PCR Pipette Tips , Pipettes , Pipettes, Pipettors and Tips , Serological Pipettes |  | 25 mL,Greiner, 760180,sterile | , |  |  | 25 mL,Greiner, 760180,sterile
,volume 50 mL,,,,, | Z652555 |  | Sigma | Greiner CELLSTAR ® serological pipette |  | ,,,, | Greiner , Greiner PCR Pipette Tips , Greiner Pipets , Labware , Liquid Handling Equipment , Manufacturer Browser , Molecular Biology Supplies , PCR (Polymerase Chain Reaction) Supplies , PCR Pipette Tips , Pipettes , Pipettes, Pipettors and Tips , Serological Pipettes |  | 50 mL,Greiner 768180,sterile | , |  |  | 50 mL,Greiner 768180,sterile
,With standard tip opening, 1 mL volume, accuracy: 0.02 mL,,,,, | Z254487 |  | Aldrich | KIMAX ® 51 serological pipettes |  | ,,,, | Kimble Kontes , Kimble Kontes Pipets , Labware , Liquid Handling Equipment , Manufacturer Browser , Pipettes , Pipettes, Pipettors and Tips , Serological Pipettes |  | Kimble 37033,1 mL volume, accuracy: 0.02 mL,subdivision 0.01 mL | , |  |  | Kimble 37033,1 mL volume, accuracy: 0.02 mL,subdivision 0.01 mL
,With standard tip opening, 5 mL volume, accuracy: 0.04 mL,,,,, | Z254517 |  | Aldrich | KIMAX ® 51 serological pipettes |  | ,,,, | Kimble Kontes , Kimble Kontes Pipets , Labware , Liquid Handling Equipment , Manufacturer Browser , Pipettes , Pipettes, Pipettors and Tips , Serological Pipettes |  | Kimble 37033,5 mL volume, accuracy: 0.04 mL,subdivision 0.10 mL | , |  |  | Kimble 37033,5 mL volume, accuracy: 0.04 mL,subdivision 0.10 mL
,With standard tip opening, 10 mL volume, accuracy: 0.06 mL,,,,, | Z254525 |  | Aldrich | KIMAX ® 51 serological pipettes |  | ,,,, | Kimble Kontes , Kimble Kontes Pipets , Labware , Liquid Handling Equipment , Manufacturer Browser , Pipettes , Pipettes, Pipettors and Tips , Serological Pipettes |  | Kimble 37033,10 mL volume, accuracy: 0.06 mL,subdivision 0.10 mL | , |  |  | Kimble 37033,10 mL volume, accuracy: 0.06 mL,subdivision 0.10 mL
,For cotton plugging, 1 mL volume, accuracy: 0.02 mL,,,,, | Z254320 |  | Aldrich | KIMAX ® 51 serological pipettes |  | ,,,, | Kimble Kontes , Kimble Kontes Pipets , Labware , Liquid Handling Equipment , Manufacturer Browser , Pipettes , Pipettes, Pipettors and Tips , Serological Pipettes |  | Kimble 37034A,1 mL volume, accuracy: 0.02 mL,subdivision 0.01 mL | , |  |  | Kimble 37034A,1 mL volume, accuracy: 0.02 mL,subdivision 0.01 mL
,For cotton plugging, 5 mL volume, accuracy: 0.04 mL,,,,, | Z254347 |  | Aldrich | KIMAX ® 51 serological pipettes |  | ,,,, | Kimble Kontes , Kimble Kontes Pipets , Labware , Liquid Handling Equipment , Manufacturer Browser , Pipettes , Pipettes, Pipettors and Tips , Serological Pipettes |  | Kimble 37034A,5 mL volume, accuracy: 0.04 mL,subdivision 0.10 mL | , |  |  | Kimble 37034A,5 mL volume, accuracy: 0.04 mL,subdivision 0.10 mL
,For cotton plugging, 10 mL volume, accuracy: 0.06 mL,,,,, | Z254355 |  | Aldrich | KIMAX ® 51 serological pipettes |  | ,,,, | Kimble Kontes , Kimble Kontes Pipets , Labware , Liquid Handling Equipment , Manufacturer Browser , Pipettes , Pipettes, Pipettors and Tips , Serological Pipettes |  | Kimble 37034A,10 mL , ±0.06 ml tolerance, 0.10 ml graduation,subdivision 0.10 mL,10 mL volume, accuracy: 0.06 mL | , |  |  | Kimble 37034A,10 mL , ±0.06 ml tolerance, 0.10 ml graduation,subdivision 0.10 mL,10 mL volume, accuracy: 0.06 mL
,With large tip opening, 10 mL volume, accuracy: 0.10 mL,,,,, | Z254428 |  | Aldrich | KIMAX ® 51 serological pipettes |  | ,,,, | Kimble Kontes , Kimble Kontes Pipets , Labware , Liquid Handling Equipment , Manufacturer Browser , Pipettes , Pipettes, Pipettors and Tips , Serological Pipettes |  | Kimble 37034B,10 mL volume, accuracy: 0.10 mL,subdivision 0.10 mL | , |  |  | Kimble 37034B,10 mL volume, accuracy: 0.10 mL,subdivision 0.10 mL
,With large tip opening, 25 mL volume, accuracy: 0.20 mL,,,,, | Z254436 |  | Aldrich | KIMAX ® 51 serological pipettes |  | ,,,, | Kimble Kontes , Kimble Kontes Pipets , Labware , Liquid Handling Equipment , Manufacturer Browser , Pipettes , Pipettes, Pipettors and Tips , Serological Pipettes |  | Kimble 37034B,25 mL volume, accuracy: 0.20 mL,subdivision 0.10 mL | , |  |  | Kimble 37034B,25 mL volume, accuracy: 0.20 mL,subdivision 0.10 mL
,L 6 in.,,,,, | B1554 |  | Sigma | Pasteur pipette boxes | 32079210 | ,,,, | Labware , Liquid Handling Equipment , Pipettes , Pipettes, Pipettors and Tips , Serological Pipettes , Storage |  | 6 in. | , |  |  | 6 in.
,L 9 in.,,,,, | B1679 |  | Sigma | Pasteur pipette boxes | 32079210 | ,,,, | Labware , Liquid Handling Equipment , Pipettes , Pipettes, Pipettors and Tips , Serological Pipettes , Storage |  | 9 in. | , |  |  | 9 in.
,For 0.1 - 0.5 mL pipettes,,,,, | P8427 |  | Sigma | Pipette canisters |  | ,,,, | Labware , Liquid Handling Equipment , Pipettes , Pipettes, Pipettors and Tips , Serological Pipettes |  | 51 mm × 51 mm × 406 mm | , |  |  | 51 mm × 51 mm × 406 mm
,For 1 - 10 mL pipettes,,,,, | P8552 |  | Sigma | Pipette canisters |  | ,,,, | Labware , Liquid Handling Equipment , Pipettes , Pipettes, Pipettors and Tips , Serological Pipettes |  | 67 mm × 67 mm × 406 mm | , |  |  | 67 mm × 67 mm × 406 mm
,For 25 mL pipettes,,,,, | P8677 |  | Sigma | Pipette canisters | 32070201 | ,,,, | Labware , Liquid Handling Equipment , Pipettes , Pipettes, Pipettors and Tips , Serological Pipettes |  | 67 mm × 67 mm × 457 mm | , |  |  | 67 mm × 67 mm × 457 mm
,1.1 mL volume,,,,, | CLS70581X |  | Aldrich | Pyrex ® disposable graduated bacteriological pipette, sterile |  | ,,,, | Corning , Corning Bacteriological Pipettes , Corning Pipettes , Labware , Liquid Handling Equipment , Manufacturer Browser , Pipettes , Pipettes, Pipettors and Tips , Serological Pipettes |  | Corning, 7058-1X,1.1 mL volume,plugged | , |  |  | Corning, 7058-1X,1.1 mL volume,plugged
,2.2 mL volume,,,,, | CLS70582X |  | Aldrich | Pyrex ® disposable graduated bacteriological pipette, sterile |  | ,,,, | Corning , Corning Bacteriological Pipettes , Corning Pipettes , Labware , Liquid Handling Equipment , Manufacturer Browser , Pipettes , Pipettes, Pipettors and Tips , Serological Pipettes |  | Corning, 7058-2X,2.2 mL volume,plugged | , |  |  | Corning, 7058-2X,2.2 mL volume,plugged
,volume 1 mL,,,,, | CLS70771N |  | Aldrich | Pyrex ® disposable serological pipettes |  | ,,,, | Corning , Corning Glass Serological Pipettes , Corning Pipettes , Corning Serological Pipettes , Labware , Liquid Handling Equipment , Manufacturer Browser , Pipettes , Pipettes, Pipettors and Tips , Pyrex disposable serological pipettes , Serological Pipettes |  | 1 mL,Corning, 7077-1N | , |  |  | 1 mL,Corning, 7077-1N
,volume 2.0 mL,,,,, | CLS70772N |  | Aldrich | Pyrex ® disposable serological pipettes |  | ,,,, | Corning , Corning Glass Serological Pipettes , Corning Pipettes , Corning Serological Pipettes , Labware , Liquid Handling Equipment , Manufacturer Browser , Pipettes , Pipettes, Pipettors and Tips , Pyrex disposable serological pipettes , Serological Pipettes |  | 2.0 mL,Corning, 7077-2N | , |  |  | 2.0 mL,Corning, 7077-2N
,volume 5.0 mL,,,,, | CLS70775N |  | Aldrich | Pyrex ® disposable serological pipettes |  | ,,,, | Corning , Corning Glass Serological Pipettes , Corning Pipettes , Corning Serological Pipettes , Labware , Liquid Handling Equipment , Manufacturer Browser , Pipettes , Pipettes, Pipettors and Tips , Pyrex disposable serological pipettes , Serological Pipettes |  | 5.0 mL,Corning, 7077-5N | , |  |  | 5.0 mL,Corning, 7077-5N
,volume 10.0 mL,,,,, | CLS707710N |  | Aldrich | Pyrex ® disposable serological pipettes |  | ,,,, | Corning , Corning Glass Serological Pipettes , Corning Pipettes , Corning Serological Pipettes , Labware , Liquid Handling Equipment , Manufacturer Browser , Pipettes , Pipettes, Pipettors and Tips , Pyrex disposable serological pipettes , Serological Pipettes |  | 10.0 mL,Corning, 7077-10N | , |  |  | 10.0 mL,Corning, 7077-10N
,0.1 mL volume, accuracy: 0.005 mL,,,,, | CLS70851X |  | Aldrich | Pyrex ® serological pipettes, disposable, color-coded |  | ,,,, | Corning , Corning Glass Serological Pipettes , Corning Pipettes , Corning Serological Pipettes , Labware , Liquid Handling Equipment , Manufacturer Browser , Pipettes , Pipettes, Pipettors and Tips , Pyrex serological pipettes, disposable, color-coded , Serological Pipettes |  | Corning, 7085-1X,0.1 mL volume, accuracy: 0.005 mL,subdivision 0.01 mL,7 mm × 300 mm | , |  |  | Corning, 7085-1X,0.1 mL volume, accuracy: 0.005 mL,subdivision 0.01 mL,7 mm × 300 mm
,1.0 mL volume, accuracy: 0.02 mL, subdivision, 0.1 mL,,,,, | CLS70851 |  | Aldrich | Pyrex ® serological pipettes, disposable, color-coded |  | ,,,, | Corning , Corning Glass Serological Pipettes , Corning Pipettes , Corning Serological Pipettes , Labware , Liquid Handling Equipment , Manufacturer Browser , Pipettes , Pipettes, Pipettors and Tips , Pyrex serological pipettes, disposable, color-coded , Serological Pipettes |  | Corning, 7085-1,1.0 mL volume, accuracy: 0.02 mL,subdivision 0.1 mL,7 mm × 350 mm | , |  |  | Corning, 7085-1,1.0 mL volume, accuracy: 0.02 mL,subdivision 0.1 mL,7 mm × 350 mm
,1.0 mL volume, accuracy: 0.02 mL, subdivision, 0.01 mL,,,,, | CLS70851C |  | Aldrich | Pyrex ® serological pipettes, disposable, color-coded |  | ,,,, | Corning , Corning Glass Serological Pipettes , Corning Pipettes , Corning Serological Pipettes , Labware , Liquid Handling Equipment , Manufacturer Browser , Pipettes , Pipettes, Pipettors and Tips , Pyrex serological pipettes, disposable, color-coded , Serological Pipettes |  | Corning, 7085-1C,1.0 mL volume, accuracy: 0.02 mL,subdivision 0.01 mL,7 mm × 350 mm | , |  |  | Corning, 7085-1C,1.0 mL volume, accuracy: 0.02 mL,subdivision 0.01 mL,7 mm × 350 mm
,2.0 mL volume, accuracy: 0.02 mL, subdivision, 0.1 mL,,,,, | CLS70852 |  | Aldrich | Pyrex ® serological pipettes, disposable, color-coded |  | ,,,, | Corning , Corning Glass Serological Pipettes , Corning Pipettes , Corning Serological Pipettes , Labware , Liquid Handling Equipment , Manufacturer Browser , Pipettes , Pipettes, Pipettors and Tips , Pyrex serological pipettes, disposable, color-coded , Serological Pipettes |  | Corning, 7085-2,2.0 mL volume, accuracy: 0.02 mL,subdivision 0.1 mL,7 mm × 350 mm | , |  |  | Corning, 7085-2,2.0 mL volume, accuracy: 0.02 mL,subdivision 0.1 mL,7 mm × 350 mm
,2.0 mL volume, accuracy: 0.02 mL, subdivision, 0.01 mL,,,,, | CLS70852C |  | Aldrich | Pyrex ® serological pipettes, disposable, color-coded |  | ,,,, | Corning , Corning Glass Serological Pipettes , Corning Pipettes , Corning Serological Pipettes , Labware , Liquid Handling Equipment , Manufacturer Browser , Pipettes , Pipettes, Pipettors and Tips , Pyrex serological pipettes, disposable, color-coded , Serological Pipettes |  | Corning, 7085-2C,2.0 mL volume, accuracy: 0.02 mL,subdivision 0.01 mL,7 mm × 350 mm | , |  |  | Corning, 7085-2C,2.0 mL volume, accuracy: 0.02 mL,subdivision 0.01 mL,7 mm × 350 mm
,5.0 mL volume, accuracy: 0.04 mL,,,,, | CLS70855 |  | Aldrich | Pyrex ® serological pipettes, disposable, color-coded |  | ,,,, | Corning , Corning Glass Serological Pipettes , Corning Pipettes , Corning Serological Pipettes , Labware , Liquid Handling Equipment , Manufacturer Browser , Pipettes , Pipettes, Pipettors and Tips , Pyrex serological pipettes, disposable, color-coded , Serological Pipettes |  | Corning, 7085-5,5.0 mL volume, accuracy: 0.04 mL,subdivision 0.1 mL,8 mm × 350 mm | , |  |  | Corning, 7085-5,5.0 mL volume, accuracy: 0.04 mL,subdivision 0.1 mL,8 mm × 350 mm
,10.0 mL volume, accuracy: 0.06 mL,,,,, | CLS708510 |  | Aldrich | Pyrex ® serological pipettes, disposable, color-coded |  | ,,,, | Corning , Corning Glass Serological Pipettes , Corning Pipettes , Corning Serological Pipettes , Labware , Liquid Handling Equipment , Manufacturer Browser , Pipettes , Pipettes, Pipettors and Tips , Pyrex serological pipettes, disposable, color-coded , Serological Pipettes |  | Corning, 7085-10,10.0 mL volume, accuracy: 0.06 mL,subdivision 0.1 mL,10 mm × 350 mm | , |  |  | Corning, 7085-10,10.0 mL volume, accuracy: 0.06 mL,subdivision 0.1 mL,10 mm × 350 mm
,1.0 mL volume,,,,, | CLS7078D1 |  | Aldrich | Pyrex ® serological pipettes, disposable, flip-top canister pack, sterile |  | ,,,, | Corning , Corning Glass Serological Pipettes , Corning Pipettes , Corning Serological Pipettes , Labware , Liquid Handling Equipment , Manufacturer Browser , Pipettes , Pipettes, Pipettors and Tips , Pyrex serological pipettes, disposable, flip-top canister pack, sterile , Serological Pipettes |  | Corning, 7078D-1,1.0 mL volume,subdivision 0.01 mL | , |  |  | Corning, 7078D-1,1.0 mL volume,subdivision 0.01 mL
,5.0 mL volume,,,,, | CLS7078D5 |  | Aldrich | Pyrex ® serological pipettes, disposable, flip-top canister pack, sterile |  | ,,,, | Corning , Corning Glass Serological Pipettes , Corning Pipettes , Corning Serological Pipettes , Labware , Liquid Handling Equipment , Manufacturer Browser , Pipettes , Pipettes, Pipettors and Tips , Pyrex serological pipettes, disposable, flip-top canister pack, sterile , Serological Pipettes |  | Corning, 7078D-5,5.0 mL volume,subdivision 0.1 mL | , |  |  | Corning, 7078D-5,5.0 mL volume,subdivision 0.1 mL
,10.0 mL volume,,,,, | CLS7078D10 |  | Aldrich | Pyrex ® serological pipettes, disposable, flip-top canister pack, sterile |  | ,,,, | Corning , Corning Glass Serological Pipettes , Corning Pipettes , Corning Serological Pipettes , Labware , Liquid Handling Equipment , Manufacturer Browser , Pipettes , Pipettes, Pipettors and Tips , Pyrex serological pipettes, disposable, flip-top canister pack, sterile , Serological Pipettes |  | Corning, 7078D-10,10.0 mL volume,subdivision 0.1 mL | , |  |  | Corning, 7078D-10,10.0 mL volume,subdivision 0.1 mL
,1.0 mL volume,,,,, | CLS70791N |  | Aldrich | Pyrex ® serological pipettes, disposable, non-sterile, unplugged |  | ,,,, | Corning , Corning Glass Serological Pipettes , Corning Pipettes , Corning Serological Pipettes , Labware , Liquid Handling Equipment , Manufacturer Browser , Pipettes , Pipettes, Pipettors and Tips , Pyrex serological pipettes, disposable, non-sterile, unplugged , Serological Pipettes |  | Corning, 7079-1N,1.0 mL volume | , |  |  | Corning, 7079-1N,1.0 mL volume
,2.0 mL volume,,,,, | CLS70792N |  | Aldrich | Pyrex ® serological pipettes, disposable, non-sterile, unplugged |  | ,,,, | Corning , Corning Glass Serological Pipettes , Corning Pipettes , Corning Serological Pipettes , Labware , Liquid Handling Equipment , Manufacturer Browser , Pipettes , Pipettes, Pipettors and Tips , Pyrex serological pipettes, disposable, non-sterile, unplugged , Serological Pipettes |  | Corning, 7079-2N,2.0 mL volume | , |  |  | Corning, 7079-2N,2.0 mL volume
,5.0 mL volume,,,,, | CLS70795N |  | Aldrich | Pyrex ® serological pipettes, disposable, non-sterile, unplugged |  | ,,,, | Corning , Corning Glass Serological Pipettes , Corning Pipettes , Corning Serological Pipettes , Labware , Liquid Handling Equipment , Manufacturer Browser , Pipettes , Pipettes, Pipettors and Tips , Pyrex serological pipettes, disposable, non-sterile, unplugged , Serological Pipettes |  | Corning, 7079-5N,5.0 mL volume | , |  |  | Corning, 7079-5N,5.0 mL volume
,10.0 mL volume,,,,, | CLS707910N |  | Aldrich | Pyrex ® serological pipettes, disposable, non-sterile, unplugged |  | ,,,, | Corning , Corning Glass Serological Pipettes , Corning Pipettes , Corning Serological Pipettes , Labware , Liquid Handling Equipment , Manufacturer Browser , Pipettes , Pipettes, Pipettors and Tips , Pyrex serological pipettes, disposable, non-sterile, unplugged , Serological Pipettes |  | Corning, 7079-10N,10.0 mL volume | , |  |  | Corning, 7079-10N,10.0 mL volume
,1.0 mL volume, accuracy: 0.1 mL,,,,, | CLS70781N |  | Aldrich | Pyrex ® serological pipettes, disposable, sterile, plugged |  | ,,,, | Corning , Corning Glass Serological Pipettes , Corning Pipettes , Corning Serological Pipettes , Labware , Liquid Handling Equipment , Manufacturer Browser , Pipettes , Pipettes, Pipettors and Tips , Pyrex serological pipettes, disposable, sterile, plugged , Serological Pipettes |  | Corning, 7078-1N,1.0 mL volume, accuracy: 0.1 mL,plugged | , |  |  | Corning, 7078-1N,1.0 mL volume, accuracy: 0.1 mL,plugged
,1.0 mL volume, accuracy: 0.01 mL,,,,, | CLS70781CN |  | Aldrich | Pyrex ® serological pipettes, disposable, sterile, plugged |  | ,,,, | Corning , Corning Glass Serological Pipettes , Corning Pipettes , Corning Serological Pipettes , Labware , Liquid Handling Equipment , Manufacturer Browser , Pipettes , Pipettes, Pipettors and Tips , Pyrex serological pipettes, disposable, sterile, plugged , Serological Pipettes |  | Corning, 7078-1CN,1.0 mL volume, accuracy: 0.01 mL,plugged | , |  |  | Corning, 7078-1CN,1.0 mL volume, accuracy: 0.01 mL,plugged
,2.0 mL volume, accuracy: 0.01 mL,,,,, | CLS70782N |  | Aldrich | Pyrex ® serological pipettes, disposable, sterile, plugged |  | ,,,, | Corning , Corning Glass Serological Pipettes , Corning Pipettes , Corning Serological Pipettes , Labware , Liquid Handling Equipment , Manufacturer Browser , Pipettes , Pipettes, Pipettors and Tips , Pyrex serological pipettes, disposable, sterile, plugged , Serological Pipettes |  | Corning, 7078-2N,2.0 mL volume, accuracy: 0.01 mL,plugged | , |  |  | Corning, 7078-2N,2.0 mL volume, accuracy: 0.01 mL,plugged
,5.0 mL volume, accuracy: 0.1 mL,,,,, | CLS70785N |  | Aldrich | Pyrex ® serological pipettes, disposable, sterile, plugged |  | ,,,, | Corning , Corning Glass Serological Pipettes , Corning Pipettes , Corning Serological Pipettes , Labware , Liquid Handling Equipment , Manufacturer Browser , Pipettes , Pipettes, Pipettors and Tips , Pyrex serological pipettes, disposable, sterile, plugged , Serological Pipettes |  | Corning, 7078-5N,5.0 mL volume, accuracy: 0.1 mL,plugged | , |  |  | Corning, 7078-5N,5.0 mL volume, accuracy: 0.1 mL,plugged
,10 mL volume, accuracy: 0.1 mL,,,,, | CLS707810N |  | Aldrich | Pyrex ® serological pipettes, disposable, sterile, plugged |  | ,,,, | Corning , Corning Glass Serological Pipettes , Corning Pipettes , Corning Serological Pipettes , Labware , Liquid Handling Equipment , Manufacturer Browser , Pipettes , Pipettes, Pipettors and Tips , Pyrex serological pipettes, disposable, sterile, plugged , Serological Pipettes |  | Corning, 7078-10N,10 mL volume, accuracy: 0.1 mL,plugged | , |  |  | Corning, 7078-10N,10 mL volume, accuracy: 0.1 mL,plugged
,5.0 mL volume, accuracy: 0.04 mL,,,,, | CLS70865 |  | Aldrich | Pyrex ® serological pipettes, reusable, color-coded, for cotton plugging |  | ,,,, | Corning , Corning Glass Serological Pipettes , Corning Pipettes , Corning Serological Pipettes , Labware , Liquid Handling Equipment , Manufacturer Browser , Pipettes , Pipettes, Pipettors and Tips , Pyrex serological pipettes, reusable, color-coded, for cotton plugging , Serological Pipettes |  | Corning, 7086-5,5.0 mL volume, accuracy: 0.04 mL,subdivision 0.1 mL,8 mm × 350 mm | , |  |  | Corning, 7086-5,5.0 mL volume, accuracy: 0.04 mL,subdivision 0.1 mL,8 mm × 350 mm
,10.0 mL volume, accuracy: 0.06 mL,,,,, | CLS708610 |  | Aldrich | Pyrex ® serological pipettes, reusable, color-coded, for cotton plugging |  | ,,,, | Corning , Corning Glass Serological Pipettes , Corning Pipettes , Corning Serological Pipettes , Labware , Liquid Handling Equipment , Manufacturer Browser , Pipettes , Pipettes, Pipettors and Tips , Pyrex serological pipettes, reusable, color-coded, for cotton plugging , Serological Pipettes |  | Corning, 7086-10,10.0 mL volume, accuracy: 0.06 mL,subdivision 0.1 mL,10 mm × 350 mm | , |  |  | Corning, 7086-10,10.0 mL volume, accuracy: 0.06 mL,subdivision 0.1 mL,10 mm × 350 mm
,1.0 mL volume, accuracy: 0.01 mL,,,,, | CLS7078B1 |  | Aldrich | Pyrex ® Shorty serological disposable pipette, sterile, plugged |  | ,,,, | Corning , Corning Glass Serological Pipettes , Corning Pipettes , Corning Serological Pipettes , Labware , Liquid Handling Equipment , Manufacturer Browser , Pipettes , Pipettes, Pipettors and Tips , Pyrex Shorty serological disposable pipette, sterile, plugged , Serological Pipettes |  | Corning, 7078B-1,1.0 mL volume, accuracy: 0.01 mL | , |  |  | Corning, 7078B-1,1.0 mL volume, accuracy: 0.01 mL
,10.0 mL volume, accuracy: 0.2 mL,,,,, | CLS7078B10 |  | Aldrich | Pyrex ® Shorty serological disposable pipette, sterile, plugged |  | ,,,, | Corning , Corning Glass Serological Pipettes , Corning Pipettes , Corning Serological Pipettes , Labware , Liquid Handling Equipment , Manufacturer Browser , Pipettes , Pipettes, Pipettors and Tips , Pyrex Shorty serological disposable pipette, sterile, plugged , Serological Pipettes |  | Corning, 7078B-10,10.0 mL volume, accuracy: 0.2 mL | , |  |  | Corning, 7078B-10,10.0 mL volume, accuracy: 0.2 mL
,glass, 25.0 mL volume, accuracy: 0.2 mL,,,,, | CLS7078B25 |  | Aldrich | Pyrex ® Shorty serological disposable pipette, sterile, plugged |  | ,,,, | Corning , Corning Glass Serological Pipettes , Corning Pipettes , Corning Serological Pipettes , Labware , Liquid Handling Equipment , Manufacturer Browser , Pipettes , Pipettes, Pipettors and Tips , Pyrex Shorty serological disposable pipette, sterile, plugged , Serological Pipettes |  | Corning, 7078B-25,25.0 mL volume, accuracy: 0.2 mL | , |  |  | Corning, 7078B-25,25.0 mL volume, accuracy: 0.2 mL
,50.0 mL volume, accuracy: 0.5 mL,,,,, | CLS7078B50 |  | Aldrich | Pyrex ® Shorty serological disposable pipette, sterile, plugged |  | ,,,, | Corning , Corning Glass Serological Pipettes , Corning Pipettes , Corning Serological Pipettes , Labware , Liquid Handling Equipment , Manufacturer Browser , Pipettes , Pipettes, Pipettors and Tips , Pyrex Shorty serological disposable pipette, sterile, plugged , Serological Pipettes |  | Corning, 7078B-50,50.0 mL volume, accuracy: 0.5 mL | , |  |  | Corning, 7078B-50,50.0 mL volume, accuracy: 0.5 mL
,1.0 mL volume, accuracy: 0.01 mL,,,,, | CLS7077B1 |  | Aldrich | Pyrex ® Shorty serological pipettes, disposable, sterile, plugged, individually wrapped |  | ,,,, | Corning , Corning Glass Serological Pipettes , Corning Pipettes , Corning Serological Pipettes , Labware , Liquid Handling Equipment , Manufacturer Browser , Pipettes , Pipettes, Pipettors and Tips , Pyrex Shorty serological pipettes, disposable, sterile, plugged, individually wrapped , Serological Pipettes |  | Corning, 7077B-1,1.0 mL volume, accuracy: 0.01 mL,215 mm | , |  |  | Corning, 7077B-1,1.0 mL volume, accuracy: 0.01 mL,215 mm
,5.0 mL volume, accuracy: 0.1 mL,,,,, | CLS7077B5 |  | Aldrich | Pyrex ® Shorty serological pipettes, disposable, sterile, plugged, individually wrapped |  | ,,,, | Corning , Corning Glass Serological Pipettes , Corning Pipettes , Corning Serological Pipettes , Labware , Liquid Handling Equipment , Manufacturer Browser , Pipettes , Pipettes, Pipettors and Tips , Pyrex Shorty serological pipettes, disposable, sterile, plugged, individually wrapped , Serological Pipettes |  | Corning, 7077B-5,5.0 mL volume, accuracy: 0.1 mL,215 mm | , |  |  | Corning, 7077B-5,5.0 mL volume, accuracy: 0.1 mL,215 mm
,10.0 mL volume, accuracy: 0.2 mL,,,,, | CLS7077B10 |  | Aldrich | Pyrex ® Shorty serological pipettes, disposable, sterile, plugged, individually wrapped |  | ,,,, | Corning , Corning Glass Serological Pipettes , Corning Pipettes , Corning Serological Pipettes , Labware , Liquid Handling Equipment , Manufacturer Browser , Pipettes , Pipettes, Pipettors and Tips , Pyrex Shorty serological pipettes, disposable, sterile, plugged, individually wrapped , Serological Pipettes |  | Corning, 7077B-10,10.0 mL volume, accuracy: 0.2 mL,215 mm | , |  |  | Corning, 7077B-10,10.0 mL volume, accuracy: 0.2 mL,215 mm
,25.0 mL volume, accuracy: 0.2 mL,,,,, | CLS7077B25 |  | Aldrich | Pyrex ® Shorty serological pipettes, disposable, sterile, plugged, individually wrapped |  | ,,,, | Corning , Corning Glass Serological Pipettes , Corning Pipettes , Corning Serological Pipettes , Labware , Liquid Handling Equipment , Manufacturer Browser , Pipettes , Pipettes, Pipettors and Tips , Pyrex Shorty serological pipettes, disposable, sterile, plugged, individually wrapped , Serological Pipettes |  | Corning, 7077B-25,25.0 mL volume, accuracy: 0.2 mL,300 mm | , |  |  | Corning, 7077B-25,25.0 mL volume, accuracy: 0.2 mL,300 mm
,50.0 mL volume, accuracy: 0.5 mL,,,,, | CLS7077B50 |  | Aldrich | Pyrex ® Shorty serological pipettes, disposable, sterile, plugged, individually wrapped |  | ,,,, | Corning , Corning Glass Serological Pipettes , Corning Pipettes , Corning Serological Pipettes , Labware , Liquid Handling Equipment , Manufacturer Browser , Pipettes , Pipettes, Pipettors and Tips , Pyrex Shorty serological pipettes, disposable, sterile, plugged, individually wrapped , Serological Pipettes |  | Corning, 7077B-50,50.0 mL volume, accuracy: 0.5 mL,358 mm | , |  |  | Corning, 7077B-50,50.0 mL volume, accuracy: 0.5 mL,358 mm
,5.0 mL volume,,,,, | CLS70875 |  | Aldrich | Pyrex ® wide tip serological pipettes, reusable, color-coded | 32070201 | ,,,, | Corning , Corning Glass Serological Pipettes , Corning Pipettes , Corning Serological Pipettes , Labware , Liquid Handling Equipment , Manufacturer Browser , Pipettes , Pipettes, Pipettors and Tips , Pyrex wide tip serological pipettes, reusable, color-coded , Serological Pipettes |  | 5.0 mL volume,Corning, 7087-5,0-4.9 mL graduations and accuracy, accuracy: 0.1 mL,subdivision 0.1 mL,8 mm × 350 mm | , |  |  | 5.0 mL volume,Corning, 7087-5,0-4.9 mL graduations and accuracy, accuracy: 0.1 mL,subdivision 0.1 mL,8 mm × 350 mm
,10.0 mL volume,,,,, | CLS708710 |  | Aldrich | Pyrex ® wide tip serological pipettes, reusable, color-coded |  | ,,,, | Corning , Corning Glass Serological Pipettes , Corning Pipettes , Corning Serological Pipettes , Labware , Liquid Handling Equipment , Manufacturer Browser , Pipettes , Pipettes, Pipettors and Tips , Pyrex wide tip serological pipettes, reusable, color-coded , Serological Pipettes |  | 10.0 mL volume,Corning, 7087-10,0-9.5 mL graduations and accuracy, accuracy: 0.1 mL,subdivision 0.1 mL,10 mm × 350 mm | , |  |  | 10.0 mL volume,Corning, 7087-10,0-9.5 mL graduations and accuracy, accuracy: 0.1 mL,subdivision 0.1 mL,10 mm × 350 mm
,25.0 mL volume,,,,, | CLS708725 |  | Aldrich | Pyrex ® wide tip serological pipettes, reusable, color-coded |  | ,,,, | Corning , Corning Glass Serological Pipettes , Corning Pipettes , Corning Serological Pipettes , Labware , Liquid Handling Equipment , Manufacturer Browser , Pipettes , Pipettes, Pipettors and Tips , Pyrex wide tip serological pipettes, reusable, color-coded , Serological Pipettes |  | 25.0 mL volume,Corning, 7087-25,0-24 mL graduations and accuracy, accuracy: 0.2 mL,subdivision 0.1 mL,14 mm × 440 mm | , |  |  | 25.0 mL volume,Corning, 7087-25,0-24 mL graduations and accuracy, accuracy: 0.2 mL,subdivision 0.1 mL,14 mm × 440 mm
,capacity 1.5 mL, with integrated bellows,,,,, | Z331783 |  | Sigma | BRAND ® dropping pipettes |  | ,,,, | BRAND , BRAND Pipets , Dropping pipettes , Labware , Liquid Handling Equipment , Manufacturer Browser , Pipettes , Pipettes, Pipettors and Tips , Transfer Pipettes |  | with integrated bellows,BRAND,1.5 mL,PE-LD,graduated,133 mm,pack of 100 | , |  |  | with integrated bellows,BRAND,1.5 mL,PE-LD,graduated,133 mm,pack of 100
,capacity 1.8 mL, with integrated pipetting bulb,,,,, | Z331775 |  | Sigma | BRAND ® dropping pipettes |  | ,,,, | BRAND , BRAND Pipets , Dropping pipettes , Labware , Liquid Handling Equipment , Manufacturer Browser , Pipettes , Pipettes, Pipettors and Tips , Transfer Pipettes |  | with integrated pipetting bulb,1.8 mL,PE-LD,graduated,98 mm,pkg of 250 | , |  |  | with integrated pipetting bulb,1.8 mL,PE-LD,graduated,98 mm,pkg of 250
,capacity 5 mL, with integrated bellows,,,,, | Z331805 |  | Sigma | BRAND ® dropping pipettes |  | ,,,, | BRAND , BRAND Pipets , Dropping pipettes , Labware , Liquid Handling Equipment , Manufacturer Browser , Pipettes , Pipettes, Pipettors and Tips , Transfer Pipettes |  | with integrated bellows,BRAND,5 mL,PE-LD,graduated,194 mm,pack of 100 | , |  |  | with integrated bellows,BRAND,5 mL,PE-LD,graduated,194 mm,pack of 100
Transfer pipette, polyethylene,general purpose, standard, bulb draw 3.2 mL, non-sterile,,,,, | Z135003 |  | Aldrich | 聚乙烯移液管 |  | ,,,, | Labware , Liquid Handling Equipment , Pipettes , Pipettes, Pipettors and Tips , Transfer Pipettes |  | 7.8 mm,non-sterile,150 mm,3.2 mL | , |  |  | 7.8 mm,non-sterile,150 mm,3.2 mL
Transfer pipette, polyethylene,general purpose, standard, bulb draw 3.2 mL, sterile,,,,, | Z350605 |  | Sigma | 聚乙烯移液管 |  | ,,,, | Labware , Liquid Handling Equipment , Pipettes , Pipettes, Pipettors and Tips , Transfer Pipettes |  | 7.8 mm,sterile,150 mm,3.2 mL | , |  |  | 7.8 mm,sterile,150 mm,3.2 mL
Transfer pipette, polyethylene,general purpose, standard, bulb draw 3.2 mL, sterile,,,,, | Z350591 |  | Sigma | 聚乙烯移液管 |  | ,,,, | Labware , Liquid Handling Equipment , Pipettes , Pipettes, Pipettors and Tips , Transfer Pipettes |  | 7.8 mm,sterile,150 mm,3.2 mL | , |  |  | 7.8 mm,sterile,150 mm,3.2 mL
Transfer pipette, polyethylene,general purpose, large bulb, draw 4.6 mL, non-sterile,,,,, | Z350613 |  | Sigma | 聚乙烯移液管 |  | ,,,, | Labware , Liquid Handling Equipment , Pipettes , Pipettes, Pipettors and Tips , Transfer Pipettes |  | 6.3 mm,4.6 mL,non-sterile,150 mm | , |  |  | 6.3 mm,4.6 mL,non-sterile,150 mm
Transfer pipette, polyethylene,general purpose, large bulb, draw 4.6 mL, sterile,,,,, | Z350648 |  | Sigma | 聚乙烯移液管 |  | ,,,, | Labware , Liquid Handling Equipment , Pipettes , Pipettes, Pipettors and Tips , Transfer Pipettes |  | 6.3 mm,4.6 mL,sterile,150 mm | , |  |  | 6.3 mm,4.6 mL,sterile,150 mm
Transfer pipette, polyethylene,general purpose, large bulb, draw 4.6 mL, sterile,,,,, | Z350621 |  | Sigma | 聚乙烯移液管 |  | ,,,, | Labware , Liquid Handling Equipment , Pipettes , Pipettes, Pipettors and Tips , Transfer Pipettes |  | 6.3 mm,4.6 mL,sterile,150 mm | , |  |  | 6.3 mm,4.6 mL,sterile,150 mm
Transfer pipette, polyethylene,general purpose, short, bulb draw 0.9 mL, non-sterile,,,,, | Z350656 |  | Sigma | 聚乙烯移液管 |  | ,,,, | Labware , Liquid Handling Equipment , Pipettes , Pipettes, Pipettors and Tips , Transfer Pipettes |  | 4.7 mm,non-sterile,87 mm,0.9 mL | , |  |  | 4.7 mm,non-sterile,87 mm,0.9 mL
Transfer pipette, polyethylene,general purpose, short, bulb draw 0.9 mL, sterile,,,,, | Z350672 |  | Sigma | 聚乙烯移液管 |  | ,,,, | Labware , Liquid Handling Equipment , Pipettes , Pipettes, Pipettors and Tips , Transfer Pipettes |  | 4.7 mm,sterile,87 mm,0.9 mL | , |  |  | 4.7 mm,sterile,87 mm,0.9 mL
Transfer pipette, polyethylene,general purpose, short, bulb draw 0.9 mL, sterile,,,,, | Z350664 |  | Sigma | 聚乙烯移液管 |  | ,,,, | Labware , Liquid Handling Equipment , Pipettes , Pipettes, Pipettors and Tips , Transfer Pipettes |  | 4.7 mm,sterile,87 mm,0.9 mL | , |  |  | 4.7 mm,sterile,87 mm,0.9 mL
Transfer pipette, polyethylene,general purpose blood bank, bulb draw 1.9 mL, non-sterile,,,,, | Z135062 |  | Sigma | 聚乙烯移液管 |  | ,,,, | Labware , Liquid Handling Equipment , Pipettes , Pipettes, Pipettors and Tips , Transfer Pipettes |  | 6.7 mm,non-sterile,155 mm,1.9 mL | , |  |  | 6.7 mm,non-sterile,155 mm,1.9 mL
Transfer pipette, polyethylene,general purpose blood bank, bulb draw 1.9 mL, sterile,,,,, | Z350699 |  | Sigma | 聚乙烯移液管 |  | ,,,, | Labware , Liquid Handling Equipment , Pipettes , Pipettes, Pipettors and Tips , Transfer Pipettes |  | 6.7 mm,sterile,155 mm,1.9 mL | , |  |  | 6.7 mm,sterile,155 mm,1.9 mL
Transfer pipette, polyethylene,general purpose blood bank, bulb draw 1.9 mL, sterile,,,,, | Z350680 |  | Sigma | 聚乙烯移液管 |  | ,,,, | Labware , Liquid Handling Equipment , Pipettes , Pipettes, Pipettors and Tips , Transfer Pipettes |  | 6.7 mm,sterile,155 mm,1.9 mL | , |  |  | 6.7 mm,sterile,155 mm,1.9 mL
Transfer pipette, polyethylene,general purpose, large aperture, bulb draw 4.6 mL, non-sterile,,,,, | Z350702 |  | Sigma | 聚乙烯移液管 |  | ,,,, | Labware , Liquid Handling Equipment , Pipettes , Pipettes, Pipettors and Tips , Transfer Pipettes |  | 6.3 mm,non-sterile,137 mm,4.6 mL | , |  |  | 6.3 mm,non-sterile,137 mm,4.6 mL
Transfer pipette, polyethylene,general purpose, large aperture, bulb draw 4.6 mL, sterile,,,,, | Z350729 |  | Sigma | 聚乙烯移液管 |  | ,,,, | Labware , Liquid Handling Equipment , Pipettes , Pipettes, Pipettors and Tips , Transfer Pipettes |  | 6.3 mm,sterile,137 mm,4.6 mL | , |  |  | 6.3 mm,sterile,137 mm,4.6 mL
Transfer pipette, polyethylene,general purpose, large aperture, bulb draw 4.6 mL, sterile,,,,, | Z350710 |  | Sigma | 聚乙烯移液管 |  | ,,,, | Labware , Liquid Handling Equipment , Pipettes , Pipettes, Pipettors and Tips , Transfer Pipettes |  | 6.3 mm,sterile,137 mm,4.6 mL | , |  |  | 6.3 mm,sterile,137 mm,4.6 mL
Transfer pipette, polyethylene,general purpose, long (9"), bulb draw 2.3 mL, non-sterile,,,,, | Z135054 |  | Sigma | 聚乙烯移液管 |  | ,,,, | Labware , Liquid Handling Equipment , Pipettes , Pipettes, Pipettors and Tips , Transfer Pipettes |  | 5 mm,non-sterile,225 mm,2.3 mL | , |  |  | 5 mm,non-sterile,225 mm,2.3 mL
Transfer pipette, polyethylene,general purpose, long (9"), bulb draw 2.3 mL, sterile,,,,, | Z350745 |  | Sigma | 聚乙烯移液管 |  | ,,,, | Labware , Liquid Handling Equipment , Pipettes , Pipettes, Pipettors and Tips , Transfer Pipettes |  | 5 mm,sterile,225 mm,2.3 mL | , |  |  | 5 mm,sterile,225 mm,2.3 mL
Transfer pipette, polyethylene,general purpose, long (9"), bulb draw 2.3 mL, sterile,,,,, | Z350737 |  | Sigma | 聚乙烯移液管 |  | ,,,, | Labware , Liquid Handling Equipment , Pipettes , Pipettes, Pipettors and Tips , Transfer Pipettes |  | 5 mm,sterile,225 mm,2.3 mL | , |  |  | 5 mm,sterile,225 mm,2.3 mL
Transfer pipette, polyethylene,general purpose, extra long (12"), bulb draw 7.1 mL, non-sterile,,,,, | Z350753 |  | Sigma | 聚乙烯移液管 |  | ,,,, | Labware , Liquid Handling Equipment , Pipettes , Pipettes, Pipettors and Tips , Transfer Pipettes |  | 9 mm,non-sterile,300 mm,7.1 mL | , |  |  | 9 mm,non-sterile,300 mm,7.1 mL
Transfer pipette, polyethylene,general purpose, extra long (12"), bulb draw 7.1 mL, sterile,,,,, | Z350788 |  | Sigma | 聚乙烯移液管 |  | ,,,, | Labware , Liquid Handling Equipment , Pipettes , Pipettes, Pipettors and Tips , Transfer Pipettes |  | sleeve of 20,9 mm,sterile,300 mm,7.1 mL | , |  |  | sleeve of 20,9 mm,sterile,300 mm,7.1 mL
Transfer pipette, polyethylene,general purpose, extra long (12"), bulb draw 7.1 mL, sterile,,,,, | Z350761 |  | Sigma | 聚乙烯移液管 |  | ,,,, | Labware , Liquid Handling Equipment , Pipettes , Pipettes, Pipettors and Tips , Transfer Pipettes |  | 9 mm,sterile,300 mm,7.1 mL | , |  |  | 9 mm,sterile,300 mm,7.1 mL
Transfer pipette, polyethylene,graduated to 1 mL, bulb draw 3.1 mL, non-sterile,,,,, | Z135011 |  | Sigma | 聚乙烯移液管 |  | ,,,, | Hematology and Histology Lab Accessories , Labware , Liquid Handling Equipment , Pipettes , Pipettes, Pipettors and Tips , Transfer Pipettes , 细胞生物学 , 血液学和组织学 |  | 5 mm,non-sterile,150 mm,3.1 mL | , |  |  | 5 mm,non-sterile,150 mm,3.1 mL
Transfer pipette, polyethylene,graduated to 1 mL, bulb draw 3.1 mL, sterile,,,,, | Z354287 |  | Sigma | 聚乙烯移液管 |  | ,,,, | Labware , Liquid Handling Equipment , Pipettes , Pipettes, Pipettors and Tips , Transfer Pipettes |  | 5 mm,sterile,150 mm,3.1 mL | , |  |  | 5 mm,sterile,150 mm,3.1 mL
Transfer pipette, polyethylene,graduated to 1 mL, bulb draw 3.1 mL, sterile,,,,, | Z135070 |  | Sigma | 聚乙烯移液管 |  | ,,,, | Labware , Liquid Handling Equipment , Pipettes , Pipettes, Pipettors and Tips , Transfer Pipettes |  | 5 mm,sterile,150 mm,3.1 mL | , |  |  | 5 mm,sterile,150 mm,3.1 mL
Transfer pipette, polyethylene,graduated to 1 mL, bulb draw 5.0 mL, sterile,,,,, | Z135089 |  | Sigma | 聚乙烯移液管 |  | ,,,, | Labware , Liquid Handling Equipment , Pipettes , Pipettes, Pipettors and Tips , Transfer Pipettes |  | pkg of 10 ea,6 mm,sterile,150 mm,5.0 mL | , |  |  | pkg of 10 ea,6 mm,sterile,150 mm,5.0 mL
Transfer pipette, polyethylene,graduated to 2 mL, blood bank, bulb draw 1.8 mL, non-sterile,,,,, | Z354309 |  | Sigma | 聚乙烯移液管 |  | ,,,, | Labware , Liquid Handling Equipment , Pipettes , Pipettes, Pipettors and Tips , Transfer Pipettes |  | 7 mm,non-sterile,156 mm,1.8 mL | , |  |  | 7 mm,non-sterile,156 mm,1.8 mL
Transfer pipette, polyethylene,graduated to 2 mL, blood bank, bulb draw 1.8 mL, sterile,,,,, | Z350842 |  | Sigma | 聚乙烯移液管 |  | ,,,, | Labware , Liquid Handling Equipment , Pipettes , Pipettes, Pipettors and Tips , Transfer Pipettes |  | 7 mm,sterile,156 mm,1.8 mL | , |  |  | 7 mm,sterile,156 mm,1.8 mL
Transfer pipette, polyethylene,graduated to 2 mL, blood bank, bulb draw 1.8 mL, sterile,,,,, | Z350834 |  | Sigma | 聚乙烯移液管 |  | ,,,, | Labware , Liquid Handling Equipment , Pipettes , Pipettes, Pipettors and Tips , Transfer Pipettes |  | 7 mm,sterile,156 mm,1.8 mL | , |  |  | 7 mm,sterile,156 mm,1.8 mL
Transfer pipette, polyethylene,graduated to 3 mL, bulb draw 3.2 mL, non-sterile,,,,, | Z350796 |  | Sigma | 聚乙烯移液管 |  | ,,,, | Labware , Liquid Handling Equipment , Pipettes , Pipettes, Pipettors and Tips , Transfer Pipettes |  | 7.8 mm,non-sterile,150 mm,3.2 mL | , |  |  | 7.8 mm,non-sterile,150 mm,3.2 mL
Transfer pipette, polyethylene,graduated to 3 mL, bulb draw 3.2 mL, sterile,,,,, | Z350826 |  | Sigma | 聚乙烯移液管 |  | ,,,, | Labware , Liquid Handling Equipment , Pipettes , Pipettes, Pipettors and Tips , Transfer Pipettes |  | 7.8 mm,sterile,150 mm,3.2 mL | , |  |  | 7.8 mm,sterile,150 mm,3.2 mL
Transfer pipette, polyethylene,graduated to 3 mL, bulb draw 3.2 mL, sterile,,,,, | Z350818 |  | Sigma | 聚乙烯移液管 |  | ,,,, | Labware , Liquid Handling Equipment , Pipettes , Pipettes, Pipettors and Tips , Transfer Pipettes |  | 7.8 mm,sterile,150 mm,3.2 mL | , |  |  | 7.8 mm,sterile,150 mm,3.2 mL
Transfer pipette, polyethylene,narrow short stem, Large bulb, draw 3.0 mL, non-sterile,,,,, | Z354317 |  | Sigma | 聚乙烯移液管 |  | ,,,, | Labware , Liquid Handling Equipment , Pipettes , Pipettes, Pipettors and Tips , Transfer Pipettes |  | 2.5 mm,3.0 mL,non-sterile,83 mm | , |  |  | 2.5 mm,3.0 mL,non-sterile,83 mm
Transfer pipette, polyethylene,narrow short stem, large bulb, draw 3.0 mL, sterile,,,,, | Z350974 |  | Sigma | 聚乙烯移液管 |  | ,,,, | Labware , Liquid Handling Equipment , Pipettes , Pipettes, Pipettors and Tips , Transfer Pipettes |  | 2.5 mm,3.0 mL,sterile,83 mm | , |  |  | 2.5 mm,3.0 mL,sterile,83 mm
Transfer pipette, polyethylene,narrow short stem, large bulb, draw 3.0 mL, sterile,,,,, | Z350966 |  | Sigma | 聚乙烯移液管 |  | ,,,, | Labware , Liquid Handling Equipment , Pipettes , Pipettes, Pipettors and Tips , Transfer Pipettes |  | 2.5 mm,3.0 mL,sterile,83 mm | , |  |  | 2.5 mm,3.0 mL,sterile,83 mm
Transfer pipette, polyethylene,narrow standard stem, bulb draw 3.1 mL, non-sterile,,,,, | Z135046 |  | Sigma | 聚乙烯移液管 |  | ,,,, | Labware , Liquid Handling Equipment , Pipettes , Pipettes, Pipettors and Tips , Transfer Pipettes |  | 2.5 mm,non-sterile,150 mm,3.1 mL | , |  |  | 2.5 mm,non-sterile,150 mm,3.1 mL
Transfer pipette, polyethylene,narrow standard stem, bulb draw 3.1 mL, sterile,,,,, | Z350990 |  | Sigma | 聚乙烯移液管 |  | ,,,, | Labware , Liquid Handling Equipment , Pipettes , Pipettes, Pipettors and Tips , Transfer Pipettes |  | 2.5 mm,sterile,150 mm,3.1 mL | , |  |  | 2.5 mm,sterile,150 mm,3.1 mL
Transfer pipette, polyethylene,narrow standard stem, bulb draw 3.1 mL, sterile,,,,, | Z350982 |  | Sigma | 聚乙烯移液管 |  | ,,,, | Labware , Liquid Handling Equipment , Pipettes , Pipettes, Pipettors and Tips , Transfer Pipettes |  | 2.5 mm,sterile,150 mm,3.1 mL | , |  |  | 2.5 mm,sterile,150 mm,3.1 mL
Transfer pipette, polyethylene,narrow stem, large bulb, draw 7.7 mL, non-sterile,,,,, | Z351008 |  | Sigma | 聚乙烯移液管 |  | ,,,, | Labware , Liquid Handling Equipment , Pipettes , Pipettes, Pipettors and Tips , Transfer Pipettes |  | 3 mm,7.7 mL,non-sterile,150 mm | , |  |  | 3 mm,7.7 mL,non-sterile,150 mm
Transfer pipette, polyethylene,narrow stem, large bulb, draw 7.7 mL, sterile,,,,, | Z351024 |  | Sigma | 聚乙烯移液管 |  | ,,,, | Labware , Liquid Handling Equipment , Pipettes , Pipettes, Pipettors and Tips , Transfer Pipettes |  | 3 mm,7.7 mL,sterile,150 mm | , |  |  | 3 mm,7.7 mL,sterile,150 mm
Transfer pipette, polyethylene,narrow stem, large bulb, draw 7.7 mL, sterile,,,,, | Z351016 |  | Sigma | 聚乙烯移液管 |  | ,,,, | Labware , Liquid Handling Equipment , Pipettes , Pipettes, Pipettors and Tips , Transfer Pipettes |  | 3 mm,7.7 mL,sterile,150 mm | , |  |  | 3 mm,7.7 mL,sterile,150 mm
Transfer pipette, polyethylene,narrow two-step stem, bulb draw 3.0 mL, non-sterile,,,,, | Z351032 |  | Sigma | 聚乙烯移液管 |  | ,,,, | Labware , Liquid Handling Equipment , Pipettes , Pipettes, Pipettors and Tips , Transfer Pipettes |  | 8 mm,non-sterile,155 mm,3.0 mL | , |  |  | 8 mm,non-sterile,155 mm,3.0 mL
Transfer pipette, polyethylene,narrow two-step stem, bulb draw 3.0 mL, sterile,,,,, | Z351040 |  | Sigma | 聚乙烯移液管 |  | ,,,, | Labware , Liquid Handling Equipment , Pipettes , Pipettes, Pipettors and Tips , Transfer Pipettes |  | 8 mm,sterile,155 mm,3.0 mL | , |  |  | 8 mm,sterile,155 mm,3.0 mL
Transfer pipette, polyethylene,fine tip extended, small bulb, draw 1.0 mL, non-sterile,,,,, | Z354333 |  | Sigma | 聚乙烯移液管 |  | ,,,, | Labware , Liquid Handling Equipment , Pipettes , Pipettes, Pipettors and Tips , Transfer Pipettes |  | 3 mm,1.0 mL,non-sterile,104 mm | , |  |  | 3 mm,1.0 mL,non-sterile,104 mm
Transfer pipette, polyethylene,fine tip extended, small bulb, draw 1.0 mL, sterile,,,,, | Z350915 |  | Sigma | 聚乙烯移液管 |  | ,,,, | Labware , Liquid Handling Equipment , Pipettes , Pipettes, Pipettors and Tips , Transfer Pipettes |  | 3 mm,1.0 mL,sterile,104 mm | , |  |  | 3 mm,1.0 mL,sterile,104 mm
Transfer pipette, polyethylene,fine tip extended, small bulb, draw 1.0 mL, sterile,,,,, | Z350907 |  | Sigma | 聚乙烯移液管 |  | ,,,, | Labware , Liquid Handling Equipment , Pipettes , Pipettes, Pipettors and Tips , Transfer Pipettes |  | 3 mm,1.0 mL,sterile,104 mm | , |  |  | 3 mm,1.0 mL,sterile,104 mm
Transfer pipette, polyethylene,fine tip standard, bulb draw 3.3 mL, non-sterile,,,,, | Z135038 |  | Sigma | 聚乙烯移液管 |  | ,,,, | Labware , Liquid Handling Equipment , Pipettes , Pipettes, Pipettors and Tips , Transfer Pipettes |  | 5 mm,non-sterile,144 mm,3.3 mL | , |  |  | 5 mm,non-sterile,144 mm,3.3 mL
Transfer pipette, polyethylene,fine tip standard, bulb draw 3.3 mL, sterile,,,,, | Z350869 |  | Sigma | 聚乙烯移液管 |  | ,,,, | Labware , Liquid Handling Equipment , Pipettes , Pipettes, Pipettors and Tips , Transfer Pipettes |  | 5 mm,sterile,144 mm,3.3 mL | , |  |  | 5 mm,sterile,144 mm,3.3 mL
Transfer pipette, polyethylene,fine tip standard, bulb draw 3.3 mL, sterile,,,,, | Z350850 |  | Sigma | 聚乙烯移液管 |  | ,,,, | Labware , Liquid Handling Equipment , Pipettes , Pipettes, Pipettors and Tips , Transfer Pipettes |  | 5 mm,sterile,144 mm,3.3 mL | , |  |  | 5 mm,sterile,144 mm,3.3 mL
Transfer pipette, polyethylene,fine tip, large bulb, draw 4.3 mL, non-sterile,,,,, | Z350877 |  | Sigma | 聚乙烯移液管 |  | ,,,, | Labware , Liquid Handling Equipment , Pipettes , Pipettes, Pipettors and Tips , Transfer Pipettes |  | 6.3 mm,4.3 mL,non-sterile,150 mm | , |  |  | 6.3 mm,4.3 mL,non-sterile,150 mm
Transfer pipette, polyethylene,fine tip, large bulb, draw 4.3 mL, sterile,,,,, | Z350893 |  | Sigma | 聚乙烯移液管 |  | ,,,, | Labware , Liquid Handling Equipment , Pipettes , Pipettes, Pipettors and Tips , Transfer Pipettes |  | 6.3 mm,4.3 mL,sterile,150 mm | , |  |  | 6.3 mm,4.3 mL,sterile,150 mm
Transfer pipette, polyethylene,fine tip, large bulb, draw 4.3 mL, sterile,,,,, | Z350885 |  | Sigma | 聚乙烯移液管 |  | ,,,, | Labware , Liquid Handling Equipment , Pipettes , Pipettes, Pipettors and Tips , Transfer Pipettes |  | 6.3 mm,4.3 mL,sterile,150 mm | , |  |  | 6.3 mm,4.3 mL,sterile,150 mm
Transfer pipette, polyethylene,fine tip extended, large bulb, draw 3.0 mL, non-sterile,,,,, | Z354368 |  | Sigma | 聚乙烯移液管 |  | ,,,, | Labware , Liquid Handling Equipment , Pipettes , Pipettes, Pipettors and Tips , Transfer Pipettes |  | 3 mm,3.0 mL,non-sterile,153 mm | , |  |  | 3 mm,3.0 mL,non-sterile,153 mm
Transfer pipette, polyethylene,fine tip extended, large bulb, draw 3.0 mL, sterile,,,,, | Z350931 |  | Sigma | 聚乙烯移液管 |  | ,,,, | Labware , Liquid Handling Equipment , Pipettes , Pipettes, Pipettors and Tips , Transfer Pipettes |  | 3 mm,3.0 mL,sterile,153 mm | , |  |  | 3 mm,3.0 mL,sterile,153 mm
Transfer pipette, polyethylene,fine tip extended, large bulb, draw 3.0 mL, sterile,,,,, | Z350923 |  | Sigma | 聚乙烯移液管 |  | ,,,, | Labware , Liquid Handling Equipment , Pipettes , Pipettes, Pipettors and Tips , Transfer Pipettes |  | 3 mm,3.0 mL,sterile,153 mm | , |  |  | 3 mm,3.0 mL,sterile,153 mm
Transfer pipette, polyethylene,fine tip, short stem, bulb draw 1.0 mL, non-sterile,,,,, | Z350958 |  | Sigma | 聚乙烯移液管 |  | ,,,, | Labware , Liquid Handling Equipment , Pipettes , Pipettes, Pipettors and Tips , Transfer Pipettes |  | 1.2 mm,non-sterile,50 mm,1.0 mL | , |  |  | 1.2 mm,non-sterile,50 mm,1.0 mL
,volume 0.5 mL , with 0.01 subdivisions,,,,, | Z325880 |  | Sigma | BRAND ® BLAUBRAND ® ETERNA graduated pipette, calibrated to deliver |  | ,,,, | BRAND , BRAND Graduated pipettes , BRAND Volumetric , Class A/AS , Labware , Manufacturer Browser , Volumetric , Volumetric Pipettes |  | according to DIN 12 697,subdivision 0.01 mL,AR-Glas ®,class AS with batch number,0.5 mL , with 0.01 subdivisions | , |  |  | according to DIN 12 697,subdivision 0.01 mL,AR-Glas ®,class AS with batch number,0.5 mL , with 0.01 subdivisions
,type 3, (zero on top), volume 1 mL , with 0.01 subdivisions,,,,, | Z325899 |  | Sigma | BRAND ® BLAUBRAND ® ETERNA graduated pipette, calibrated to deliver |  | ,,,, | BRAND , BRAND Graduated pipettes , BRAND Volumetric , Class A/AS , Labware , Manufacturer Browser , Volumetric , Volumetric Pipettes |  | according to DIN 12 697,subdivision 0.01,AR-Glas ®,class AS with batch number,1 mL , with 0.01 subdivisions | , |  |  | according to DIN 12 697,subdivision 0.01,AR-Glas ®,class AS with batch number,1 mL , with 0.01 subdivisions
,type 3, (zero on top), volume 2 mL , with 0.02 subdivisions,,,,, | Z325902 |  | Sigma | BRAND ® BLAUBRAND ® ETERNA graduated pipette, calibrated to deliver |  | ,,,, | BRAND , BRAND Graduated pipettes , BRAND Volumetric , Class A/AS , Labware , Manufacturer Browser , Volumetric , Volumetric Pipettes |  | according to DIN 12 697,subdivision 0.02 mL,AR-Glas ®,class AS with batch number,2 mL , with 0.02 subdivisions | , |  |  | according to DIN 12 697,subdivision 0.02 mL,AR-Glas ®,class AS with batch number,2 mL , with 0.02 subdivisions
,type 3, (zero on top), volume 5 mL , with 0.05 subdivisions, suitable for cotton plugs,,,,, | Z325910 |  | Sigma | BRAND ® BLAUBRAND ® ETERNA graduated pipette, calibrated to deliver |  | ,,,, | BRAND , BRAND Graduated pipettes , BRAND Volumetric , Class A/AS , Labware , Manufacturer Browser , Volumetric , Volumetric Pipettes |  | according to DIN 12 697,with large suction tube suitable for cotton plugs,AR-Glas ®,class AS with batch number,5 mL , with 0.05 subdivisions | , |  |  | according to DIN 12 697,with large suction tube suitable for cotton plugs,AR-Glas ®,class AS with batch number,5 mL , with 0.05 subdivisions
,type 3, (zero on top), volume 5 mL , with 0.1 subdivisions, suitable for cotton plugs,,,,, | Z325929 |  | Sigma | BRAND ® BLAUBRAND ® ETERNA graduated pipette, calibrated to deliver |  | ,,,, | BRAND , BRAND Graduated pipettes , BRAND Volumetric , Class A/AS , Labware , Manufacturer Browser , Volumetric , Volumetric Pipettes |  | according to DIN 12 697,with large suction tube suitable for cotton plugs,AR-Glas ®,class AS with batch number,5 mL , with 0.1 subdivisions | , |  |  | according to DIN 12 697,with large suction tube suitable for cotton plugs,AR-Glas ®,class AS with batch number,5 mL , with 0.1 subdivisions
,type 3, (zero on top), volume 10 mL , with 0.1 subdivisions, suitable for cotton plugs,,,,, | Z325937 |  | Sigma | BRAND ® BLAUBRAND ® ETERNA graduated pipette, calibrated to deliver |  | ,,,, | BRAND , BRAND Graduated pipettes , BRAND Volumetric , Class A/AS , Labware , Manufacturer Browser , Volumetric , Volumetric Pipettes |  | according to DIN 12 697,with large suction tube suitable for cotton plugs,AR-Glas ®,class AS with batch number,10 mL , with 0.1 subdivisions | , |  |  | according to DIN 12 697,with large suction tube suitable for cotton plugs,AR-Glas ®,class AS with batch number,10 mL , with 0.1 subdivisions
,type 3, (zero on top), volume 20 mL , with 0.1 subdivisions, suitable for cotton plugs,,,,, | Z325945 |  | Sigma | BRAND ® BLAUBRAND ® ETERNA graduated pipette, calibrated to deliver |  | ,,,, | BRAND , BRAND Graduated pipettes , BRAND Volumetric , Class A/AS , Labware , Manufacturer Browser , Volumetric , Volumetric Pipettes |  | according to DIN 12 697,with large suction tube suitable for cotton plugs,AR-Glas ®,class AS with batch number,20 mL , with 0.1 subdivisions | , |  |  | according to DIN 12 697,with large suction tube suitable for cotton plugs,AR-Glas ®,class AS with batch number,20 mL , with 0.1 subdivisions
,type 3, (zero on top), volume 25 mL , with 0.1 subdivisions,,,,, | Z325953 |  | Sigma | BRAND ® BLAUBRAND ® ETERNA graduated pipette, calibrated to deliver |  | ,,,, | BRAND , BRAND Graduated pipettes , BRAND Volumetric , Class A/AS , Labware , Manufacturer Browser , Volumetric , Volumetric Pipettes |  | according to DIN 12 697,with large suction tube suitable for cotton plugs,AR-Glas ®,class AS with batch number,25 mL , with 0.1 subdivisions | , |  |  | according to DIN 12 697,with large suction tube suitable for cotton plugs,AR-Glas ®,class AS with batch number,25 mL , with 0.1 subdivisions
,type 3 (zero on top), volume 1 mL , with 0.01 subdivisions, suitable for cotton plugs,,,,, | Z326003 |  | Sigma | BRAND ® BLAUBRAND ® ETERNA graduated pipette, calibrated to deliver |  | ,,,, | BRAND , BRAND Graduated pipettes , BRAND Volumetric , Class A/AS , Labware , Manufacturer Browser , Volumetric , Volumetric Pipettes |  | according to DIN 12 697,subdivision 0.01 mL,AR-Glas ®,amber graduations,1 mL , with 0.01 subdivisions | , |  |  | according to DIN 12 697,subdivision 0.01 mL,AR-Glas ®,amber graduations,1 mL , with 0.01 subdivisions
,type 3, (zero on top), volume 2 mL , with 0.02 subdivisions, suitable for cotton plugs,,,,, | Z326011 |  | Sigma | BRAND ® BLAUBRAND ® ETERNA graduated pipette, calibrated to deliver |  | ,,,, | BRAND , BRAND Graduated pipettes , BRAND Volumetric , Class A/AS , Labware , Manufacturer Browser , Volumetric , Volumetric Pipettes |  | according to DIN 12 697,subdivision 0.02 mL,AR-Glas ®,amber graduations,2 mL , with 0.02 subdivisions | , |  |  | according to DIN 12 697,subdivision 0.02 mL,AR-Glas ®,amber graduations,2 mL , with 0.02 subdivisions
,type 2, volume 20 mL , with 0.1 ml subdivisions, suitable for cotton plugs,,,,, | BR27844 |  | Aldrich | BRAND ® BLAUBRAND ® ETERNA graduated pipette, calibrated to deliver |  | ,,,, | BRAND , BRAND Graduated pipettes , BRAND Volumetric , Class A/AS , Labware , Manufacturer Browser , Volumetric , Volumetric Pipettes |  | according to DIN 12 697,BRAND, 27844,AR-Glas ®,class AS with batch number,20 mL , with 0.1 ml subdivisions | , |  |  | according to DIN 12 697,BRAND, 27844,AR-Glas ®,class AS with batch number,20 mL , with 0.1 ml subdivisions
,type 2, volume 5 mL , with 0.05 ml subdivisions, suitable for cotton plugs,,,,, | BR27841 |  | Aldrich | BRAND ® BLAUBRAND ® ETERNA graduated pipette, calibrated to deliver |  | ,,,, | BRAND , BRAND Graduated pipettes , BRAND Volumetric , Class A/AS , Labware , Manufacturer Browser , Volumetric , Volumetric Pipettes |  | according to DIN 12 697,BRAND, 27841,AR-Glas ®,class AS with batch number,5 mL , with 0.05 ml subdivisions | , |  |  | according to DIN 12 697,BRAND, 27841,AR-Glas ®,class AS with batch number,5 mL , with 0.05 ml subdivisions
,type 2, volume 0.5 mL , with 0.01 ml subdivisions,,,,, | BR27836 |  | Aldrich | BRAND ® BLAUBRAND ® ETERNA graduated pipette, calibrated to deliver |  | ,,,, | BRAND , BRAND Graduated pipettes , BRAND Volumetric , Class A/AS , Labware , Manufacturer Browser , Volumetric , Volumetric Pipettes |  | according to DIN 12 697,BRAND, 27836,AR-Glas ®,class AS with batch number,0.5 mL , with 0.01 ml subdivisions | , |  |  | according to DIN 12 697,BRAND, 27836,AR-Glas ®,class AS with batch number,0.5 mL , with 0.01 ml subdivisions
,type 2, volume 1.0 mL , with 0.01 ml subdivisions,,,,, | BR27837 |  | Aldrich | BRAND ® BLAUBRAND ® ETERNA graduated pipette, calibrated to deliver |  | ,,,, | BRAND , BRAND Graduated pipettes , BRAND Volumetric , Class A/AS , Labware , Manufacturer Browser , Volumetric , Volumetric Pipettes |  | according to DIN 12 697,BRAND, 27837,AR-Glas ®,class AS with batch number,1.0 mL , with 0.01 ml subdivisions | , |  |  | according to DIN 12 697,BRAND, 27837,AR-Glas ®,class AS with batch number,1.0 mL , with 0.01 ml subdivisions
,type 2, volume 1.0 mL , with 0.01 ml subdivisions, suitable for cotton plugs,,,,, | BR27847 |  | Aldrich | BRAND ® BLAUBRAND ® ETERNA graduated pipette, calibrated to deliver |  | ,,,, | BRAND , BRAND Graduated pipettes , BRAND Volumetric , Class A/AS , Labware , Manufacturer Browser , Volumetric , Volumetric Pipettes |  | according to DIN 12 697,BRAND, 27847,AR-Glas ®,class AS with batch number,1.0 mL , with 0.01 ml subdivisions | , |  |  | according to DIN 12 697,BRAND, 27847,AR-Glas ®,class AS with batch number,1.0 mL , with 0.01 ml subdivisions
,type 2, volume 10 mL , with 0.1 ml subdivisions, suitable for cotton plugs,,,,, | BR27843 |  | Aldrich | BRAND ® BLAUBRAND ® ETERNA graduated pipette, calibrated to deliver |  | ,,,, | BRAND , BRAND Graduated pipettes , BRAND Volumetric , Class A/AS , Labware , Manufacturer Browser , Volumetric , Volumetric Pipettes |  | according to DIN 12 697,BRAND, 27843,AR-Glas ®,class AS with batch number,10 mL , with 0.1 ml subdivisions | , |  |  | according to DIN 12 697,BRAND, 27843,AR-Glas ®,class AS with batch number,10 mL , with 0.1 ml subdivisions
,type 2, volume 2 mL , with 0.02 ml subdivisions,,,,, | BR27839 |  | Aldrich | BRAND ® BLAUBRAND ® ETERNA graduated pipette, calibrated to deliver |  | ,,,, | BRAND , BRAND Graduated pipettes , BRAND Volumetric , Class A/AS , Labware , Manufacturer Browser , Volumetric , Volumetric Pipettes |  | according to DIN 12 697,BRAND, 27839,AR-Glas ®,class AS with batch number,2 mL , with 0.02 ml subdivisions | , |  |  | according to DIN 12 697,BRAND, 27839,AR-Glas ®,class AS with batch number,2 mL , with 0.02 ml subdivisions
,type 2, volume 2 mL , with 0.02 ml subdivisions, suitable for cotton plugs,,,,, | BR27848 |  | Aldrich | BRAND ® BLAUBRAND ® ETERNA graduated pipette, calibrated to deliver |  | ,,,, | BRAND , BRAND Graduated pipettes , BRAND Volumetric , Class A/AS , Labware , Manufacturer Browser , Volumetric , Volumetric Pipettes |  | according to DIN 12 697,BRAND, 27848,AR-Glas ®,class AS with batch number,2 mL , with 0.02 ml subdivisions | , |  |  | according to DIN 12 697,BRAND, 27848,AR-Glas ®,class AS with batch number,2 mL , with 0.02 ml subdivisions
,type 2, volume 25 mL , with 0.1 ml subdivisions, suitable for cotton plugs,,,,, | BR27845 |  | Aldrich | BRAND ® BLAUBRAND ® ETERNA graduated pipette, calibrated to deliver |  | ,,,, | BRAND , BRAND Graduated pipettes , BRAND Volumetric , Class A/AS , Labware , Manufacturer Browser , Volumetric , Volumetric Pipettes |  | according to DIN 12 697,BRAND, 27845,AR-Glas ®,class AS with batch number,25 mL , with 0.1 ml subdivisions | , |  |  | according to DIN 12 697,BRAND, 27845,AR-Glas ®,class AS with batch number,25 mL , with 0.1 ml subdivisions
,type 2, volume 5 mL , with 0.1 ml subdivisions, suitable for cotton plugs,,,,, | BR27842 |  | Aldrich | BRAND ® BLAUBRAND ® ETERNA graduated pipette, calibrated to deliver |  | ,,,, | BRAND , BRAND Graduated pipettes , BRAND Volumetric , Class A/AS , Labware , Manufacturer Browser , Volumetric , Volumetric Pipettes |  | according to DIN 12 697,BRAND, 27842,AR-Glas ®,class AS with batch number,5 mL , with 0.1 ml subdivisions | , |  |  | according to DIN 12 697,BRAND, 27842,AR-Glas ®,class AS with batch number,5 mL , with 0.1 ml subdivisions
,volume 0.1 mL,,,,, | Z325767 |  | Sigma | BRAND ® BLAUBRAND ® graduated pipette, calibrated to contain |  | ,,,, | BRAND , BRAND Graduated pipettes , BRAND Volumetric , Class A/AS , Labware , Manufacturer Browser , Volumetric , Volumetric Pipettes |  | supplementary to DIN range,0.1 mL,AR-Glas ®,conformity certified with batch number,360 mm | , |  |  | supplementary to DIN range,0.1 mL,AR-Glas ®,conformity certified with batch number,360 mm
,volume 0.2 mL,,,,, | Z325775 |  | Sigma | BRAND ® BLAUBRAND ® graduated pipette, calibrated to contain |  | ,,,, | BRAND , BRAND Graduated pipettes , BRAND Volumetric , Class A/AS , Labware , Manufacturer Browser , Volumetric , Volumetric Pipettes |  | supplementary to DIN range,0.2 mL,AR-Glas ®,conformity certified with batch number,360 mm | , |  |  | supplementary to DIN range,0.2 mL,AR-Glas ®,conformity certified with batch number,360 mm
,type 3 (zero on top), volume 0.5 mL , with 0.01 subdivisions,,,,, | Z325600 |  | Sigma | BRAND ® BLAUBRAND ® graduated pipette, calibrated to deliver (TD, EX) |  | ,,,, | BRAND , BRAND Graduated pipettes , BRAND Volumetric , Class A/AS , Labware , Manufacturer Browser , Volumetric , Volumetric Pipettes |  | according to DIN 12 697,total delivery (Ex + 15 sec waiting time),AR-Glas ®,class AS,0.5 mL , with 0.01 subdivisions | , |  |  | according to DIN 12 697,total delivery (Ex + 15 sec waiting time),AR-Glas ®,class AS,0.5 mL , with 0.01 subdivisions
,type 3 (zero on top), volume 1 mL , with 0.01 subdivisions, suitable for cotton plugs,,,,, | Z325643 |  | Sigma | BRAND ® BLAUBRAND ® graduated pipette, calibrated to deliver (TD, EX) |  | ,,,, | BRAND , BRAND Graduated pipettes , BRAND Volumetric , Class A/AS , Labware , Manufacturer Browser , Volumetric , Volumetric Pipettes |  | according to DIN 12 697,total delivery (Ex + 15 sec waiting time),AR-Glas ®,class AS,1 mL , with 0.01 subdivisions | , |  |  | according to DIN 12 697,total delivery (Ex + 15 sec waiting time),AR-Glas ®,class AS,1 mL , with 0.01 subdivisions
,type 3 (zero on top), volume 1 mL , with 0.1 subdivisions,,,,, | Z325651 |  | Sigma | BRAND ® BLAUBRAND ® graduated pipette, calibrated to deliver (TD, EX) |  | ,,,, | BRAND , BRAND Graduated pipettes , BRAND Volumetric , Class A/AS , Labware , Manufacturer Browser , Volumetric , Volumetric Pipettes |  | according to DIN 12 697,total delivery (Ex + 15 sec waiting time),AR-Glas ®,class AS,1 mL , with 0.1 subdivisions | , |  |  | according to DIN 12 697,total delivery (Ex + 15 sec waiting time),AR-Glas ®,class AS,1 mL , with 0.1 subdivisions
,type 3 (zero on top), volume 2 mL , with 0.01 subdivisions,,,,, | Z325678 |  | Sigma | BRAND ® BLAUBRAND ® graduated pipette, calibrated to deliver (TD, EX) |  | ,,,, | BRAND , BRAND Graduated pipettes , BRAND Volumetric , Class A/AS , Labware , Manufacturer Browser , Volumetric , Volumetric Pipettes |  | according to DIN 12 697,total delivery (Ex + 15 sec waiting time),AR-Glas ®,class AS,2 mL , with 0.01 subdivisions | , |  |  | according to DIN 12 697,total delivery (Ex + 15 sec waiting time),AR-Glas ®,class AS,2 mL , with 0.01 subdivisions
,type 3 (zero on top), volume 2 mL , with 0.02subdivisions, suitable for cotton plugs,,,,, | Z325686 |  | Sigma | BRAND ® BLAUBRAND ® graduated pipette, calibrated to deliver (TD, EX) |  | ,,,, | BRAND , BRAND Graduated pipettes , BRAND Volumetric , Class A/AS , Labware , Manufacturer Browser , Volumetric , Volumetric Pipettes |  | according to DIN 12 697,total delivery (Ex + 15 sec waiting time),AR-Glas ®,class AS,2 mL , with 0.02subdivisions | , |  |  | according to DIN 12 697,total delivery (Ex + 15 sec waiting time),AR-Glas ®,class AS,2 mL , with 0.02subdivisions
,type 3 (zero on top), volume 2 mL , with 0.1 subdivisions,,,,, | Z325694 |  | Sigma | BRAND ® BLAUBRAND ® graduated pipette, calibrated to deliver (TD, EX) |  | ,,,, | BRAND , BRAND Graduated pipettes , BRAND Volumetric , Class A/AS , Labware , Manufacturer Browser , Volumetric , Volumetric Pipettes |  | according to DIN 12 697,total delivery (Ex + 15 sec waiting time),AR-Glas ®,class AS,2 mL , with 0.1 subdivisions | , |  |  | according to DIN 12 697,total delivery (Ex + 15 sec waiting time),AR-Glas ®,class AS,2 mL , with 0.1 subdivisions
,type 3 (zero on top), volume 5 mL , with 0.05 subdivisions, suitable for cotton plugs,,,,, | Z325708 |  | Sigma | BRAND ® BLAUBRAND ® graduated pipette, calibrated to deliver (TD, EX) |  | ,,,, | BRAND , BRAND Graduated pipettes , BRAND Volumetric , Class A/AS , Labware , Manufacturer Browser , Volumetric , Volumetric Pipettes |  | according to DIN 12 697,total delivery (Ex + 15 sec waiting time) (with large suction tube suitable for cotton plugs),AR-Glas ®,class AS,5 mL , with 0.05 subdivisions | , |  |  | according to DIN 12 697,total delivery (Ex + 15 sec waiting time) (with large suction tube suitable for cotton plugs),AR-Glas ®,class AS,5 mL , with 0.05 subdivisions
,type 3 (zero on top), volume 5 mL , with 0.1 subdivisions, suitable for cotton plugs,,,,, | Z325716 |  | Sigma | BRAND ® BLAUBRAND ® graduated pipette, calibrated to deliver (TD, EX) |  | ,,,, | BRAND , BRAND Graduated pipettes , BRAND Volumetric , Class A/AS , Labware , Manufacturer Browser , Volumetric , Volumetric Pipettes |  | according to DIN 12 697,total delivery (Ex + 15 sec waiting time) (with large suction tube suitable for cotton plugs),AR-Glas ®,class AS,5 mL , with 0.1 subdivisions | , |  |  | according to DIN 12 697,total delivery (Ex + 15 sec waiting time) (with large suction tube suitable for cotton plugs),AR-Glas ®,class AS,5 mL , with 0.1 subdivisions
,type 3 (zero on top), volume 10 mL , with 0.1 subdivisions, suitable for cotton plugs,,,,, | Z325724 |  | Sigma | BRAND ® BLAUBRAND ® graduated pipette, calibrated to deliver (TD, EX) |  | ,,,, | BRAND , BRAND Graduated pipettes , BRAND Volumetric , Class A/AS , Labware , Manufacturer Browser , Volumetric , Volumetric Pipettes |  | according to DIN 12 697,total delivery (Ex + 15 sec waiting time) (with large suction tube suitable for cotton plugs),AR-Glas ®,class AS,10 mL , with 0.1 subdivisions | , |  |  | according to DIN 12 697,total delivery (Ex + 15 sec waiting time) (with large suction tube suitable for cotton plugs),AR-Glas ®,class AS,10 mL , with 0.1 subdivisions
,volume 20 mL , with 0.1 subdivisions, subdivision, 0.1 mL, suitable for cotton plugs,,,,, | Z325732 |  | Sigma | BRAND ® BLAUBRAND ® graduated pipette, calibrated to deliver (TD, EX) |  | ,,,, | BRAND , BRAND Graduated pipettes , BRAND Volumetric , Class A/AS , Labware , Manufacturer Browser , Volumetric , Volumetric Pipettes |  | according to DIN 12 697,total delivery (Ex + 15 sec waiting time) (with large suction tube suitable for cotton plugs),AR-Glas ®,class AS,20 mL , with 0.1 subdivisions | , |  |  | according to DIN 12 697,total delivery (Ex + 15 sec waiting time) (with large suction tube suitable for cotton plugs),AR-Glas ®,class AS,20 mL , with 0.1 subdivisions
,type 3 (zero on top), volume 25 mL , with 0.1 subdivisions, suitable for cotton plugs,,,,, | Z325740 |  | Sigma | BRAND ® BLAUBRAND ® graduated pipette, calibrated to deliver (TD, EX) |  | ,,,, | BRAND , BRAND Graduated pipettes , BRAND Volumetric , Class A/AS , Labware , Manufacturer Browser , Volumetric , Volumetric Pipettes |  | according to DIN 12 697,total delivery (Ex + 15 sec waiting time) (with large suction tube suitable for cotton plugs),AR-Glas ®,class AS,25 mL , with 0.1 subdivisions | , |  |  | according to DIN 12 697,total delivery (Ex + 15 sec waiting time) (with large suction tube suitable for cotton plugs),AR-Glas ®,class AS,25 mL , with 0.1 subdivisions
,type 3 (zero on top), volume 50 mL , with 0.5 subdivisions, suitable for cotton plugs,,,,, | Z325759 |  | Sigma | BRAND ® BLAUBRAND ® graduated pipette, calibrated to deliver (TD, EX) |  | ,,,, | BRAND , BRAND Graduated pipettes , BRAND Volumetric , Class A/AS , Labware , Manufacturer Browser , Volumetric , Volumetric Pipettes |  | according to DIN 12 697,total delivery (Ex + 15 sec waiting time) (with large suction tube suitable for cotton plugs),AR-Glas ®,class AS,50 mL , with 0.5 subdivisions | , |  |  | according to DIN 12 697,total delivery (Ex + 15 sec waiting time) (with large suction tube suitable for cotton plugs),AR-Glas ®,class AS,50 mL , with 0.5 subdivisions
,type 1 (zero on top), volume 0.5 mL , with 0.01 subdivisions,,,,, | Z325791 |  | Sigma | BRAND ® BLAUBRAND ® graduated pipette, calibrated to deliver (TD, EX) |  | ,,,, | BRAND , BRAND Graduated pipettes , BRAND Volumetric , Class A/AS , Labware , Manufacturer Browser , Volumetric , Volumetric Pipettes |  | according to DIN 12 697,partial delivery,AR-Glas ®,class AS,0.5 mL , with 0.01 subdivisions | , |  |  | according to DIN 12 697,partial delivery,AR-Glas ®,class AS,0.5 mL , with 0.01 subdivisions
,type 1 (zero on top), volume 1 mL , with 0.01 subdivisions,,,,, | Z325805 |  | Sigma | BRAND ® BLAUBRAND ® graduated pipette, calibrated to deliver (TD, EX) |  | ,,,, | BRAND , BRAND Graduated pipettes , BRAND Volumetric , Class A/AS , Labware , Manufacturer Browser , Volumetric , Volumetric Pipettes |  | according to DIN 12 697,partial delivery,AR-Glas ®,class AS,1 mL , with 0.01 subdivisions | , |  |  | according to DIN 12 697,partial delivery,AR-Glas ®,class AS,1 mL , with 0.01 subdivisions
,type 1 (zero on top), volume 2 mL , with 0.01 subdivisions,,,,, | Z325813 |  | Sigma | BRAND ® BLAUBRAND ® graduated pipette, calibrated to deliver (TD, EX) |  | ,,,, | BRAND , BRAND Graduated pipettes , BRAND Volumetric , Class A/AS , Labware , Manufacturer Browser , Volumetric , Volumetric Pipettes |  | according to DIN 12 697,partial delivery,AR-Glas ®,class AS,2 mL , with 0.01 subdivisions | , |  |  | according to DIN 12 697,partial delivery,AR-Glas ®,class AS,2 mL , with 0.01 subdivisions
,type 1 (zero on top), volume 2 mL , with 0.02 subdivisions,,,,, | Z325821 |  | Sigma | BRAND ® BLAUBRAND ® graduated pipette, calibrated to deliver (TD, EX) |  | ,,,, | BRAND , BRAND Graduated pipettes , BRAND Volumetric , Class A/AS , Labware , Manufacturer Browser , Volumetric , Volumetric Pipettes |  | according to DIN 12 697,partial delivery,AR-Glas ®,class AS,2 mL , with 0.02 subdivisions | , |  |  | according to DIN 12 697,partial delivery,AR-Glas ®,class AS,2 mL , with 0.02 subdivisions
,volume 5 mL , with 0.05 subdivisions, suitable for cotton plugs,,,,, | Z325848 |  | Sigma | BRAND ® BLAUBRAND ® graduated pipette, calibrated to deliver (TD, EX) |  | ,,,, | BRAND , BRAND Graduated pipettes , BRAND Volumetric , Class A/AS , Labware , Manufacturer Browser , Volumetric , Volumetric Pipettes |  | according to DIN 12 697,partial delivery (with large suction tube suitable for cotton plugs),AR-Glas ®,class AS,5 mL , with 0.05 subdivisions | , |  |  | according to DIN 12 697,partial delivery (with large suction tube suitable for cotton plugs),AR-Glas ®,class AS,5 mL , with 0.05 subdivisions
,type 1 (zero on top), volume 10 mL , with 0.1 subdivisions, suitable for cotton plugs,,,,, | Z325856 |  | Sigma | BRAND ® BLAUBRAND ® graduated pipette, calibrated to deliver (TD, EX) |  | ,,,, | BRAND , BRAND Graduated pipettes , BRAND Volumetric , Class A/AS , Labware , Manufacturer Browser , Volumetric , Volumetric Pipettes |  | according to DIN 12 697,partial delivery (with large suction tube suitable for cotton plugs),AR-Glas ®,class AS,10 mL , with 0.1 subdivisions | , |  |  | according to DIN 12 697,partial delivery (with large suction tube suitable for cotton plugs),AR-Glas ®,class AS,10 mL , with 0.1 subdivisions
,type 1 (zero on top), volume 25 mL , with 0.1 subdivisions, suitable for cotton plugs,,,,, | Z325864 |  | Sigma | BRAND ® BLAUBRAND ® graduated pipette, calibrated to deliver (TD, EX) |  | ,,,, | BRAND , BRAND Graduated pipettes , BRAND Volumetric , Class A/AS , Labware , Manufacturer Browser , Volumetric , Volumetric Pipettes |  | according to DIN 12 697,partial delivery (with large suction tube suitable for cotton plugs),AR-Glas ®,class AS,25 mL , with 0.1 subdivisions | , |  |  | according to DIN 12 697,partial delivery (with large suction tube suitable for cotton plugs),AR-Glas ®,class AS,25 mL , with 0.1 subdivisions
,volume 1 mL , with 0.01 subdivisions, type 2,,,,, | BR27827 |  | Aldrich | BRAND ® BLAUBRAND ® graduated pipette, calibrated to deliver (TD, EX) |  | ,,,, | BRAND , BRAND Graduated pipettes , BRAND Volumetric , Class A/AS , Labware , Manufacturer Browser , Volumetric , Volumetric Pipettes |  | according to DIN 12 697,BRAND, 27827,AR-Glas ®,class AS,1 mL , with 0.01 subdivisions | , |  |  | according to DIN 12 697,BRAND, 27827,AR-Glas ®,class AS,1 mL , with 0.01 subdivisions
,volume 10 mL , with 0.1 mL subdivisions, type 2, suitable for cotton plugs,,,,, | BR27823 |  | Aldrich | BRAND ® BLAUBRAND ® graduated pipette, calibrated to deliver (TD, EX) |  | ,,,, | BRAND , BRAND Graduated pipettes , BRAND Volumetric , Class A/AS , Labware , Manufacturer Browser , Volumetric , Volumetric Pipettes |  | suitable for cotton plugs,BRAND, 27823,according to DIN 12 697,AR-Glas ®,class AS,10 mL , with 0.1 mL subdivisions | , |  |  | suitable for cotton plugs,BRAND, 27823,according to DIN 12 697,AR-Glas ®,class AS,10 mL , with 0.1 mL subdivisions
,volume 2 mL , with 0.02 mL subdivisions, type 2, suitable for cotton plugs,,,,, | BR27828 |  | Aldrich | BRAND ® BLAUBRAND ® graduated pipette, calibrated to deliver (TD, EX) |  | ,,,, | BRAND , BRAND Graduated pipettes , BRAND Volumetric , Class A/AS , Labware , Manufacturer Browser , Volumetric , Volumetric Pipettes |  | suitable for cotton plugs,BRAND, 27828,according to DIN 12 697,AR-Glas ®,class AS,2 mL , with 0.02 mL subdivisions | , |  |  | suitable for cotton plugs,BRAND, 27828,according to DIN 12 697,AR-Glas ®,class AS,2 mL , with 0.02 mL subdivisions
,volume 20 mL , with 0.1 mL subdivisions, type 2, suitable for cotton plugs,,,,, | BR27824 |  | Aldrich | BRAND ® BLAUBRAND ® graduated pipette, calibrated to deliver (TD, EX) |  | ,,,, | BRAND , BRAND Graduated pipettes , BRAND Volumetric , Class A/AS , Labware , Manufacturer Browser , Volumetric , Volumetric Pipettes |  | suitable for cotton plugs,BRAND, 27824,according to DIN 12 697,AR-Glas ®,class AS,20 mL , with 0.1 mL subdivisions | , |  |  | suitable for cotton plugs,BRAND, 27824,according to DIN 12 697,AR-Glas ®,class AS,20 mL , with 0.1 mL subdivisions
,volume 25 mL , with 0.1 mL subdivisions, type 2, suitable for cotton plugs,,,,, | BR27825 |  | Aldrich | BRAND ® BLAUBRAND ® graduated pipette, calibrated to deliver (TD, EX) |  | ,,,, | BRAND , BRAND Graduated pipettes , BRAND Volumetric , Class A/AS , Labware , Manufacturer Browser , Volumetric , Volumetric Pipettes |  | suitable for cotton plugs,BRAND, 27825,according to DIN 12 697,AR-Glas ®,class AS,25 mL , with 0.1 mL subdivisions | , |  |  | suitable for cotton plugs,BRAND, 27825,according to DIN 12 697,AR-Glas ®,class AS,25 mL , with 0.1 mL subdivisions
,volume 25 mL , with 0.1 mL subdivisions, type 2, suitable for cotton plugs,,,,, | BR27822 |  | Aldrich | BRAND ® BLAUBRAND ® graduated pipette, calibrated to deliver (TD, EX) |  | ,,,, | BRAND , BRAND Graduated pipettes , BRAND Volumetric , Class A/AS , Labware , Manufacturer Browser , Volumetric , Volumetric Pipettes |  | suitable for cotton plugs,BRAND, 27822,according to DIN 12 697,AR-Glas ®,class AS,25 mL , with 0.1 mL subdivisions | , |  |  | suitable for cotton plugs,BRAND, 27822,according to DIN 12 697,AR-Glas ®,class AS,25 mL , with 0.1 mL subdivisions
,volume 5 mL , with 0.05 mL subdivisions, type 2, suitable for cotton plugs,,,,, | BR27821 |  | Aldrich | BRAND ® BLAUBRAND ® graduated pipette, calibrated to deliver (TD, EX) |  | ,,,, | BRAND , BRAND Graduated pipettes , BRAND Volumetric , Class A/AS , Labware , Manufacturer Browser , Volumetric , Volumetric Pipettes |  | suitable for cotton plugs,BRAND, 27821,according to DIN 12 697,AR-Glas ®,class AS,5 mL , with 0.05 mL subdivisions | , |  |  | suitable for cotton plugs,BRAND, 27821,according to DIN 12 697,AR-Glas ®,class AS,5 mL , with 0.05 mL subdivisions
,volume 50 mL , with 0.5 mL subdivisions, type 2, suitable for cotton plugs,,,,, | BR27826 |  | Aldrich | BRAND ® BLAUBRAND ® graduated pipette, calibrated to deliver (TD, EX) |  | ,,,, | BRAND , BRAND Graduated pipettes , BRAND Volumetric , Class A/AS , Labware , Manufacturer Browser , Volumetric , Volumetric Pipettes |  | suitable for cotton plugs,BRAND, 27826,according to DIN 12 697,AR-Glas ®,class AS,50 mL , with 0.5 mL subdivisions | , |  |  | suitable for cotton plugs,BRAND, 27826,according to DIN 12 697,AR-Glas ®,class AS,50 mL , with 0.5 mL subdivisions
,volume 0.5 mL , with 0.01 mL subdivisions, type 2,,,,, | BR27816 |  | Aldrich | BRAND ® BLAUBRAND ® graduated pipette, calibrated to deliver (TD, EX) |  | ,,,, | BRAND , BRAND Graduated pipettes , BRAND Volumetric , Class A/AS , Labware , Manufacturer Browser , Volumetric , Volumetric Pipettes |  | according to DIN 12 697,BRAND, 27816,AR-Glas ®,class AS,0.5 mL , with 0.01 mL subdivisions | , |  |  | according to DIN 12 697,BRAND, 27816,AR-Glas ®,class AS,0.5 mL , with 0.01 mL subdivisions
,volume 1 mL , with 0.01 mL subdivisions, type 2,,,,, | BR27817 |  | Aldrich | BRAND ® BLAUBRAND ® graduated pipette, calibrated to deliver (TD, EX) |  | ,,,, | BRAND , BRAND Graduated pipettes , BRAND Volumetric , Class A/AS , Labware , Manufacturer Browser , Volumetric , Volumetric Pipettes |  | according to DIN 12 697,BRAND, 27817,AR-Glas ®,class AS,1 mL , with 0.01 mL subdivisions | , |  |  | according to DIN 12 697,BRAND, 27817,AR-Glas ®,class AS,1 mL , with 0.01 mL subdivisions
,volume 1 mL , with 0.1 mL subdivisions, type 2,,,,, | BR27818 |  | Aldrich | BRAND ® BLAUBRAND ® graduated pipette, calibrated to deliver (TD, EX) |  | ,,,, | BRAND , BRAND Graduated pipettes , BRAND Volumetric , Class A/AS , Labware , Manufacturer Browser , Volumetric , Volumetric Pipettes |  | according to DIN 12 697,BRAND, 27818,AR-Glas ®,class AS,1 mL , with 0.1 mL subdivisions | , |  |  | according to DIN 12 697,BRAND, 27818,AR-Glas ®,class AS,1 mL , with 0.1 mL subdivisions
,volume 2 mL , with 0.01 mL subdivisions, type 2,,,,, | BR27829 |  | Aldrich | BRAND ® BLAUBRAND ® graduated pipette, calibrated to deliver (TD, EX) |  | ,,,, | BRAND , BRAND Graduated pipettes , BRAND Volumetric , Class A/AS , Labware , Manufacturer Browser , Volumetric , Volumetric Pipettes |  | according to DIN 12 697,BRAND, 27829,AR-Glas ®,class AS,2 mL , with 0.01 mL subdivisions | , |  |  | according to DIN 12 697,BRAND, 27829,AR-Glas ®,class AS,2 mL , with 0.01 mL subdivisions
,volume 2 mL, type 2,,,,, | BR27819 |  | Aldrich | BRAND ® BLAUBRAND ® graduated pipette, calibrated to deliver (TD, EX) |  | ,,,, | BRAND , BRAND Graduated pipettes , BRAND Volumetric , Class A/AS , Labware , Manufacturer Browser , Volumetric , Volumetric Pipettes |  | according to DIN 12 697,BRAND, 27819,AR-Glas ®,class AS,2 mL | , |  |  | according to DIN 12 697,BRAND, 27819,AR-Glas ®,class AS,2 mL
,volume 2 mL , with 0.01 mL subdivisions, type 2,,,,, | BR27820 |  | Aldrich | BRAND ® BLAUBRAND ® graduated pipette, calibrated to deliver (TD, EX) |  | ,,,, | BRAND , BRAND Graduated pipettes , BRAND Volumetric , Class A/AS , Labware , Manufacturer Browser , Volumetric , Volumetric Pipettes |  | according to DIN 12 697,BRAND, 27820,AR-Glas ®,class AS,2 mL , with 0.01 mL subdivisions | , |  |  | according to DIN 12 697,BRAND, 27820,AR-Glas ®,class AS,2 mL , with 0.01 mL subdivisions
,volume 1 mL, blue graduations,,,,, | Z326038 |  | Sigma | BRAND ® BLAUBRAND ® graduated pipette, cotton plug |  | ,,,, | BRAND , BRAND Graduated pipettes , BRAND Volumetric , Class A/AS , Labware , Manufacturer Browser , Volumetric , Volumetric Pipettes |  | with enlarged suction tube for cotton plugs,subdivision 0.01 mL,AR-Glas ®,blue graduations,1 mL | , |  |  | with enlarged suction tube for cotton plugs,subdivision 0.01 mL,AR-Glas ®,blue graduations,1 mL
,volume 2 mL, blue graduations,,,,, | Z326046 |  | Sigma | BRAND ® BLAUBRAND ® graduated pipette, cotton plug |  | ,,,, | BRAND , BRAND Graduated pipettes , BRAND Volumetric , Class A/AS , Labware , Manufacturer Browser , Volumetric , Volumetric Pipettes |  | with enlarged suction tube for cotton plugs,subdivision 0.02 mL,AR-Glas ®,blue graduations,2 mL | , |  |  | with enlarged suction tube for cotton plugs,subdivision 0.02 mL,AR-Glas ®,blue graduations,2 mL
,volume 25 mL,,,,, | Z326151 |  | Sigma | BRAND ® graduated pipette, tissue culture |  | ,,,, | BRAND , BRAND Graduated pipettes , BRAND Volumetric , BRAND graduated pipette, tissue culture , Brand Burettes , Labware , Manufacturer Browser , Serological and tissue culture , Volumetric , Volumetric Burettes , Volumetric Pipettes |  | subdivision 0.2 mL,25 mL,AR-Glas ®,calibrated to deliver TD, EX,230 mm | , |  |  | subdivision 0.2 mL,25 mL,AR-Glas ®,calibrated to deliver TD, EX,230 mm
,0.5 mL volume,,,,, | Z325449 |  | Sigma | BRAND ® SILBERBRAND ETERNA graduated pipette, calibrated to deliver (TD, EX) |  | ,,,, | BRAND , BRAND Graduated pipettes , BRAND Volumetric , Class B , Labware , Manufacturer Browser , Volumetric , Volumetric Pipettes |  | supplementary to DIN range,0.5 mL volume,class B | , |  |  | supplementary to DIN range,0.5 mL volume,class B
,1 mL volume,,,,, | Z325457 |  | Sigma | BRAND ® SILBERBRAND ETERNA graduated pipette, calibrated to deliver (TD, EX) |  | ,,,, | BRAND , BRAND Graduated pipettes , BRAND Volumetric , Class B , Labware , Manufacturer Browser , Volumetric , Volumetric Pipettes |  | supplementary to DIN range: No,1 mL volume,class B | , |  |  | supplementary to DIN range: No,1 mL volume,class B
,1 mL volume,,,,, | Z325465 |  | Sigma | BRAND ® SILBERBRAND ETERNA graduated pipette, calibrated to deliver (TD, EX) |  | ,,,, | BRAND , BRAND Graduated pipettes , BRAND Volumetric , Class B , Labware , Manufacturer Browser , Volumetric , Volumetric Pipettes |  | supplementary to DIN range,1 mL volume,class B | , |  |  | supplementary to DIN range,1 mL volume,class B
,2 mL volume,,,,, | Z325473 |  | Sigma | BRAND ® SILBERBRAND ETERNA graduated pipette, calibrated to deliver (TD, EX) |  | ,,,, | BRAND , BRAND Graduated pipettes , BRAND Volumetric , Class B , Labware , Manufacturer Browser , Volumetric , Volumetric Pipettes |  | supplementary to DIN range,2 mL volume,class B | , |  |  | supplementary to DIN range,2 mL volume,class B
,2 mL volume,,,,, | Z325481 |  | Sigma | BRAND ® SILBERBRAND ETERNA graduated pipette, calibrated to deliver (TD, EX) |  | ,,,, | BRAND , BRAND Graduated pipettes , BRAND Volumetric , Class B , Labware , Manufacturer Browser , Volumetric , Volumetric Pipettes |  | supplementary to DIN range: No,2 mL volume,class B | , |  |  | supplementary to DIN range: No,2 mL volume,class B
,2 mL volume,,,,, | Z325503 |  | Sigma | BRAND ® SILBERBRAND ETERNA graduated pipette, calibrated to deliver (TD, EX) |  | ,,,, | BRAND , BRAND Graduated pipettes , BRAND Volumetric , Class B , Labware , Manufacturer Browser , Volumetric , Volumetric Pipettes |  | supplementary to DIN range,2 mL volume,class B | , |  |  | supplementary to DIN range,2 mL volume,class B
,5 mL volume,,,,, | Z325511 |  | Sigma | BRAND ® SILBERBRAND ETERNA graduated pipette, calibrated to deliver (TD, EX) |  | ,,,, | BRAND , BRAND Graduated pipettes , BRAND Volumetric , Class B , Labware , Manufacturer Browser , Volumetric , Volumetric Pipettes |  | supplementary to DIN range: No,5 mL volume,includes enlarged suction tube for cotton plugs.,class B | , |  |  | supplementary to DIN range: No,5 mL volume,includes enlarged suction tube for cotton plugs.,class B
,5 mL volume,,,,, | Z325538 |  | Sigma | BRAND ® SILBERBRAND ETERNA graduated pipette, calibrated to deliver (TD, EX) |  | ,,,, | BRAND , BRAND Graduated pipettes , BRAND Volumetric , Class B , Labware , Manufacturer Browser , Volumetric , Volumetric Pipettes |  | supplementary to DIN range,glass (class B),5 mL volume,class B | , |  |  | supplementary to DIN range,glass (class B),5 mL volume,class B
,10 mL volume,,,,, | Z325546 |  | Sigma | BRAND ® SILBERBRAND ETERNA graduated pipette, calibrated to deliver (TD, EX) |  | ,,,, | BRAND , BRAND Graduated pipettes , BRAND Volumetric , Class B , Labware , Manufacturer Browser , Volumetric , Volumetric Pipettes |  | supplementary to DIN range: No,10 mL volume,includes enlarged suction tube for cotton plugs.,class B | , |  |  | supplementary to DIN range: No,10 mL volume,includes enlarged suction tube for cotton plugs.,class B
,20 mL volume,,,,, | Z325554 |  | Sigma | BRAND ® SILBERBRAND ETERNA graduated pipette, calibrated to deliver (TD, EX) |  | ,,,, | BRAND , BRAND Graduated pipettes , BRAND Volumetric , Class B , Labware , Manufacturer Browser , Volumetric , Volumetric Pipettes |  | supplementary to DIN range,20 mL volume,includes enlarged suction tube for cotton plugs.,class B | , |  |  | supplementary to DIN range,20 mL volume,includes enlarged suction tube for cotton plugs.,class B
,25 mL volume,,,,, | Z325562 |  | Sigma | BRAND ® SILBERBRAND ETERNA graduated pipette, calibrated to deliver (TD, EX) |  | ,,,, | BRAND , BRAND Graduated pipettes , BRAND Volumetric , Class B , Labware , Manufacturer Browser , Volumetric , Volumetric Pipettes |  | supplementary to DIN range,25 mL volume,includes enlarged suction tube for cotton plugs.,class B | , |  |  | supplementary to DIN range,25 mL volume,includes enlarged suction tube for cotton plugs.,class B
,1 mL volume,,,,, | Z325961 |  | Sigma | BRAND ® SILBERBRAND ETERNA graduated pipettes, cotton plug |  | ,,,, | BRAND , BRAND Graduated pipettes , BRAND Volumetric , Class B , Labware , Manufacturer Browser , Volumetric , Volumetric Pipettes |  | subdivision 0.01 mL,AR-Glas ®,1 mL volume,class B | , |  |  | subdivision 0.01 mL,AR-Glas ®,1 mL volume,class B
,,,,,, | Z325988 |  | Sigma | BRAND ® SILBERBRAND ETERNA graduated pipettes, cotton plug |  | ,,,, | BRAND , BRAND Graduated pipettes , BRAND Volumetric , Class B , Labware , Manufacturer Browser , Volumetric , Volumetric Pipettes |  | subdivision 0.02 mL,AR-Glas ®,2 mL volume,class B | , |  |  | subdivision 0.02 mL,AR-Glas ®,2 mL volume,class B
,volume 1 mL,,,,, | Z326054 |  | Sigma | BRAND ® SILBERBRAND graduated pipettes, piston type |  | ,,,, | BRAND , BRAND Graduated pipettes , BRAND Volumetric , Labware , Manufacturer Browser , Piston type , Volumetric , Volumetric Pipettes |  | subdivision 0.01 mL,1 mL,AR-Glas ®,calibrated to deliver (TD, EX) | , |  |  | subdivision 0.01 mL,1 mL,AR-Glas ®,calibrated to deliver (TD, EX)
,volume 2 mL,,,,, | Z326062 |  | Sigma | BRAND ® SILBERBRAND graduated pipettes, piston type |  | ,,,, | BRAND , BRAND Graduated pipettes , BRAND Volumetric , Labware , Manufacturer Browser , Piston type , Volumetric , Volumetric Pipettes |  | subdivision 0.02 mL,2 mL,AR-Glas ®,calibrated to deliver (TD, EX) | , |  |  | subdivision 0.02 mL,2 mL,AR-Glas ®,calibrated to deliver (TD, EX)
,volume 5 mL,,,,, | Z326070 |  | Sigma | BRAND ® SILBERBRAND graduated pipettes, piston type |  | ,,,, | BRAND , BRAND Graduated pipettes , BRAND Volumetric , Labware , Manufacturer Browser , Piston type , Volumetric , Volumetric Pipettes |  | subdivision 0.05 mL,5 mL,AR-Glas ®,calibrated to deliver (TD, EX) | , |  |  | subdivision 0.05 mL,5 mL,AR-Glas ®,calibrated to deliver (TD, EX)
,volume 10 mL,,,,, | Z326089 |  | Sigma | BRAND ® SILBERBRAND graduated pipettes, piston type |  | ,,,, | BRAND , BRAND Graduated pipettes , BRAND Volumetric , Labware , Manufacturer Browser , Piston type , Volumetric , Volumetric Pipettes |  | subdivision 0.1 mL,10 mL,AR-Glas ®,calibrated to deliver (TD, EX) | , |  |  | subdivision 0.1 mL,10 mL,AR-Glas ®,calibrated to deliver (TD, EX)
,volume 25 mL,,,,, | Z326097 |  | Sigma | BRAND ® SILBERBRAND graduated pipettes, piston type |  | ,,,, | BRAND , BRAND Graduated pipettes , BRAND Volumetric , Labware , Manufacturer Browser , Piston type , Volumetric , Volumetric Pipettes |  | subdivision 0.1 mL,25 mL,AR-Glas ®,calibrated to deliver (TD, EX) | , |  |  | subdivision 0.1 mL,25 mL,AR-Glas ®,calibrated to deliver (TD, EX)
,volume 1 mL,,,,, | BR27506 |  | Aldrich | BRAND ® USP BLAUBRAND ® class AS graduated pipette |  | ,,,, | BRAND , BRAND Graduated pipettes , BRAND Volumetric , Labware , Manufacturer Browser , USP , Volumetric , Volumetric Pipettes |  | 1 mL,BRAND, 27506,AR-Glass,type 2 (nominal volume above) | , |  |  | 1 mL,BRAND, 27506,AR-Glass,type 2 (nominal volume above)
,volume 5 mL,,,,, | BR27511 |  | Aldrich | BRAND ® USP BLAUBRAND ® class AS graduated pipette |  | ,,,, | BRAND , BRAND Graduated pipettes , BRAND Volumetric , Labware , Manufacturer Browser , USP , Volumetric , Volumetric Pipettes |  | 5 mL,BRAND, 27511,AR-Glass,type 2 (nominal volume above) | , |  |  | 5 mL,BRAND, 27511,AR-Glass,type 2 (nominal volume above)
,volume 2 mL,,,,, | BR27509 |  | Aldrich | BRAND ® USP BLAUBRAND ® class AS graduated pipette |  | ,,,, | BRAND , BRAND Graduated pipettes , BRAND Volumetric , Labware , Manufacturer Browser , USP , Volumetric , Volumetric Pipettes |  | 2 mL,BRAND, 27509,AR-Glass,type 2 (nominal volume above) | , |  |  | 2 mL,BRAND, 27509,AR-Glass,type 2 (nominal volume above)
,volume 10 mL,,,,, | BR27513 |  | Aldrich | BRAND ® USP BLAUBRAND ® class AS graduated pipette |  | ,,,, | BRAND , BRAND Graduated pipettes , BRAND Volumetric , Labware , Manufacturer Browser , USP , Volumetric , Volumetric Pipettes |  | 10 mL,BRAND, 27513,AR-Glass,type 2 (nominal volume above) | , |  |  | 10 mL,BRAND, 27513,AR-Glass,type 2 (nominal volume above)
,volume 25 mL, class AS,,,,, | BR30615 |  | Aldrich | BRAND ® USP BLAUBRAND ® volumetric pipettes, one-mark |  | ,,,, | BRAND , BRAND Bulb pipettes , BRAND Volumetric , Labware , Manufacturer Browser , Volumetric , Volumetric Pipettes |  | class AS,BRAND, 30615,AR-Glass,DE-M marking,25 mL | , |  |  | class AS,BRAND, 30615,AR-Glass,DE-M marking,25 mL
,volume 30 mL, class AS,,,,, | BR30616 |  | Aldrich | BRAND ® USP BLAUBRAND ® volumetric pipettes, one-mark |  | ,,,, | BRAND , BRAND Bulb pipettes , BRAND Volumetric , Labware , Manufacturer Browser , Volumetric , Volumetric Pipettes |  | class AS,BRAND, 30616,AR-Glass,DE-M marking,30 mL | , |  |  | class AS,BRAND, 30616,AR-Glass,DE-M marking,30 mL
,volume 40 mL, class AS,,,,, | BR30617 |  | Aldrich | BRAND ® USP BLAUBRAND ® volumetric pipettes, one-mark |  | ,,,, | BRAND , BRAND Bulb pipettes , BRAND Volumetric , Labware , Manufacturer Browser , Volumetric , Volumetric Pipettes |  | class AS,BRAND, 30617,AR-Glass,DE-M marking,40 mL | , |  |  | class AS,BRAND, 30617,AR-Glass,DE-M marking,40 mL
,volume 50 mL, class AS,,,,, | BR30618 |  | Aldrich | BRAND ® USP BLAUBRAND ® volumetric pipettes, one-mark |  | ,,,, | BRAND , BRAND Bulb pipettes , BRAND Volumetric , Labware , Manufacturer Browser , Volumetric , Volumetric Pipettes |  | class AS,BRAND, 30618,AR-Glass,DE-M marking,50 mL | , |  |  | class AS,BRAND, 30618,AR-Glass,DE-M marking,50 mL
,volume 1 mL, class AS,,,,, | BR30602 |  | Aldrich | BRAND ® USP BLAUBRAND ® volumetric pipettes, one-mark |  | ,,,, | BRAND , BRAND Bulb pipettes , BRAND Volumetric , Labware , Manufacturer Browser , Volumetric , Volumetric Pipettes |  | class AS,BRAND, 30602,AR-Glass,DE-M marking,1 mL | , |  |  | class AS,BRAND, 30602,AR-Glass,DE-M marking,1 mL
,volume 8 mL, class AS,,,,, | BR30610 |  | Aldrich | BRAND ® USP BLAUBRAND ® volumetric pipettes, one-mark |  | ,,,, | BRAND , BRAND Bulb pipettes , BRAND Volumetric , Labware , Manufacturer Browser , Volumetric , Volumetric Pipettes |  | class AS,BRAND, 30610,AR-Glass,DE-M marking,8 mL | , |  |  | class AS,BRAND, 30610,AR-Glass,DE-M marking,8 mL
,volume 20 mL, class AS,,,,, | BR30614 |  | Aldrich | BRAND ® USP BLAUBRAND ® volumetric pipettes, one-mark |  | ,,,, | BRAND , BRAND Bulb pipettes , BRAND Volumetric , Labware , Manufacturer Browser , Volumetric , Volumetric Pipettes |  | class AS,BRAND, 30614,AR-Glass,DE-M marking,20 mL | , |  |  | class AS,BRAND, 30614,AR-Glass,DE-M marking,20 mL
,volume 2 mL, class AS,,,,, | BR30603 |  | Aldrich | BRAND ® USP BLAUBRAND ® volumetric pipettes, one-mark |  | ,,,, | BRAND , BRAND Bulb pipettes , BRAND Volumetric , Labware , Manufacturer Browser , Volumetric , Volumetric Pipettes |  | class AS,BRAND, 30603,AR-Glass,DE-M marking,2 mL | , |  |  | class AS,BRAND, 30603,AR-Glass,DE-M marking,2 mL
,volume 3 mL, class AS,,,,, | BR30605 |  | Aldrich | BRAND ® USP BLAUBRAND ® volumetric pipettes, one-mark |  | ,,,, | BRAND , BRAND Bulb pipettes , BRAND Volumetric , Labware , Manufacturer Browser , Volumetric , Volumetric Pipettes |  | class AS,BRAND, 30605,AR-Glass,DE-M marking,3 mL | , |  |  | class AS,BRAND, 30605,AR-Glass,DE-M marking,3 mL
,volume 4 mL, class AS,,,,, | BR30606 |  | Aldrich | BRAND ® USP BLAUBRAND ® volumetric pipettes, one-mark |  | ,,,, | BRAND , BRAND Bulb pipettes , BRAND Volumetric , Labware , Manufacturer Browser , Volumetric , Volumetric Pipettes |  | class AS,BRAND, 30606,AR-Glass,DE-M marking,4 mL | , |  |  | class AS,BRAND, 30606,AR-Glass,DE-M marking,4 mL
,volume 5 mL, class AS,,,,, | BR30607 |  | Aldrich | BRAND ® USP BLAUBRAND ® volumetric pipettes, one-mark |  | ,,,, | BRAND , BRAND Bulb pipettes , BRAND Volumetric , Labware , Manufacturer Browser , Volumetric , Volumetric Pipettes |  | class AS,BRAND, 30607,AR-Glass,DE-M marking,5 mL | , |  |  | class AS,BRAND, 30607,AR-Glass,DE-M marking,5 mL
,volume 6 mL, class AS,,,,, | BR30608 |  | Aldrich | BRAND ® USP BLAUBRAND ® volumetric pipettes, one-mark |  | ,,,, | BRAND , BRAND Bulb pipettes , BRAND Volumetric , Labware , Manufacturer Browser , Volumetric , Volumetric Pipettes |  | class AS,BRAND, 30608,AR-Glass,DE-M marking,6 mL | , |  |  | class AS,BRAND, 30608,AR-Glass,DE-M marking,6 mL
,volume 7 mL, class AS,,,,, | BR30609 |  | Aldrich | BRAND ® USP BLAUBRAND ® volumetric pipettes, one-mark |  | ,,,, | BRAND , BRAND Bulb pipettes , BRAND Volumetric , Labware , Manufacturer Browser , Volumetric , Volumetric Pipettes |  | class AS,BRAND, 30609,AR-Glass,DE-M marking,7 mL | , |  |  | class AS,BRAND, 30609,AR-Glass,DE-M marking,7 mL
,volume 9 mL, class AS,,,,, | BR30611 |  | Aldrich | BRAND ® USP BLAUBRAND ® volumetric pipettes, one-mark |  | ,,,, | BRAND , BRAND Bulb pipettes , BRAND Volumetric , Labware , Manufacturer Browser , Volumetric , Volumetric Pipettes |  | class AS,BRAND, 30611,AR-Glass,DE-M marking,9 mL | , |  |  | class AS,BRAND, 30611,AR-Glass,DE-M marking,9 mL
,volume 5.0 mL, class AS,,,,, | BR30601 |  | Aldrich | BRAND ® USP BLAUBRAND ® volumetric pipettes, one-mark |  | ,,,, | BRAND , BRAND Bulb pipettes , BRAND Volumetric , Labware , Manufacturer Browser , Volumetric , Volumetric Pipettes |  | class AS,BRAND, 30601,AR-Glass,DE-M marking,5.0 mL | , |  |  | class AS,BRAND, 30601,AR-Glass,DE-M marking,5.0 mL
,volume 10 mL, class AS,,,,, | BR30612 |  | Aldrich | BRAND ® USP BLAUBRAND ® volumetric pipettes, one-mark |  | ,,,, | BRAND , BRAND Bulb pipettes , BRAND Volumetric , Labware , Manufacturer Browser , Volumetric , Volumetric Pipettes |  | class AS,BRAND, 30612,AR-Glass,DE-M marking,10 mL | , |  |  | class AS,BRAND, 30612,AR-Glass,DE-M marking,10 mL
,volume 100 mL, class AS,,,,, | BR30619 |  | Aldrich | BRAND ® USP BLAUBRAND ® volumetric pipettes, one-mark |  | ,,,, | BRAND , BRAND Bulb pipettes , BRAND Volumetric , Labware , Manufacturer Browser , Volumetric , Volumetric Pipettes |  | class AS,BRAND, 30619,AR-Glass,DE-M marking,100 mL | , |  |  | class AS,BRAND, 30619,AR-Glass,DE-M marking,100 mL
,volume 15 mL, class AS,,,,, | BR30613 |  | Aldrich | BRAND ® USP BLAUBRAND ® volumetric pipettes, one-mark |  | ,,,, | BRAND , BRAND Bulb pipettes , BRAND Volumetric , Labware , Manufacturer Browser , Volumetric , Volumetric Pipettes |  | class AS,BRAND, 30613,AR-Glass,DE-M marking,15 mL | , |  |  | class AS,BRAND, 30613,AR-Glass,DE-M marking,15 mL
,blue, 1.0 mL volume, accuracy: 0.006 mL,,,,, | CLS71011 |  | Aldrich | Pyrex ® certified volumetric pipette, color-coded, Class A |  | ,,,, | Corning , Corning Pipettes , Corning Volumetric Pipettes , Labware , Manufacturer Browser , Pyrex certified volumetric pipette, color-coded, Class A , Volumetric , Volumetric Pipettes |  | blue,Corning, 7101-1,1.0 mL volume, accuracy: 0.006 mL,313 mm | , |  |  | blue,Corning, 7101-1,1.0 mL volume, accuracy: 0.006 mL,313 mm
,orange, 2.0 mL volume, accuracy: 0.006 mL,,,,, | CLS71012 |  | Aldrich | Pyrex ® certified volumetric pipette, color-coded, Class A |  | ,,,, | Corning , Corning Pipettes , Corning Volumetric Pipettes , Labware , Manufacturer Browser , Pyrex certified volumetric pipette, color-coded, Class A , Volumetric , Volumetric Pipettes |  | orange,Corning, 7101-2,2.0 mL volume, accuracy: 0.006 mL,333 mm | , |  |  | orange,Corning, 7101-2,2.0 mL volume, accuracy: 0.006 mL,333 mm
,black, 3.0 mL volume, accuracy: 0.01 mL,,,,, | CLS71013 |  | Aldrich | Pyrex ® certified volumetric pipette, color-coded, Class A |  | ,,,, | Corning , Corning Pipettes , Corning Volumetric Pipettes , Labware , Manufacturer Browser , Pyrex certified volumetric pipette, color-coded, Class A , Volumetric , Volumetric Pipettes |  | black,Corning, 7101-3,3.0 mL volume, accuracy: 0.01 mL,356 mm | , |  |  | black,Corning, 7101-3,3.0 mL volume, accuracy: 0.01 mL,356 mm
,white, 5.0 mL volume, accuracy: 0.01 mL,,,,, | CLS71015 |  | Aldrich | Pyrex ® certified volumetric pipette, color-coded, Class A |  | ,,,, | Corning , Corning Pipettes , Corning Volumetric Pipettes , Labware , Manufacturer Browser , Pyrex certified volumetric pipette, color-coded, Class A , Volumetric , Volumetric Pipettes |  | white,Corning, 7101-5,5.0 mL volume, accuracy: 0.01 mL,392 mm | , |  |  | white,Corning, 7101-5,5.0 mL volume, accuracy: 0.01 mL,392 mm
,red, 10.0 mL volume, accuracy: 0.02 mL,,,,, | CLS710110 |  | Aldrich | Pyrex ® certified volumetric pipette, color-coded, Class A |  | ,,,, | Corning , Corning Pipettes , Corning Volumetric Pipettes , Labware , Manufacturer Browser , Pyrex certified volumetric pipette, color-coded, Class A , Volumetric , Volumetric Pipettes |  | red,Corning, 7101-10,10.0 mL volume, accuracy: 0.02 mL,429 mm | , |  |  | red,Corning, 7101-10,10.0 mL volume, accuracy: 0.02 mL,429 mm
,yellow, 20.0 mL volume, accuracy: 0.03 mL,,,,, | CLS710120 |  | Aldrich | Pyrex ® certified volumetric pipette, color-coded, Class A |  | ,,,, | Corning , Corning Pipettes , Corning Volumetric Pipettes , Labware , Manufacturer Browser , Pyrex certified volumetric pipette, color-coded, Class A , Volumetric , Volumetric Pipettes |  | yellow,Corning, 7101-20,20.0 mL volume, accuracy: 0.03 mL,516 mm | , |  |  | yellow,Corning, 7101-20,20.0 mL volume, accuracy: 0.03 mL,516 mm
,blue, 25.0 mL volume, accuracy: 0.03 mL,,,,, | CLS710125 |  | Aldrich | Pyrex ® certified volumetric pipette, color-coded, Class A |  | ,,,, | Corning , Corning Pipettes , Corning Volumetric Pipettes , Labware , Manufacturer Browser , Pyrex certified volumetric pipette, color-coded, Class A , Volumetric , Volumetric Pipettes |  | blue,Corning, 7101-25,25.0 mL volume, accuracy: 0.03 mL,521 mm | , |  |  | blue,Corning, 7101-25,25.0 mL volume, accuracy: 0.03 mL,521 mm
,50.0 mL volume, accuracy: 0.05 mL,,,,, | CLS710150 |  | Aldrich | Pyrex ® certified volumetric pipette, color-coded, Class A |  | ,,,, | Corning , Corning Pipettes , Corning Volumetric Pipettes , Labware , Manufacturer Browser , Pyrex certified volumetric pipette, color-coded, Class A , Volumetric , Volumetric Pipettes |  | Corning, 7101-50,50.0 mL volume, accuracy: 0.05 mL,516 mm | , |  |  | Corning, 7101-50,50.0 mL volume, accuracy: 0.05 mL,516 mm
,100.0 mL volume, accuracy: 0.08 mL,,,,, | CLS7101100 |  | Aldrich | Pyrex ® certified volumetric pipette, color-coded, Class A |  | ,,,, | Corning , Corning Pipettes , Corning Volumetric Pipettes , Labware , Manufacturer Browser , Pyrex certified volumetric pipette, color-coded, Class A , Volumetric , Volumetric Pipettes |  | Corning, 7101-100,100.0 mL volume, accuracy: 0.08 mL,565 mm | , |  |  | Corning, 7101-100,100.0 mL volume, accuracy: 0.08 mL,565 mm
,1.0 mL volume, accuracy: 0.02 mL,,,,, | CLS70651 |  | Aldrich | Pyrex ® measuring pipette with colored markings |  | ,,,, | Corning , Corning Pipettes , Corning Volumetric Pipettes , Labware , Manufacturer Browser , Pyrex measuring pipette with colored markings , Volumetric , Volumetric Pipettes |  | Corning, 7065-1,1.0 mL volume, accuracy: 0.02 mL,subdivision 0.1 mL,7 mm × 325 mm | , |  |  | Corning, 7065-1,1.0 mL volume, accuracy: 0.02 mL,subdivision 0.1 mL,7 mm × 325 mm
,1.0 mL volume, accuracy: 0.02 mL, subdivision, 0.01 mL,,,,, | CLS70651C |  | Aldrich | Pyrex ® measuring pipette with colored markings |  | ,,,, | Corning , Corning Pipettes , Corning Volumetric Pipettes , Labware , Manufacturer Browser , Pyrex measuring pipette with colored markings , Volumetric , Volumetric Pipettes |  | Corning, 7065-1C,1.0 mL volume, accuracy: 0.02 mL,subdivision 0.01 mL,7 mm × 350 mm | , |  |  | Corning, 7065-1C,1.0 mL volume, accuracy: 0.02 mL,subdivision 0.01 mL,7 mm × 350 mm
,2.0 mL volume, accuracy: 0.02 mL,,,,, | CLS70652 |  | Aldrich | Pyrex ® measuring pipette with colored markings |  | ,,,, | Corning , Corning Pipettes , Corning Volumetric Pipettes , Labware , Manufacturer Browser , Pyrex measuring pipette with colored markings , Volumetric , Volumetric Pipettes |  | Corning, 7065-2,2.0 mL volume, accuracy: 0.02 mL,subdivision 0.1 mL,7 mm × 350 mm | , |  |  | Corning, 7065-2,2.0 mL volume, accuracy: 0.02 mL,subdivision 0.1 mL,7 mm × 350 mm
,5.0 mL volume, accuracy: 0.04 mL,,,,, | CLS70655 |  | Aldrich | Pyrex ® measuring pipette with colored markings |  | ,,,, | Corning , Corning Pipettes , Corning Volumetric Pipettes , Labware , Manufacturer Browser , Pyrex measuring pipette with colored markings , Volumetric , Volumetric Pipettes |  | Corning, 7065-5,5.0 mL volume, accuracy: 0.04 mL,subdivision 0.1 mL,8 mm × 350 mm | , |  |  | Corning, 7065-5,5.0 mL volume, accuracy: 0.04 mL,subdivision 0.1 mL,8 mm × 350 mm
,10 mL volume, accuracy: 0.06 mL,,,,, | CLS706510 |  | Aldrich | Pyrex ® measuring pipette with colored markings |  | ,,,, | Corning , Corning Pipettes , Corning Volumetric Pipettes , Labware , Manufacturer Browser , Pyrex measuring pipette with colored markings , Volumetric , Volumetric Pipettes |  | Corning, 7065-10,10 mL volume, accuracy: 0.06 mL,subdivision 0.1 mL,10 mL × 380 mm | , |  |  | Corning, 7065-10,10 mL volume, accuracy: 0.06 mL,subdivision 0.1 mL,10 mL × 380 mm
,25.0 mL volume, accuracy: 0.1 mL,,,,, | CLS706525 |  | Aldrich | Pyrex ® measuring pipette with colored markings |  | ,,,, | Corning , Corning Pipettes , Corning Volumetric Pipettes , Labware , Manufacturer Browser , Pyrex measuring pipette with colored markings , Volumetric , Volumetric Pipettes |  | Corning, 7065-25,25.0 mL volume, accuracy: 0.1 mL,subdivision 0.1 mL,14 mm × 440 mm | , |  |  | Corning, 7065-25,25.0 mL volume, accuracy: 0.1 mL,subdivision 0.1 mL,14 mm × 440 mm
Pyrex ® pipettes, Class A color-coded reusable,1 mL volume, accuracy: 0.006 mL,,,,, | CLS71001 |  | Aldrich | Pyrex ® 移液管，A 级，标注色码，可重复使用 |  | ,,,, | Corning , Corning Pipettes , Corning Volumetric Pipettes , Labware , Manufacturer Browser , Pyrex pipettes, Class A color-coded reusable , Volumetric , Volumetric Pipettes |  | Corning, 7100,Corning, 7100-1,1 mL volume, accuracy: 0.006 mL,blue,borosilicate glass,313 mm | , |  |  | Corning, 7100,Corning, 7100-1,1 mL volume, accuracy: 0.006 mL,blue,borosilicate glass,313 mm
Pyrex ® pipettes, Class A color-coded reusable,2 mL volume, accuracy: 0.006 mL,,,,, | CLS71002 |  | Aldrich | Pyrex ® 移液管，A 级，标注色码，可重复使用 |  | ,,,, | Corning , Corning Pipettes , Corning Volumetric Pipettes , Labware , Manufacturer Browser , Pyrex pipettes, Class A color-coded reusable , Volumetric , Volumetric Pipettes |  | Corning, 7100,Corning, 7100-2,2 mL volume, accuracy: 0.006 mL,333 mm,orange | , |  |  | Corning, 7100,Corning, 7100-2,2 mL volume, accuracy: 0.006 mL,333 mm,orange
Pyrex ® pipettes, Class A color-coded reusable,3 mL volume, accuracy: 0.01 mL,,,,, | CLS71003 |  | Aldrich | Pyrex ® 移液管，A 级，标注色码，可重复使用 |  | ,,,, | Corning , Corning Pipettes , Corning Volumetric Pipettes , Labware , Manufacturer Browser , Pyrex pipettes, Class A color-coded reusable , Volumetric , Volumetric Pipettes |  | Corning, 7100,Corning, 7100-3,3 mL volume, accuracy: 0.01 mL,356 mm,black | , |  |  | Corning, 7100,Corning, 7100-3,3 mL volume, accuracy: 0.01 mL,356 mm,black
Pyrex ® pipettes, Class A color-coded reusable,4 mL volume, accuracy: 0.01 mL,,,,, | CLS71004 |  | Aldrich | Pyrex ® 移液管，A 级，标注色码，可重复使用 |  | ,,,, | Corning , Corning Pipettes , Corning Volumetric Pipettes , Labware , Manufacturer Browser , Pyrex pipettes, Class A color-coded reusable , Volumetric , Volumetric Pipettes |  | Corning, 7100,Corning, 7100-4,4 mL volume, accuracy: 0.01 mL,370 mm,red | , |  |  | Corning, 7100,Corning, 7100-4,4 mL volume, accuracy: 0.01 mL,370 mm,red
Pyrex ® pipettes, Class A color-coded reusable,5 mL volume, accuracy: 0.01 mL,,,,, | CLS71005 |  | Aldrich | Pyrex ® 移液管，A 级，标注色码，可重复使用 |  | ,,,, | Corning , Corning Pipettes , Corning Volumetric Pipettes , Labware , Manufacturer Browser , Pyrex pipettes, Class A color-coded reusable , Volumetric , Volumetric Pipettes |  | Corning, 7100,Corning, 7100-5,5 mL volume, accuracy: 0.01 mL,392 mm,white | , |  |  | Corning, 7100,Corning, 7100-5,5 mL volume, accuracy: 0.01 mL,392 mm,white
Pyrex ® pipettes, Class A color-coded reusable,10 mL volume, accuracy: 0.02 mL,,,,, | CLS710010 |  | Aldrich | Pyrex ® 移液管，A 级，标注色码，可重复使用 |  | ,,,, | Corning , Corning Pipettes , Corning Volumetric Pipettes , Labware , Manufacturer Browser , Pyrex pipettes, Class A color-coded reusable , Volumetric , Volumetric Pipettes |  | Corning, 7100,Corning, 7100-10,10 mL volume, accuracy: 0.02 mL,429 mm,red | , |  |  | Corning, 7100,Corning, 7100-10,10 mL volume, accuracy: 0.02 mL,429 mm,red
Pyrex ® pipettes, Class A color-coded reusable,15 mL volume, accuracy: 0.03 mL,,,,, | CLS710015 |  | Aldrich | Pyrex ® 移液管，A 级，标注色码，可重复使用 |  | ,,,, | Corning , Corning Pipettes , Corning Volumetric Pipettes , Labware , Manufacturer Browser , Pyrex pipettes, Class A color-coded reusable , Volumetric , Volumetric Pipettes |  | Corning, 7100,Corning, 7100-15,15 mL volume, accuracy: 0.03 mL,445 mm,green | , |  |  | Corning, 7100,Corning, 7100-15,15 mL volume, accuracy: 0.03 mL,445 mm,green
Pyrex ® pipettes, Class A color-coded reusable,20 mL volume, accuracy: 0.03 mL,,,,, | CLS710020 |  | Aldrich | Pyrex ® 移液管，A 级，标注色码，可重复使用 |  | ,,,, | Corning , Corning Pipettes , Corning Volumetric Pipettes , Labware , Manufacturer Browser , Pyrex pipettes, Class A color-coded reusable , Volumetric , Volumetric Pipettes |  | Corning, 7100,Corning, 7100-20,20 mL volume, accuracy: 0.03 mL,516 mm,yellow | , |  |  | Corning, 7100,Corning, 7100-20,20 mL volume, accuracy: 0.03 mL,516 mm,yellow
Pyrex ® pipettes, Class A color-coded reusable,25 mL volume, accuracy: 0.03 mL,,,,, | CLS710025 |  | Aldrich | Pyrex ® 移液管，A 级，标注色码，可重复使用 |  | ,,,, | Corning , Corning Pipettes , Corning Volumetric Pipettes , Labware , Manufacturer Browser , Pyrex pipettes, Class A color-coded reusable , Volumetric , Volumetric Pipettes |  | Corning, 7100,Corning, 7100-25,25 mL volume, accuracy: 0.03 mL,521 mm,blue | , |  |  | Corning, 7100,Corning, 7100-25,25 mL volume, accuracy: 0.03 mL,521 mm,blue
Pyrex ® pipettes, Class A color-coded reusable,50 mL volume, accuracy: 0.05 mL,,,,, | CLS710050 |  | Aldrich | Pyrex ® 移液管，A 级，标注色码，可重复使用 |  | ,,,, | Corning , Corning Pipettes , Corning Volumetric Pipettes , Labware , Manufacturer Browser , Pyrex pipettes, Class A color-coded reusable , Volumetric , Volumetric Pipettes |  | Corning, 7100,Corning, 7100-50,50 mL volume, accuracy: 0.05 mL,516 mm | , |  |  | Corning, 7100,Corning, 7100-50,50 mL volume, accuracy: 0.05 mL,516 mm
Pyrex ® pipettes, Class A color-coded reusable,100 mL volume, accuracy: 0.08 mL,,,,, | CLS7100100 |  | Aldrich | Pyrex ® 移液管，A 级，标注色码，可重复使用 |  | ,,,, | Corning , Corning Pipettes , Corning Volumetric Pipettes , Labware , Manufacturer Browser , Pyrex pipettes, Class A color-coded reusable , Volumetric , Volumetric Pipettes |  | Corning, 7100,Corning, 7100-100,100 mL volume, accuracy: 0.08 mL,565 mm | , |  |  | Corning, 7100,Corning, 7100-100,100 mL volume, accuracy: 0.08 mL,565 mm
,1.0 mL volume, accuracy: 0.01 mL,,,,, | CLS70701 |  | Aldrich | Pyrex ® serialized/certified measuring pipette with colored markings, class A |  | ,,,, | Corning , Corning Pipettes , Corning Volumetric Pipettes , Labware , Manufacturer Browser , Pyrex serialized/certified measuring pipette with colored markings, class A , Volumetric , Volumetric Pipettes |  | Corning, 7070-1,1.0 mL volume, accuracy: 0.01 mL,subdivision 0.1 mL,7 mm × 325 mm | , |  |  | Corning, 7070-1,1.0 mL volume, accuracy: 0.01 mL,subdivision 0.1 mL,7 mm × 325 mm
,2.0 mL volume, accuracy: 0.01 mL,,,,, | CLS70702 |  | Aldrich | Pyrex ® serialized/certified measuring pipette with colored markings, class A |  | ,,,, | Corning , Corning Pipettes , Corning Volumetric Pipettes , Labware , Manufacturer Browser , Pyrex serialized/certified measuring pipette with colored markings, class A , Volumetric , Volumetric Pipettes |  | Corning, 7070-2,2.0 mL volume, accuracy: 0.01 mL,subdivision 0.1 mL,7 mm × 350 mm | , |  |  | Corning, 7070-2,2.0 mL volume, accuracy: 0.01 mL,subdivision 0.1 mL,7 mm × 350 mm
,5.0 mL volume, accuracy: 0.02 mL,,,,, | CLS70705 |  | Aldrich | Pyrex ® serialized/certified measuring pipette with colored markings, class A |  | ,,,, | Corning , Corning Pipettes , Corning Volumetric Pipettes , Labware , Manufacturer Browser , Pyrex serialized/certified measuring pipette with colored markings, class A , Volumetric , Volumetric Pipettes |  | Corning, 7070-5,5.0 mL volume, accuracy: 0.02 mL,subdivision 0.1 mL,8 mm × 350 mm | , |  |  | Corning, 7070-5,5.0 mL volume, accuracy: 0.02 mL,subdivision 0.1 mL,8 mm × 350 mm
,10.0 mL volume, accuracy: 0.03 mL,,,,, | CLS707010 |  | Aldrich | Pyrex ® serialized/certified measuring pipette with colored markings, class A |  | ,,,, | Corning , Corning Pipettes , Corning Volumetric Pipettes , Labware , Manufacturer Browser , Pyrex serialized/certified measuring pipette with colored markings, class A , Volumetric , Volumetric Pipettes |  | Corning, 7070-10,10.0 mL volume, accuracy: 0.03 mL,subdivision 0.1 mL,10 mm × 380 mm | , |  |  | Corning, 7070-10,10.0 mL volume, accuracy: 0.03 mL,subdivision 0.1 mL,10 mm × 380 mm
,25.0 mL volume, accuracy: 0.05 mL,,,,, | CLS707025 |  | Aldrich | Pyrex ® serialized/certified measuring pipette with colored markings, class A |  | ,,,, | Corning , Corning Pipettes , Corning Volumetric Pipettes , Labware , Manufacturer Browser , Pyrex serialized/certified measuring pipette with colored markings, class A , Volumetric , Volumetric Pipettes |  | Corning, 7070-25,25.0 mL volume, accuracy: 0.05 mL,subdivision 0.1 mL,14 mm × 440 mm | , |  |  | Corning, 7070-25,25.0 mL volume, accuracy: 0.05 mL,subdivision 0.1 mL,14 mm × 440 mm
,1 mL volume,,,,, | CLS7103C1 |  | Aldrich | Pyrex ® volumetric pipette, certified, to contain, to deliver, Class A |  | ,,,, | Corning , Corning Pipettes , Corning Volumetric Pipettes , Labware , Manufacturer Browser , Pyrex volumetric pipette, certified, to contain, to deliver, Class A , Volumetric , Volumetric Pipettes |  | Corning, 7103C-1,1 mL volume | , |  |  | Corning, 7103C-1,1 mL volume
,2 mL volume,,,,, | CLS7103C2 |  | Aldrich | Pyrex ® volumetric pipette, certified, to contain, to deliver, Class A |  | ,,,, | Corning , Corning Pipettes , Corning Volumetric Pipettes , Labware , Manufacturer Browser , Pyrex volumetric pipette, certified, to contain, to deliver, Class A , Volumetric , Volumetric Pipettes |  | Corning, 7103C-2,2 mL volume | , |  |  | Corning, 7103C-2,2 mL volume
,5 mL volume,,,,, | CLS7103C5 |  | Aldrich | Pyrex ® volumetric pipette, certified, to contain, to deliver, Class A |  | ,,,, | Corning , Corning Pipettes , Corning Volumetric Pipettes , Labware , Manufacturer Browser , Pyrex volumetric pipette, certified, to contain, to deliver, Class A , Volumetric , Volumetric Pipettes |  | Corning, 7103C-5,5 mL volume | , |  |  | Corning, 7103C-5,5 mL volume
,7 mL volume,,,,, | CLS7103C7 |  | Aldrich | Pyrex ® volumetric pipette, certified, to contain, to deliver, Class A |  | ,,,, | Corning , Corning Pipettes , Corning Volumetric Pipettes , Labware , Manufacturer Browser , Pyrex volumetric pipette, certified, to contain, to deliver, Class A , Volumetric , Volumetric Pipettes |  | Corning, 7103C-7,7 mL volume | , |  |  | Corning, 7103C-7,7 mL volume
,25 mL volume,,,,, | CLS7103C25 |  | Aldrich | Pyrex ® volumetric pipette, certified, to contain, to deliver, Class A |  | ,,,, | Corning , Corning Pipettes , Corning Volumetric Pipettes , Labware , Manufacturer Browser , Pyrex volumetric pipette, certified, to contain, to deliver, Class A , Volumetric , Volumetric Pipettes |  | Corning, 7103C-25,25 mL volume | , |  |  | Corning, 7103C-25,25 mL volume
,black, 0.5 mL volume, accuracy: 0.012 mL,,,,, | CLS71021X |  | Aldrich | Pyrex ® volumetric pipette, color-coded |  | ,,,, | Corning , Corning Pipettes , Corning Volumetric Pipettes , Labware , Manufacturer Browser , Pyrex volumetric pipette, color-coded , Volumetric , Volumetric Pipettes |  | black,Corning, 7102-1X,0.5 mL volume, accuracy: 0.012 mL,318 mm | , |  |  | black,Corning, 7102-1X,0.5 mL volume, accuracy: 0.012 mL,318 mm
,blue, 1.0 mL volume, accuracy: 0.012 mL,,,,, | CLS71021 |  | Aldrich | Pyrex ® volumetric pipette, color-coded |  | ,,,, | Corning , Corning Pipettes , Corning Volumetric Pipettes , Labware , Manufacturer Browser , Pyrex volumetric pipette, color-coded , Volumetric , Volumetric Pipettes |  | blue,Corning, 7102-1,1.0 mL volume, accuracy: 0.012 mL,313 mm | , |  |  | blue,Corning, 7102-1,1.0 mL volume, accuracy: 0.012 mL,313 mm
,orange, 2.0 mL volume, accuracy: 0.012 mL,,,,, | CLS71022 |  | Aldrich | Pyrex ® volumetric pipette, color-coded |  | ,,,, | Corning , Corning Pipettes , Corning Volumetric Pipettes , Labware , Manufacturer Browser , Pyrex volumetric pipette, color-coded , Volumetric , Volumetric Pipettes |  | orange,Corning, 7102-2,2.0 mL volume, accuracy: 0.012 mL,333 mm | , |  |  | orange,Corning, 7102-2,2.0 mL volume, accuracy: 0.012 mL,333 mm
,white, 5.0 mL volume, accuracy: 0.02 mL,,,,, | CLS71025 |  | Aldrich | Pyrex ® volumetric pipette, color-coded |  | ,,,, | Corning , Corning Pipettes , Corning Volumetric Pipettes , Labware , Manufacturer Browser , Pyrex volumetric pipette, color-coded , Volumetric , Volumetric Pipettes |  | white,Corning, 7102-5,5.0 mL volume, accuracy: 0.02 mL,392 mm | , |  |  | white,Corning, 7102-5,5.0 mL volume, accuracy: 0.02 mL,392 mm
,red, 10.0 mL volume, accuracy: 0.04 mL,,,,, | CLS710210 |  | Aldrich | Pyrex ® volumetric pipette, color-coded |  | ,,,, | Corning , Corning Pipettes , Corning Volumetric Pipettes , Labware , Manufacturer Browser , Pyrex volumetric pipette, color-coded , Volumetric , Volumetric Pipettes |  | red,Corning, 7102-10,10.0 mL volume, accuracy: 0.04 mL,429 mm | , |  |  | red,Corning, 7102-10,10.0 mL volume, accuracy: 0.04 mL,429 mm
,yellow, 20.0 mL volume, accuracy: 0.06 mL,,,,, | CLS710220 |  | Aldrich | Pyrex ® volumetric pipette, color-coded |  | ,,,, | Corning , Corning Pipettes , Corning Volumetric Pipettes , Labware , Manufacturer Browser , Pyrex volumetric pipette, color-coded , Volumetric , Volumetric Pipettes |  | yellow,Corning, 7102-20,20.0 mL volume, accuracy: 0.06 mL,460 mm | , |  |  | yellow,Corning, 7102-20,20.0 mL volume, accuracy: 0.06 mL,460 mm
,blue, 25.0 mL volume, accuracy: 0.06 mL,,,,, | CLS710225 |  | Aldrich | Pyrex ® volumetric pipette, color-coded |  | ,,,, | Corning , Corning Pipettes , Corning Volumetric Pipettes , Labware , Manufacturer Browser , Pyrex volumetric pipette, color-coded , Volumetric , Volumetric Pipettes |  | blue,Corning, 7102-25,25.0 mL volume, accuracy: 0.06 mL,460 mm | , |  |  | blue,Corning, 7102-25,25.0 mL volume, accuracy: 0.06 mL,460 mm
,100.0 mL volume, accuracy: 0.16 mL,,,,, | CLS7102100 |  | Aldrich | Pyrex ® volumetric pipette, color-coded |  | ,,,, | Corning , Corning Pipettes , Corning Volumetric Pipettes , Labware , Manufacturer Browser , Pyrex volumetric pipette, color-coded , Volumetric , Volumetric Pipettes |  | Corning, 7102-100,100.0 mL volume, accuracy: 0.16 mL,565 mm | , |  |  | Corning, 7102-100,100.0 mL volume, accuracy: 0.16 mL,565 mm
,blue, 1 mL volume, accuracy: 0.006 mL,,,,, | CLS71031 |  | Aldrich | Pyrex ® volumetric pipette, to contain, to deliver, Class A |  | ,,,, | Corning , Corning Pipettes , Corning Volumetric Pipettes , Labware , Manufacturer Browser , Pyrex volumetric pipette, to contain, to deliver, Class A , Volumetric , Volumetric Pipettes |  | blue,Corning, 7103-1,1 mL volume, accuracy: 0.006 mL,313 mm | , |  |  | blue,Corning, 7103-1,1 mL volume, accuracy: 0.006 mL,313 mm
,orange, 2 mL volume, accuracy: 0.006 mL,,,,, | CLS71032 |  | Aldrich | Pyrex ® volumetric pipette, to contain, to deliver, Class A |  | ,,,, | Corning , Corning Pipettes , Corning Volumetric Pipettes , Labware , Manufacturer Browser , Pyrex volumetric pipette, to contain, to deliver, Class A , Volumetric , Volumetric Pipettes |  | orange,Corning, 7103-2,2 mL volume, accuracy: 0.006 mL,333 mm | , |  |  | orange,Corning, 7103-2,2 mL volume, accuracy: 0.006 mL,333 mm
,black, 3 mL volume, accuracy: 0.01 mL,,,,, | CLS71033 |  | Aldrich | Pyrex ® volumetric pipette, to contain, to deliver, Class A |  | ,,,, | Corning , Corning Pipettes , Corning Volumetric Pipettes , Labware , Manufacturer Browser , Pyrex volumetric pipette, to contain, to deliver, Class A , Volumetric , Volumetric Pipettes |  | black,Corning, 7103-3,3 mL volume, accuracy: 0.01 mL,356 mm | , |  |  | black,Corning, 7103-3,3 mL volume, accuracy: 0.01 mL,356 mm
,red, 4 mL volume, accuracy: 0.01 mL,,,,, | CLS71034 |  | Aldrich | Pyrex ® volumetric pipette, to contain, to deliver, Class A |  | ,,,, | Corning , Corning Pipettes , Corning Volumetric Pipettes , Labware , Manufacturer Browser , Pyrex volumetric pipette, to contain, to deliver, Class A , Volumetric , Volumetric Pipettes |  | red,Corning, 7103-4,4 mL volume, accuracy: 0.01 mL,370 mm | , |  |  | red,Corning, 7103-4,4 mL volume, accuracy: 0.01 mL,370 mm
,orange, 6 mL volume, accuracy: 0.01 mL,,,,, | CLS71036 |  | Aldrich | Pyrex ® volumetric pipette, to contain, to deliver, Class A |  | ,,,, | Corning , Corning Pipettes , Corning Volumetric Pipettes , Labware , Manufacturer Browser , Pyrex volumetric pipette, to contain, to deliver, Class A , Volumetric , Volumetric Pipettes |  | orange,Corning, 7103-6,6 mL volume, accuracy: 0.01 mL,420 mm | , |  |  | orange,Corning, 7103-6,6 mL volume, accuracy: 0.01 mL,420 mm
,green, 7 mL volume, accuracy: 0.01 mL,,,,, | CLS71037 |  | Aldrich | Pyrex ® volumetric pipette, to contain, to deliver, Class A |  | ,,,, | Corning , Corning Pipettes , Corning Volumetric Pipettes , Labware , Manufacturer Browser , Pyrex volumetric pipette, to contain, to deliver, Class A , Volumetric , Volumetric Pipettes |  | green,Corning, 7103-7,7 mL volume, accuracy: 0.01 mL,420 mm | , |  |  | green,Corning, 7103-7,7 mL volume, accuracy: 0.01 mL,420 mm
,blue, 8 mL volume, accuracy: 0.02 mL,,,,, | CLS71038 |  | Aldrich | Pyrex ® volumetric pipette, to contain, to deliver, Class A |  | ,,,, | Corning , Corning Pipettes , Corning Volumetric Pipettes , Labware , Manufacturer Browser , Pyrex volumetric pipette, to contain, to deliver, Class A , Volumetric , Volumetric Pipettes |  | blue,Corning, 7103-8,8 mL volume, accuracy: 0.02 mL,425 mm | , |  |  | blue,Corning, 7103-8,8 mL volume, accuracy: 0.02 mL,425 mm
,black, 9 mL volume, accuracy: 0.02 mL,,,,, | CLS71039 |  | Aldrich | Pyrex ® volumetric pipette, to contain, to deliver, Class A |  | ,,,, | Corning , Corning Pipettes , Corning Volumetric Pipettes , Labware , Manufacturer Browser , Pyrex volumetric pipette, to contain, to deliver, Class A , Volumetric , Volumetric Pipettes |  | black,Corning, 7103-9,9 mL volume, accuracy: 0.02 mL,425 mm | , |  |  | black,Corning, 7103-9,9 mL volume, accuracy: 0.02 mL,425 mm
,red, 10 mL volume, accuracy: 0.02 mL,,,,, | CLS710310 |  | Aldrich | Pyrex ® volumetric pipette, to contain, to deliver, Class A |  | ,,,, | Corning , Corning Pipettes , Corning Volumetric Pipettes , Labware , Manufacturer Browser , Pyrex volumetric pipette, to contain, to deliver, Class A , Volumetric , Volumetric Pipettes |  | red,Corning, 7103-10,10 mL volume, accuracy: 0.02 mL,429 mm | , |  |  | red,Corning, 7103-10,10 mL volume, accuracy: 0.02 mL,429 mm
,green, 15 mL volume, accuracy: 0.03 mL,,,,, | CLS710315 |  | Aldrich | Pyrex ® volumetric pipette, to contain, to deliver, Class A |  | ,,,, | Corning , Corning Pipettes , Corning Volumetric Pipettes , Labware , Manufacturer Browser , Pyrex volumetric pipette, to contain, to deliver, Class A , Volumetric , Volumetric Pipettes |  | green,Corning, 7103-15,15 mL volume, accuracy: 0.03 mL,445 mm | , |  |  | green,Corning, 7103-15,15 mL volume, accuracy: 0.03 mL,445 mm
,yellow, 20 mL volume, accuracy: 0.03 mL,,,,, | CLS710320 |  | Aldrich | Pyrex ® volumetric pipette, to contain, to deliver, Class A |  | ,,,, | Corning , Corning Pipettes , Corning Volumetric Pipettes , Labware , Manufacturer Browser , Pyrex volumetric pipette, to contain, to deliver, Class A , Volumetric , Volumetric Pipettes |  | yellow,Corning, 7103-20,20 mL volume, accuracy: 0.03 mL,516 mm | , |  |  | yellow,Corning, 7103-20,20 mL volume, accuracy: 0.03 mL,516 mm
,blue, 25 mL volume, accuracy: 0.03 mL,,,,, | CLS710325 |  | Aldrich | Pyrex ® volumetric pipette, to contain, to deliver, Class A |  | ,,,, | Corning , Corning Pipettes , Corning Volumetric Pipettes , Labware , Manufacturer Browser , Pyrex volumetric pipette, to contain, to deliver, Class A , Volumetric , Volumetric Pipettes |  | blue,Corning, 7103-25,25 mL volume, accuracy: 0.03 mL,521 mm | , |  |  | blue,Corning, 7103-25,25 mL volume, accuracy: 0.03 mL,521 mm
,0-1 mL volume, accuracy: 0.020 mL,,,,, | Z327778 |  | Sigma | BRAND ® graduated pipette, PP, high clarity |  | ,,,, | BRAND , BRAND Graduated pipettes , BRAND Volumetric , Labware , Manufacturer Browser , Plastic , Volumetric , Volumetric Pipettes |  | subdivision 0.1 mL,polypropylene,0-1 mL volume, accuracy: 0.020 mL,≤8 mm,blue ring mark | , |  |  | subdivision 0.1 mL,polypropylene,0-1 mL volume, accuracy: 0.020 mL,≤8 mm,blue ring mark
,0-2 mL volume, accuracy: 0.020 mL,,,,, | Z327786 |  | Sigma | BRAND ® graduated pipette, PP, high clarity |  | ,,,, | BRAND , BRAND Graduated pipettes , BRAND Volumetric , Labware , Manufacturer Browser , Plastic , Volumetric , Volumetric Pipettes |  | subdivision 0.1 mL,polypropylene,0-2 mL volume, accuracy: 0.020 mL,≤8 mm,blue ring mark | , |  |  | subdivision 0.1 mL,polypropylene,0-2 mL volume, accuracy: 0.020 mL,≤8 mm,blue ring mark
,0-5 mL volume, accuracy: 0.05 mL,,,,, | Z327794 |  | Sigma | BRAND ® graduated pipette, PP, high clarity |  | ,,,, | BRAND , BRAND Graduated pipettes , BRAND Volumetric , Labware , Manufacturer Browser , Plastic , Volumetric , Volumetric Pipettes |  | subdivision 0.1 mL,polypropylene,0-5 mL volume, accuracy: 0.05 mL,≤8 mm,blue ring mark | , |  |  | subdivision 0.1 mL,polypropylene,0-5 mL volume, accuracy: 0.05 mL,≤8 mm,blue ring mark
,0-10 mL volume, accuracy: 0.10 mL,,,,, | Z327816 |  | Sigma | BRAND ® graduated pipette, PP, high clarity |  | ,,,, | BRAND , BRAND Graduated pipettes , BRAND Volumetric , Labware , Manufacturer Browser , Plastic , Volumetric , Volumetric Pipettes |  | 10 mm,0-10 mL volume, accuracy: 0.10 mL,blue ring mark,polypropylene,subdivision 0.1 mL,≤8 mm | , |  |  | 10 mm,0-10 mL volume, accuracy: 0.10 mL,blue ring mark,polypropylene,subdivision 0.1 mL,≤8 mm
,0-10 mL volume, accuracy: 0.10 mL,,,,, | Z327808 |  | Sigma | BRAND ® graduated pipette, PP, high clarity |  | ,,,, | BRAND , BRAND Graduated pipettes , BRAND Volumetric , Labware , Manufacturer Browser , Plastic , Volumetric , Volumetric Pipettes |  | subdivision 0.1 mL,polypropylene,0-10 mL volume, accuracy: 0.10 mL,≤8 mm,blue ring mark | , |  |  | subdivision 0.1 mL,polypropylene,0-10 mL volume, accuracy: 0.10 mL,≤8 mm,blue ring mark
,PTFE with two NBR70 O-rings,,,,, | STW10 |  | Aldrich | H-Cap system for COware gas reactors |  | ,,,, | Gas Reactors , Labware , Pressure Vessels |  | pack of 2 ea | , |  |  | pack of 2 ea
,reaction scale of 0.1-1 mmol (total volume 20 mL),,,,, | STW1 |  | Aldrich | COware gas reactor |  | ,,,, | Gas Reactors , Labware , Pressure Vessels |  | pack of 1 ea | , |  |  | pack of 1 ea
,reaction scale of 1.0-5.0 mmol (total volume 100 mL),,,,, | STW5 |  | Aldrich | COware gas reactor |  | ,,,, | Gas Reactors , Labware , Pressure Vessels |  | pack of 1 ea | , |  |  | pack of 1 ea
,reaction scale of 5.0-20.0 mmol (total volume 400 mL),,,,, | STW6 |  | Aldrich | COware gas reactor |  | ,,,, | Gas Reactors , Labware , Pressure Vessels |  | pack of 1 ea | , |  |  | pack of 1 ea
,pack of 100 ea,,,,, | STW3 |  | Aldrich | COware PTFE/silicone septa, for all COware gas reactors |  | ,,,, | Gas Reactors , Labware , Pressure Vessels |  | pack of 100 ea | , |  |  | pack of 100 ea
,pack of 2 ea,,,,, | STW2 |  | Aldrich | COware PTFE stabilizing discs, for all COware gas reactors |  | ,,,, | Gas Reactors , Labware , Pressure Vessels |  | pack of 2 ea,15.8 mm | , |  |  | pack of 2 ea,15.8 mm
,for 12 mL Q-Tube,,,,, | Z567914 |  | Aldrich | Q-Block ™ |  | ,,,, | Labware , Pressure Vessels , Q-Tube Pressure Tube Reactors |  | Q Labtech,Q Labtech | , |  |  | Q Labtech,Q Labtech
,fits 35 mL Q-Tube,,,,, | Z567922 |  | Aldrich | Q-Block ™ |  | ,,,, | Labware , Pressure Vessels , Q-Tube Pressure Tube Reactors |  | Q Labtech,Q Labtech,9 in. × 10 in. | , |  |  | Q Labtech,Q Labtech,9 in. × 10 in.
,for 35 mL Q-Tube,,,,, | Z567760 |  | Aldrich | High pressure adapter for Q-Tube ™ |  | ,,,, | Labware , Pressure Vessels , Q-Tube Pressure Tube Reactors |  | Q Labtech,Q Labtech,pressure 200 psi max. | , |  |  | Q Labtech,Q Labtech,pressure 200 psi max.
,for 12 mL Q-Tube,,,,, | Z567728 |  | Aldrich | High pressure adapter for Q-Tube ™ |  | ,,,, | Labware , Pressure Vessels , Q-Tube Pressure Tube Reactors |  | Q Labtech,Q Labtech,pressure 200 psi max. | , |  |  | Q Labtech,Q Labtech,pressure 200 psi max.
,for pressure tubes with 38 mm O.D. round bottom, fits QianCap-15 and 25,,,,, | Z683396 |  | Aldrich | High pressure adapter for Q-Tube ™ |  | ,,,, | Labware , Pressure Vessels , Q-Tube Pressure Tube Reactors |  | Q Labtech,Q Labtech,pressure 200 psi max. | , |  |  | Q Labtech,Q Labtech,pressure 200 psi max.
,set of 1 ea,,,,, | Z759864 |  | Aldrich | Q-Optimizer complete set |  | ,,,, | Labware , Pressure Vessels , Q-Tube Pressure Tube Reactors |  | set of 1 ea,Q Labtech,Q Labtech | , |  |  | set of 1 ea,Q Labtech,Q Labtech
,1 / 4 in. NPT port,,,,, | Z567795 |  | Aldrich | Pressure monitor set for 35 mL Q-Tube ™ |  | ,,,, | Labware , Pressure Vessels , Q-Tube Pressure Tube Reactors |  | Q Labtech, 100-PRMSET-N35SS | , |  |  | Q Labtech, 100-PRMSET-N35SS
,stainless steel, pressure, 0 ‑ 300 psi, 1 / 4 in. NPT,,,,, | Z567809 |  | Aldrich | Pressure gauge for 35 mL Q-Tube ™ |  | ,,,, | Labware , Pressure Vessels , Q-Tube Pressure Tube Reactors |  | Q Labtech, 100-PG0025-300,stainless steel,pressure 0 ‑ 300 psi | , |  |  | Q Labtech, 100-PG0025-300,stainless steel,pressure 0 ‑ 300 psi
,extra thick backing, pack of 50 ea,,,,, | Z740147 |  | Aldrich | PTFE-faced silicone septa for 35 mL Q-Tube ™ |  | ,,,, | Labware , Pressure Vessels , Q-Tube Pressure Tube Reactors |  | pack of 50 ea,Q Labtech, SEPTA-PMT-35 | , |  |  | pack of 50 ea,Q Labtech, SEPTA-PMT-35
,fits 12 mL Q-Tube and QianCap ™,,,,, | Z567698 |  | Aldrich | PTFE-faced silicone septa for Q-Tube ™ and QianCap ™ |  | ,,,, | Labware , Pressure Vessels , Q-Tube Pressure Tube Reactors |  | Q Labtech,Q Labtech,20.4 mm × 2.5 mm | , |  |  | Q Labtech,Q Labtech,20.4 mm × 2.5 mm
,fits 35 mL Q-Tube only,,,,, | Z567744 |  | Aldrich | PTFE-faced silicone septa for Q-Tube ™ and QianCap ™ |  | ,,,, | Labware , Pressure Vessels , Q-Tube Pressure Tube Reactors |  | Q Labtech,Q Labtech,30.2 mm × 2.5 mm | , |  |  | Q Labtech,Q Labtech,30.2 mm × 2.5 mm
,stainless steel, limit 0-300 psi pressure, 1/4 in. NPT,,,,, | Z765392 |  | Aldrich | QianCap ™ pressure gauge |  | ,,,, | Labware , Pressure Vessels , Q-Tube Pressure Tube Reactors |  | Q Labtech,1/4 in. NPT,stainless steel,0-300 psi pressure | , |  |  | Q Labtech,1/4 in. NPT,stainless steel,0-300 psi pressure
,for tubes/bottles with internal threads #25,,,,, | Z740135 |  | Aldrich | QianCap pressure monitor-25 |  | ,,,, | Labware , Pressure Vessels , Q-Tube Pressure Tube Reactors |  | pkg of 1 ea,Q Labtech,0-300 psi pressure range | , |  |  | pkg of 1 ea,Q Labtech,0-300 psi pressure range
,pkg of 1 ea,,,,, | Z757993 |  | Aldrich | Q-Tube ™ gas purging set |  | ,,,, | Labware , Pressure Vessels , Q-Tube Pressure Tube Reactors |  | Q Labtech,Q Labtech,pkg of 1 ea | , |  |  | Q Labtech,Q Labtech,pkg of 1 ea
,volume 12 mL, borosilicate,,,,, | Z567701 |  | Aldrich | Q-Tube ™ glass pressure tube |  | ,,,, | Labware , Pressure Vessels , Q-Tube Pressure Tube Reactors |  | Q Labtech,Q Labtech,borosilicate,pressure> 400 psi at 150 °C,12 mL | , |  |  | Q Labtech,Q Labtech,borosilicate,pressure> 400 psi at 150 °C,12 mL
,volume 35 mL, heavy-wall,,,,, | Z567752 |  | Aldrich | Q-Tube ™ glass pressure tube |  | ,,,, | Labware , Pressure Vessels , Q-Tube Pressure Tube Reactors |  | Q Labtech,Q Labtech,pressure 500 psi at 90°C,35 mL | , |  |  | Q Labtech,Q Labtech,pressure 500 psi at 90°C,35 mL
,L 1 in., gauge 20,,,,, | Z567779 |  | Aldrich | Q-Tube ™ needle with non-coring point |  | ,,,, | Labware , Pressure Vessels , Q-Tube Pressure Tube Reactors |  | Q Labtech,Q Labtech,20,1 in. | , |  |  | Q Labtech,Q Labtech,20,1 in.
,12 SS, pkg of 1 ea,,,,, | Z741118 |  | Aldrich | Q-Tube ™ Pressure Monitor |  | ,,,, | Labware , Pressure Vessels , Q-Tube Pressure Tube Reactors |  | pkg of 1 ea,Q Labtech, 100-PRMSET-12-SS,316 stainless steel adapter (with matched PTFE sleeve) | , |  |  | pkg of 1 ea,Q Labtech, 100-PRMSET-12-SS,316 stainless steel adapter (with matched PTFE sleeve)
,capacity 12 mL,,,,, | Z567671 |  | Aldrich | Q-Tube ™ pressure tube reactor starter kit |  | ,,,, | Labware , Pressure Vessels , Q-Tube Pressure Tube Reactors |  | Q Labtech,12 mL | , |  |  | Q Labtech,12 mL
,capacity 35 mL,,,,, | Z567736 |  | Aldrich | Q-Tube ™ pressure tube reactor starter kit |  | ,,,, | Labware , Pressure Vessels , Q-Tube Pressure Tube Reactors |  | Q Labtech,35 mL | , |  |  | Q Labtech,35 mL
,capacity 250 mL, Joint: ST/NS 24/40,,,,, | Z690368 |  | Aldrich | Ace all-PTFE filter reactor assembly |  | ,,,, | Ace all-PTFE filter reactor assemblies , Labware , Pressure Vessels |  | Joint: ST/NS24/40,250 mL,Ace Glass, 6390-02 | , |  |  | Joint: ST/NS24/40,250 mL,Ace Glass, 6390-02
,capacity 500 mL, Joint: ST/NS 24/40,,,,, | Z690473 |  | Aldrich | Ace all-PTFE filter reactor assembly |  | ,,,, | Ace all-PTFE filter reactor assemblies , Labware , Pressure Vessels |  | Joint: ST/NS24/40,500 mL,Ace Glass, 6390-05 | , |  |  | Joint: ST/NS24/40,500 mL,Ace Glass, 6390-05
,capacity 1 L, Joint: ST/NS 24/40,,,,, | Z690503 |  | Aldrich | Ace all-PTFE filter reactor assembly |  | ,,,, | Ace all-PTFE filter reactor assemblies , Labware , Pressure Vessels |  | Joint: ST/NS24/40,1 L,Ace Glass, 6390-10 | , |  |  | Joint: ST/NS24/40,1 L,Ace Glass, 6390-10
,#80 screw-thread joint, fits 1 L PTFE reactors,,,,, | Z690562 |  | Aldrich | Ace PTFE valve |  | ,,,, | Ace all-PTFE filter reactor assemblies , Labware , Pressure Vessels |  | Ace Glass, 5857-86 | , |  |  | Ace Glass, 5857-86
,#50 screw-thread joint, fits 250 mL and 500 mL PTFE reactors,,,,, | Z690414 |  | Aldrich | Ace PTFE valve |  | ,,,, | Ace all-PTFE filter reactor assemblies , Labware , Pressure Vessels |  | Ace Glass, 5838-83 | , |  |  | Ace Glass, 5838-83
,NPTM × O.D. 1/4 in. × 1/4 in. , tube compression connection,,,,, | Z690422 |  | Aldrich | Ace PTFE valve |  | ,,,, | Ace all-PTFE filter reactor assemblies , Labware , Pressure Vessels |  | Ace Glass, 5839-42,1/4 in. × 1/4 in. , tube compression connection | , |  |  | Ace Glass, 5839-42,1/4 in. × 1/4 in. , tube compression connection
,NPTM × NPTF 3/8 in. × 1/4 in.,,,,, | Z690430 |  | Aldrich | Ace replacement adapter, PTFE, fits 250 mL, 500 mL, 1 L PTFE reactors |  | ,,,, | Ace all-PTFE filter reactor assemblies , Labware , Pressure Vessels |  | Ace Glass, 5844-120,3/8 in. × 1/4 in. | , |  |  | Ace Glass, 5844-120,3/8 in. × 1/4 in.
,diam. 60 mm, fits 250 mL and 500 mL PTFE reactors,,,,, | Z690392 |  | Aldrich | Ace replacement CAPFE O-rings |  | ,,,, | Ace all-PTFE filter reactor assemblies , Labware , Pressure Vessels |  | Ace Glass, 7855-878,60 mm | , |  |  | Ace Glass, 7855-878,60 mm
,diam. 100 mm, fits 1 L PTFE reactors,,,,, | Z690546 |  | Aldrich | Ace replacement CAPFE O-rings |  | ,,,, | Ace all-PTFE filter reactor assemblies , Labware , Pressure Vessels |  | Ace Glass, 7855-880,100 mm | , |  |  | Ace Glass, 7855-880,100 mm
,#80 screw-thread joint, fits 1 L PTFE reactors,,,,, | Z690570 |  | Aldrich | Ace replacement filter supports, polypropylene |  | ,,,, | Ace all-PTFE filter reactor assemblies , Labware , Pressure Vessels |  | pkg of 12 ea,Ace Glass, 5814-350 | , |  |  | pkg of 12 ea,Ace Glass, 5814-350
,coil diam. × H 0.25 in. × 5.8 in.,,,,, | Z690597 |  | Aldrich | Ace replacement Halar ® coated heating coils, fits 1 L PTFE reactors |  | ,,,, | Ace all-PTFE filter reactor assemblies , Labware , Pressure Vessels |  | Ace Glass, 12069-06,0.25 in. × 5.8 in. | , |  |  | Ace Glass, 12069-06,0.25 in. × 5.8 in.
,diam. 60 mm, fits 250 mL and 500 mL PTFE reactors,,,,, | Z690406 |  | Aldrich | Ace replacement quick-release clamp |  | ,,,, | Ace all-PTFE filter reactor assemblies , Labware , Pressure Vessels |  | Ace Glass, 6517-22,60 mm | , |  |  | Ace Glass, 6517-22,60 mm
,diam. 100 mm, fits 1 L PTFE reactors,,,,, | Z690554 |  | Aldrich | Ace replacement quick-release clamp |  | ,,,, | Ace all-PTFE filter reactor assemblies , Labware , Pressure Vessels |  | Ace Glass, 6517-25,100 mm | , |  |  | Ace Glass, 6517-25,100 mm
,capacity 250 mL, PTFE,,,,, | Z690376 |  | Aldrich | Ace replacement reactor body |  | ,,,, | Ace all-PTFE filter reactor assemblies , Labware , Pressure Vessels |  | Ace Glass, 6391-02,PTFE,250 mL | , |  |  | Ace Glass, 6391-02,PTFE,250 mL
,capacity 500 mL, PTFE,,,,, | Z690481 |  | Aldrich | Ace replacement reactor body |  | ,,,, | Ace all-PTFE filter reactor assemblies , Labware , Pressure Vessels |  | Ace Glass, 6391-05,PTFE,500 mL | , |  |  | Ace Glass, 6391-05,PTFE,500 mL
,capacity 1 L, PTFE,,,,, | Z690511 |  | Aldrich | Ace replacement reactor body |  | ,,,, | Ace all-PTFE filter reactor assemblies , Labware , Pressure Vessels |  | Ace Glass, 6391-10,PTFE,1 L | , |  |  | Ace Glass, 6391-10,PTFE,1 L
,4 openings, fits 250 mL and 500 mL PTFE reactors, diam. 60 mm, Joint: ST/NS 24/40,,,,, | Z690384 |  | Aldrich | Ace replacement reactor head, PTFE |  | ,,,, | Ace all-PTFE filter reactor assemblies , Labware , Pressure Vessels |  | Joint: ST/NS24/40,60 mm,Ace Glass, 12858-15 | , |  |  | Joint: ST/NS24/40,60 mm,Ace Glass, 12858-15
,7 openings, 3 x #7 screw-thread joints, fits 1 L PTFE reactors, diam. 100 mm, Joints: ST/NS 24/40 (4),,,,, | Z690538 |  | Aldrich | Ace replacement reactor head, PTFE |  | ,,,, | Ace all-PTFE filter reactor assemblies , Labware , Pressure Vessels |  | Joints: ST/NS24/40 (4),100 mm,Ace Glass, 12860-12 | , |  |  | Joints: ST/NS24/40 (4),100 mm,Ace Glass, 12860-12
,L 10 mm,,,,, | Z690457 |  | Aldrich | Ace replacement stirrer bearing, fits 250 mL, 500 mL, and 1 L PTFE reactors |  | ,,,, | Ace all-PTFE filter reactor assemblies , Labware , Pressure Vessels |  | Ace Glass, 13443-12,10 mm | , |  |  | Ace Glass, 13443-12,10 mm
,diam. 10 mm, fits 250 mL and 500 mL PTFE reactors,,,,, | Z690465 |  | Aldrich | Ace replacement stirrer shaft with agitator, PTFE coated SS |  | ,,,, | Ace all-PTFE filter reactor assemblies , Labware , Pressure Vessels |  | Ace Glass, 13850-01,10 mm | , |  |  | Ace Glass, 13850-01,10 mm
,diam. 10 mm, fits 1 L PTFE reactors,,,,, | Z690589 |  | Aldrich | Ace replacement stirrer shaft with agitator, PTFE coated SS |  | ,,,, | Ace all-PTFE filter reactor assemblies , Labware , Pressure Vessels |  | Ace Glass, 13850-04,10 mm | , |  |  | Ace Glass, 13850-04,10 mm
,bushing type, Front seal, volume ~1 mL, L × O.D. 10.2 cm × 8 mm,,,,, | Z564540 |  | Aldrich | Ace pressure tube |  | ,,,, | Ace Pressure Tubes , Glass Tubes , Labware , Pressure Vessels , Tubes |  | ~1 mL,Ace Glass, 8648-10,Ace-Thred #7,10.2 cm × 8 mm,bushing type Front seal | , |  |  | ~1 mL,Ace Glass, 8648-10,Ace-Thred #7,10.2 cm × 8 mm,bushing type Front seal
,bushing type, Front seal, volume ~2 mL, L × O.D. 17.8 cm × 8 mm,,,,, | Z564575 |  | Aldrich | Ace pressure tube |  | ,,,, | Ace Pressure Tubes , Glass Tubes , Labware , Pressure Vessels , Tubes |  | ~2 mL,Ace Glass, 8648-21,Ace-Thred #7,17.8 cm × 8 mm,bushing type Front seal | , |  |  | ~2 mL,Ace Glass, 8648-21,Ace-Thred #7,17.8 cm × 8 mm,bushing type Front seal
,bushing type, Front seal, volume ~2.5 mL, L × O.D. 20.3 cm × 8 mm,,,,, | Z564605 |  | Aldrich | Ace pressure tube |  | ,,,, | Ace Pressure Tubes , Glass Tubes , Labware , Pressure Vessels , Tubes |  | ~2.5 mL,Ace Glass, 8648-36,Ace-Thred #7,20.3 cm × 8 mm,bushing type Front seal | , |  |  | ~2.5 mL,Ace Glass, 8648-36,Ace-Thred #7,20.3 cm × 8 mm,bushing type Front seal
,bushing type, Front seal, volume ~4 mL, L × O.D. 10.2 cm × 13 mm,,,,, | Z564559 |  | Aldrich | Ace pressure tube |  | ,,,, | Ace Pressure Tubes , Glass Tubes , Labware , Pressure Vessels , Tubes |  | ~4 mL,Ace Glass, 8648-12,Ace-Thred #7,10.2 cm × 13 mm,bushing type Front seal | , |  |  | ~4 mL,Ace Glass, 8648-12,Ace-Thred #7,10.2 cm × 13 mm,bushing type Front seal
,bushing type, Front seal, volume ~8 mL, L × O.D. 17.8 cm × 13 mm,,,,, | Z564583 |  | Aldrich | Ace pressure tube |  | ,,,, | Ace Pressure Tubes , Glass Tubes , Labware , Pressure Vessels , Tubes |  | ~8 mL,Ace Glass, 8648-25,Ace-Thred #7,17.8 cm × 13 mm,bushing type Front seal | , |  |  | ~8 mL,Ace Glass, 8648-25,Ace-Thred #7,17.8 cm × 13 mm,bushing type Front seal
,bushing type, Front seal, volume ~9 mL, L × O.D. 10.2 cm × 19 mm,,,,, | Z564567 |  | Aldrich | Ace pressure tube |  | ,,,, | Ace Pressure Tubes , Glass Tubes , Labware , Pressure Vessels , Tubes |  | ~9 mL,Ace Glass, 8648-17,Ace-Thred #7,10.2 cm × 19 mm,bushing type Front seal | , |  |  | ~9 mL,Ace Glass, 8648-17,Ace-Thred #7,10.2 cm × 19 mm,bushing type Front seal
,bushing type, Front seal, volume ~9 mL, L × O.D. 20.3 cm × 13 mm,,,,, | Z564613 |  | Aldrich | Ace pressure tube |  | ,,,, | Ace Pressure Tubes , Glass Tubes , Labware , Pressure Vessels , Tubes |  | ~9 mL,Ace Glass, 8648-38,Ace-Thred #7,20.3 cm × 13 mm,bushing type Front seal | , |  |  | ~9 mL,Ace Glass, 8648-38,Ace-Thred #7,20.3 cm × 13 mm,bushing type Front seal
,bushing type, Front seal, volume ~15 mL, L × O.D. 10.2 cm × 25.4 mm,,,,, | Z181099 |  | Aldrich | Ace pressure tube | 32060490 | ,,,, | Ace , Ace Pressure Tubes , Ace Tubes , Glass Tubes , Labware , Manufacturer Browser , Pressure Vessels , Tubes |  | ~15 mL,Ace Glass, 8648-04,Ace-Thred #15,10.2 cm × 25.4 mm,bushing type Front seal | , |  |  | ~15 mL,Ace Glass, 8648-04,Ace-Thred #15,10.2 cm × 25.4 mm,bushing type Front seal
,bushing type, Front seal, volume ~18 mL, L × O.D. 17.8 cm × 19 mm,,,,, | Z564591 |  | Aldrich | Ace pressure tube |  | ,,,, | Ace Pressure Tubes , Glass Tubes , Labware , Pressure Vessels , Tubes |  | ~18 mL,Ace Glass, 8648-34,Ace-Thred #7,17.8 cm × 19 mm,bushing type Front seal | , |  |  | ~18 mL,Ace Glass, 8648-34,Ace-Thred #7,17.8 cm × 19 mm,bushing type Front seal
,bushing type, Front seal, volume ~21 mL, L × O.D. 20.3 cm × 19 mm,,,,, | Z564621 |  | Aldrich | Ace pressure tube |  | ,,,, | Ace Pressure Tubes , Glass Tubes , Labware , Pressure Vessels , Tubes |  | ~21 mL,Ace Glass, 8648-43,Ace-Thred #7,20.3 cm × 19 mm,bushing type Front seal | , |  |  | ~21 mL,Ace Glass, 8648-43,Ace-Thred #7,20.3 cm × 19 mm,bushing type Front seal
,bushing type, Front seal, volume ~35 mL, L × O.D. 17.8 cm × 25.4 mm,,,,, | Z181102 |  | Aldrich | Ace pressure tube | 32060490 | ,,,, | Ace , Ace Pressure Tubes , Ace Tubes , Glass Tubes , Labware , Manufacturer Browser , Pressure Vessels , Tubes |  | ~35 mL,Ace Glass, 8648-07,Ace-Thred #15,17.8 cm × 25.4 mm,bushing type Front seal | , |  |  | ~35 mL,Ace Glass, 8648-07,Ace-Thred #15,17.8 cm × 25.4 mm,bushing type Front seal
,bushing type, Front seal, volume ~38 mL, L × O.D. 20.3 cm × 25.4 mm,,,,, | Z181110 |  | Aldrich | Ace pressure tube | 32060490 | ,,,, | Ace , Ace Pressure Tubes , Ace Tubes , Glass Tubes , Labware , Manufacturer Browser , Pressure Vessels , Tubes |  | ~38 mL,Ace Glass, 8648-09,Ace-Thred #15,20.3 cm × 25.4 mm,bushing type Front seal | , |  |  | ~38 mL,Ace Glass, 8648-09,Ace-Thred #15,20.3 cm × 25.4 mm,bushing type Front seal
,bushing type, Front seal, volume 100 mL, L × O.D. 17.8 cm × 38.1 mm,,,,, | Z566268 |  | Aldrich | Ace pressure tube |  | ,,,, | Ace Pressure Tubes , Glass Tubes , Labware , Pressure Vessels , Tubes |  | 100 mL,Ace Glass, 8648-88,Ace-Thred #15,17.8 cm × 38.1 mm,bushing type Front seal | , |  |  | 100 mL,Ace Glass, 8648-88,Ace-Thred #15,17.8 cm × 38.1 mm,bushing type Front seal
,bushing type, Back seal, volume ~15 mL, L × O.D. 10.2 cm × 25.4 mm,,,,, | Z181064 |  | Aldrich | Ace pressure tube | 32060490 | ,,,, | Ace , Ace Pressure Tubes , Ace Tubes , Glass Tubes , Labware , Manufacturer Browser , Pressure Vessels , Tubes |  | ~15 mL,Ace Glass, 8648-03,Ace-Thred #15,10.2 cm × 25.4 mm,bushing type Back seal | , |  |  | ~15 mL,Ace Glass, 8648-03,Ace-Thred #15,10.2 cm × 25.4 mm,bushing type Back seal
,bushing type, Back seal, volume ~35 mL, L × O.D. 17.8 cm × 25.4 mm,,,,, | Z181072 |  | Aldrich | Ace pressure tube | 32060490 | ,,,, | Ace , Ace Pressure Tubes , Ace Tubes , Glass Tubes , Labware , Manufacturer Browser , Pressure Vessels , Tubes |  | ~35 mL,Ace Glass, 8648-06,Ace-Thred #15,17.8 cm × 25.4 mm,bushing type Back seal | , |  |  | ~35 mL,Ace Glass, 8648-06,Ace-Thred #15,17.8 cm × 25.4 mm,bushing type Back seal
,bushing type, Back seal, volume ~38 mL, L × O.D. 20.3 cm × 25.4 mm,,,,, | Z181080 |  | Aldrich | Ace pressure tube | 32060490 | ,,,, | Ace , Ace Pressure Tubes , Ace Tubes , Glass Tubes , Labware , Manufacturer Browser , Pressure Vessels , Tubes |  | ~38 mL,Ace Glass, 8648-08,Ace-Thred #15,20.3 cm × 25.4 mm,bushing type Back seal | , |  |  | ~38 mL,Ace Glass, 8648-08,Ace-Thred #15,20.3 cm × 25.4 mm,bushing type Back seal
,bushing type, Back seal, volume 100 mL, L × O.D. 17.8 cm × 38.1 mm,,,,, | Z566241 |  | Aldrich | Ace pressure tube |  | ,,,, | Ace Pressure Tubes , Glass Tubes , Labware , Pressure Vessels , Tubes |  | 100 mL,Ace Glass, 8648-89,Ace-Thred #15,17.8 cm × 38.1 mm,bushing type Back seal | , |  |  | 100 mL,Ace Glass, 8648-89,Ace-Thred #15,17.8 cm × 38.1 mm,bushing type Back seal
,bushing type, Back seal, volume 200 mL, L × O.D. 20.3 cm × 50 mm,,,,, | Z566276 |  | Aldrich | Ace pressure tube |  | ,,,, | Ace Pressure Tubes , Glass Tubes , Labware , Pressure Vessels , Tubes |  | 200 mL,Ace Glass, 8648-125,Ace-Thred #36,20.3 cm × 50 mm,bushing type Back seal | , |  |  | 200 mL,Ace Glass, 8648-125,Ace-Thred #36,20.3 cm × 50 mm,bushing type Back seal
,volume ~15 mL,,,,, | Z400408 |  | Aldrich | Ace pressure tubes with plunger valves and thermowells |  | ,,,, | Ace , Ace Pressure Tubes , Ace Tubes , Labware , Manufacturer Browser , Pressure Vessels |  | ~15 mL,Ace Glass 8648164,10.2 cm × 25.4 mm | , |  |  | ~15 mL,Ace Glass 8648164,10.2 cm × 25.4 mm
,volume ~35 mL,,,,, | Z400424 |  | Aldrich | Ace pressure tubes with plunger valves and thermowells |  | ,,,, | Ace , Ace Pressure Tubes , Ace Tubes , Labware , Manufacturer Browser , Pressure Vessels |  | ~35 mL,Ace Glass 8648170,17.8 cm × 25.4 mm | , |  |  | ~35 mL,Ace Glass 8648170,17.8 cm × 25.4 mm
,volume ~38 mL,,,,, | Z400440 |  | Aldrich | Ace pressure tubes with plunger valves and thermowells |  | ,,,, | Ace , Ace Pressure Tubes , Ace Tubes , Labware , Manufacturer Browser , Pressure Vessels |  | ~38 mL,Ace Glass 8648175,20.3 cm × 25.4 mm | , |  |  | ~38 mL,Ace Glass 8648175,20.3 cm × 25.4 mm
,volume ~48 mL,,,,, | Z400416 |  | Aldrich | Ace pressure tubes with plunger valves and thermowells |  | ,,,, | Ace , Ace Pressure Tubes , Ace Tubes , Labware , Manufacturer Browser , Pressure Vessels |  | ~48 mL,Ace Glass 8648167,10.2 cm × 38.1 mm | , |  |  | ~48 mL,Ace Glass 8648167,10.2 cm × 38.1 mm
,volume ~60 mL,,,,, | Z400467 |  | Aldrich | Ace pressure tubes with plunger valves and thermowells |  | ,,,, | Ace , Ace Pressure Tubes , Ace Tubes , Labware , Manufacturer Browser , Pressure Vessels |  | ~60 mL,Ace Glass 8648179,30.5 cm × 25.4 mm | , |  |  | ~60 mL,Ace Glass 8648179,30.5 cm × 25.4 mm
,volume ~100 mL,,,,, | Z400432 |  | Aldrich | Ace pressure tubes with plunger valves and thermowells |  | ,,,, | Ace , Ace Pressure Tubes , Ace Tubes , Labware , Manufacturer Browser , Pressure Vessels |  | ~100 mL,Ace Glass 8648172,17.8 cm × 38.1 mm | , |  |  | ~100 mL,Ace Glass 8648172,17.8 cm × 38.1 mm
,volume ~120 mL,,,,, | Z400459 |  | Aldrich | Ace pressure tubes with plunger valves and thermowells |  | ,,,, | Ace , Ace Pressure Tubes , Ace Tubes , Labware , Manufacturer Browser , Pressure Vessels |  | ~120 mL,Ace Glass 8648177,20.3 cm × 38.1 mm | , |  |  | ~120 mL,Ace Glass 8648177,20.3 cm × 38.1 mm
,volume ~185 mL,,,,, | Z400475 |  | Aldrich | Ace pressure tubes with plunger valves and thermowells | 32060490 | ,,,, | Ace , Ace Pressure Tubes , Ace Tubes , Labware , Manufacturer Browser , Pressure Vessels |  | ~185 mL,Ace Glass 8648181,30.5 cm × 38.1 mm | , |  |  | ~185 mL,Ace Glass 8648181,30.5 cm × 38.1 mm
,pore size 350 μm,,,,, | Z565989 |  | Aldrich | Screen support for size 50 Ace-Thred ™ |  | ,,,, | Labware , Pressure Vessels , Support screens |  | Ace Glass,polypropylene,350 μm pore size | , |  |  | Ace Glass,polypropylene,350 μm pore size
,pore size 295 μm,,,,, | Z565997 |  | Aldrich | Screen support for size 50 Ace-Thred ™ |  | ,,,, | Labware , Pressure Vessels , Support screens |  | Ace Glass,polypropylene,295 μm pore size | , |  |  | Ace Glass,polypropylene,295 μm pore size
,pore size 210 μm,,,,, | Z566004 |  | Aldrich | Screen support for size 50 Ace-Thred ™ |  | ,,,, | Labware , Pressure Vessels , Support screens |  | Ace Glass,polypropylene,210 μm pore size | , |  |  | Ace Glass,polypropylene,210 μm pore size
,pore size 105 μm,,,,, | Z566012 |  | Aldrich | Screen support for size 50 Ace-Thred ™ |  | ,,,, | Labware , Pressure Vessels , Support screens |  | Ace Glass,polypropylene,105 μm pore size | , |  |  | Ace Glass,polypropylene,105 μm pore size
,Joint: SJ 75/50,,,,, | Z214426 |  | Aldrich | Aldrich ® ball joint stopper |  | ,,,, | Aldrich , Aldrich Ball Joint Stopper , Aldrich Stoppers , Glass Stoppers , Labware , Manufacturer Browser , Stoppers |  | Joint: SJ75/50 | , |  |  | Joint: SJ75/50
,Joint: ST/NS 10/19,,,,, | Z229644 |  | Aldrich | Aldrich ® hollow pennyhead stopper |  | ,,,, | Aldrich , Aldrich Hollow Pennyhead Stopper , Aldrich Stoppers , Glass Stoppers , Labware , Manufacturer Browser , Stoppers |  | Joint: ST/NS10/19,ground glass,closed at bottom | , |  |  | Joint: ST/NS10/19,ground glass,closed at bottom
,Joint: ST/NS 10/30,,,,, | Z219916 |  | Aldrich | Aldrich ® hollow pennyhead stopper |  | ,,,, | Aldrich , Aldrich Hollow Pennyhead Stopper , Aldrich Stoppers , Glass Stoppers , Labware , Manufacturer Browser , Stoppers |  | Joint: ST/NS10/30,ground glass,closed at bottom | , |  |  | Joint: ST/NS10/30,ground glass,closed at bottom
,Joint: ST/NS 12/30,,,,, | Z229652 |  | Aldrich | Aldrich ® hollow pennyhead stopper |  | ,,,, | Aldrich , Aldrich Hollow Pennyhead Stopper , Aldrich Stoppers , Glass Stoppers , Labware , Manufacturer Browser , Stoppers |  | Joint: ST/NS12/30,ground glass,closed at bottom | , |  |  | Joint: ST/NS12/30,ground glass,closed at bottom
,Joint: ST/NS 14/20,,,,, | Z219975 |  | Aldrich | Aldrich ® hollow pennyhead stopper |  | ,,,, | Aldrich , Aldrich Hollow Pennyhead Stopper , Aldrich Stoppers , Glass Stoppers , Labware , Manufacturer Browser , Stoppers |  | Joint: ST/NS14/20,ground glass,closed at bottom | , |  |  | Joint: ST/NS14/20,ground glass,closed at bottom
,Joint: ST/NS 14/23,,,,, | Z229660 |  | Aldrich | Aldrich ® hollow pennyhead stopper |  | ,,,, | Aldrich , Aldrich Hollow Pennyhead Stopper , Aldrich Stoppers , Glass Stoppers , Labware , Manufacturer Browser , Stoppers |  | Joint: ST/NS14/23,ground glass,closed at bottom | , |  |  | Joint: ST/NS14/23,ground glass,closed at bottom
,Joint: ST/NS 14/35,,,,, | Z229679 |  | Aldrich | Aldrich ® hollow pennyhead stopper |  | ,,,, | Aldrich , Aldrich Hollow Pennyhead Stopper , Aldrich Stoppers , Glass Stoppers , Labware , Manufacturer Browser , Stoppers |  | Joint: ST/NS14/35,ground glass,closed at bottom | , |  |  | Joint: ST/NS14/35,ground glass,closed at bottom
,Joint: ST/NS 19/22,,,,, | Z219983 |  | Aldrich | Aldrich ® hollow pennyhead stopper |  | ,,,, | Aldrich , Aldrich Hollow Pennyhead Stopper , Aldrich Stoppers , Glass Stoppers , Labware , Manufacturer Browser , Stoppers |  | Joint: ST/NS19/22,ground glass,closed at bottom | , |  |  | Joint: ST/NS19/22,ground glass,closed at bottom
,Joint: ST/NS 19/26,,,,, | Z229687 |  | Aldrich | Aldrich ® hollow pennyhead stopper |  | ,,,, | Aldrich , Aldrich Hollow Pennyhead Stopper , Aldrich Stoppers , Glass Stoppers , Labware , Manufacturer Browser , Stoppers |  | Joint: ST/NS19/26,ground glass,closed at bottom | , |  |  | Joint: ST/NS19/26,ground glass,closed at bottom
,Joint: ST/NS 19/38,,,,, | Z219924 |  | Aldrich | Aldrich ® hollow pennyhead stopper |  | ,,,, | Aldrich , Aldrich Hollow Pennyhead Stopper , Aldrich Stoppers , Glass Stoppers , Labware , Manufacturer Browser , Stoppers |  | Joint: ST/NS19/38,ground glass,closed at bottom | , |  |  | Joint: ST/NS19/38,ground glass,closed at bottom
,Joint: ST/NS 24/40,,,,, | Z219932 |  | Aldrich | Aldrich ® hollow pennyhead stopper |  | ,,,, | Aldrich , Aldrich Hollow Pennyhead Stopper , Aldrich Stoppers , Glass Stoppers , Labware , Manufacturer Browser , Stoppers |  | Joint: ST/NS24/40,ground glass,closed at bottom | , |  |  | Joint: ST/NS24/40,ground glass,closed at bottom
,Joint: ST/NS 29/32,,,,, | Z229695 |  | Aldrich | Aldrich ® hollow pennyhead stopper |  | ,,,, | Aldrich , Aldrich Hollow Pennyhead Stopper , Aldrich Stoppers , Glass Stoppers , Labware , Manufacturer Browser , Stoppers |  | Joint: ST/NS29/32,ground glass,closed at bottom | , |  |  | Joint: ST/NS29/32,ground glass,closed at bottom
,Joint: ST/NS 29/42,,,,, | Z219940 |  | Aldrich | Aldrich ® hollow pennyhead stopper |  | ,,,, | Aldrich , Aldrich Hollow Pennyhead Stopper , Aldrich Stoppers , Glass Stoppers , Labware , Manufacturer Browser , Stoppers |  | Joint: ST/NS29/42,ground glass,closed at bottom | , |  |  | Joint: ST/NS29/42,ground glass,closed at bottom
,Joint: ST/NS 34/45,,,,, | Z219959 |  | Aldrich | Aldrich ® hollow pennyhead stopper |  | ,,,, | Aldrich , Aldrich Hollow Pennyhead Stopper , Aldrich Stoppers , Glass Stoppers , Labware , Manufacturer Browser , Stoppers |  | Joint: ST/NS34/45,ground glass,closed at bottom | , |  |  | Joint: ST/NS34/45,ground glass,closed at bottom
,Joint: ST/NS 45/40,,,,, | Z229709 |  | Aldrich | Aldrich ® hollow pennyhead stopper |  | ,,,, | Aldrich , Aldrich Hollow Pennyhead Stopper , Aldrich Stoppers , Glass Stoppers , Labware , Manufacturer Browser , Stoppers |  | Joint: ST/NS45/40,ground glass,closed at bottom | , |  |  | Joint: ST/NS45/40,ground glass,closed at bottom
,Joint: ST/NS 45/50,,,,, | Z219967 |  | Aldrich | Aldrich ® hollow pennyhead stopper |  | ,,,, | Aldrich , Aldrich Hollow Pennyhead Stopper , Aldrich Stoppers , Glass Stoppers , Labware , Manufacturer Browser , Stoppers |  | Joint: ST/NS45/50,ground glass,closed at bottom | , |  |  | Joint: ST/NS45/50,ground glass,closed at bottom
,Joint: ST/NS 55/50,,,,, | Z219339 |  | Aldrich | Aldrich ® hollow pennyhead stopper |  | ,,,, | Aldrich , Aldrich Hollow Pennyhead Stopper , Aldrich Stoppers , Glass Stoppers , Labware , Manufacturer Browser , Stoppers |  | Joint: ST/NS55/50,ground glass,closed at bottom | , |  |  | Joint: ST/NS55/50,ground glass,closed at bottom
,Joint: ST/NS 14/20,,,,, | Z220043 |  | Aldrich | Aldrich ® hollow pennyhead stopper with hook |  | ,,,, | Aldrich , Aldrich Hollow Pennyhead Stopper with Hook , Aldrich Stoppers , Glass Stoppers , Labware , Manufacturer Browser , Stoppers |  | Joint: ST/NS14/20 | , |  |  | Joint: ST/NS14/20
,Joint: ST/NS 24/40,,,,, | Z220051 |  | Aldrich | Aldrich ® hollow pennyhead stopper with hook |  | ,,,, | Aldrich , Aldrich Hollow Pennyhead Stopper with Hook , Aldrich Stoppers , Glass Stoppers , Labware , Manufacturer Browser , Stoppers |  | Joint: ST/NS24/40 | , |  |  | Joint: ST/NS24/40
,Joint: SJ 12/5,,,,, | Z219851 |  | Aldrich | Aldrich ® pennyhead ball joint stopper |  | ,,,, | Aldrich , Aldrich Pennyhead Ball Joint Stopper , Aldrich Stoppers , Glass Stoppers , Labware , Manufacturer Browser , Stoppers |  | Joint: SJ12/5 | , |  |  | Joint: SJ12/5
,Joint: SJ 18/9,,,,, | Z219878 |  | Aldrich | Aldrich ® pennyhead ball joint stopper |  | ,,,, | Aldrich , Aldrich Pennyhead Ball Joint Stopper , Aldrich Stoppers , Glass Stoppers , Labware , Manufacturer Browser , Stoppers |  | Joint: SJ18/9 | , |  |  | Joint: SJ18/9
,Joint: SJ 28/12,,,,, | Z219886 |  | Aldrich | Aldrich ® pennyhead ball joint stopper |  | ,,,, | Aldrich , Aldrich Pennyhead Ball Joint Stopper , Aldrich Stoppers , Glass Stoppers , Labware , Manufacturer Browser , Stoppers |  | Joint: SJ28/12 | , |  |  | Joint: SJ28/12
,Joint: SJ 35/25,,,,, | Z219894 |  | Aldrich | Aldrich ® pennyhead ball joint stopper |  | ,,,, | Aldrich , Aldrich Pennyhead Ball Joint Stopper , Aldrich Stoppers , Glass Stoppers , Labware , Manufacturer Browser , Stoppers |  | Joint: SJ35/25 | , |  |  | Joint: SJ35/25
,Joint: SJ 50/30,,,,, | Z229636 |  | Aldrich | Aldrich ® pennyhead ball joint stopper |  | ,,,, | Aldrich , Aldrich Pennyhead Ball Joint Stopper , Aldrich Stoppers , Glass Stoppers , Labware , Manufacturer Browser , Stoppers |  | Joint: SJ50/30 | , |  |  | Joint: SJ50/30
,Joint: SJ 65/40,,,,, | Z219908 |  | Aldrich | Aldrich ® pennyhead ball joint stopper |  | ,,,, | Aldrich , Aldrich Pennyhead Ball Joint Stopper , Aldrich Stoppers , Glass Stoppers , Labware , Manufacturer Browser , Stoppers |  | Joint: SJ65/40 | , |  |  | Joint: SJ65/40
,Joint: SJ 12/5,,,,, | Z219991 |  | Aldrich | Aldrich ® socket stopper |  | ,,,, | Aldrich , Aldrich Socket Stopper , Aldrich Stoppers , Glass Stoppers , Labware , Manufacturer Browser , Stoppers |  | Joint: SJ12/5 | , |  |  | Joint: SJ12/5
,Joint: SJ 18/9,,,,, | Z220000 |  | Aldrich | Aldrich ® socket stopper |  | ,,,, | Aldrich , Aldrich Socket Stopper , Aldrich Stoppers , Glass Stoppers , Labware , Manufacturer Browser , Stoppers |  | Joint: SJ18/9 | , |  |  | Joint: SJ18/9
,Joint: SJ 28/12,,,,, | Z220019 |  | Aldrich | Aldrich ® socket stopper |  | ,,,, | Aldrich , Aldrich Socket Stopper , Aldrich Stoppers , Glass Stoppers , Labware , Manufacturer Browser , Stoppers |  | Joint: SJ28/12 | , |  |  | Joint: SJ28/12
,Joint: SJ 35/25,,,,, | Z220027 |  | Aldrich | Aldrich ® socket stopper |  | ,,,, | Aldrich , Aldrich Socket Stopper , Aldrich Stoppers , Glass Stoppers , Labware , Manufacturer Browser , Stoppers |  | Joint: SJ35/25 | , |  |  | Joint: SJ35/25
,Joint: SJ 50/30,,,,, | Z229717 |  | Aldrich | Aldrich ® socket stopper |  | ,,,, | Aldrich , Aldrich Socket Stopper , Aldrich Stoppers , Glass Stoppers , Labware , Manufacturer Browser , Stoppers |  | Joint: SJ50/30 | , |  |  | Joint: SJ50/30
,Joint: SJ 65/40,,,,, | Z220035 |  | Aldrich | Aldrich ® socket stopper |  | ,,,, | Aldrich , Aldrich Socket Stopper , Aldrich Stoppers , Glass Stoppers , Labware , Manufacturer Browser , Stoppers |  | Joint: SJ65/40 | , |  |  | Joint: SJ65/40
,Joint: ST/NS 10/19,,,,, | Z340545 |  | Sigma | BRAND ® BISTABIL ® ground glass stopper, conical joint |  | ,,,, | Bistabil ground glass stopper , Glass Stoppers , Labware , Lenz , Manufacturer Browser , Stoppers |  | Joint: ST/NS10/19,Lenz | , |  |  | Joint: ST/NS10/19,Lenz
,Joint: ST/NS 12/21,,,,, | Z340553 |  | Sigma | BRAND ® BISTABIL ® ground glass stopper, conical joint |  | ,,,, | Bistabil ground glass stopper , Glass Stoppers , Labware , Lenz , Manufacturer Browser , Stoppers |  | Joint: ST/NS12/21,Lenz | , |  |  | Joint: ST/NS12/21,Lenz
,Joint: ST/NS 14/23,,,,, | Z340561 |  | Sigma | BRAND ® BISTABIL ® ground glass stopper, conical joint |  | ,,,, | Bistabil ground glass stopper , Glass Stoppers , Labware , Lenz , Manufacturer Browser , Stoppers |  | Joint: ST/NS14/23,Lenz | , |  |  | Joint: ST/NS14/23,Lenz
,Joint: ST/NS 19/26,,,,, | Z340588 |  | Sigma | BRAND ® BISTABIL ® ground glass stopper, conical joint |  | ,,,, | Bistabil ground glass stopper , Glass Stoppers , Labware , Lenz , Manufacturer Browser , Stoppers |  | Joint: ST/NS19/26,Lenz | , |  |  | Joint: ST/NS19/26,Lenz
,Joint: ST/NS 24/29,,,,, | Z340596 |  | Sigma | BRAND ® BISTABIL ® ground glass stopper, conical joint |  | ,,,, | Bistabil ground glass stopper , Glass Stoppers , Labware , Lenz , Manufacturer Browser , Stoppers |  | Joint: ST/NS24/29,Lenz | , |  |  | Joint: ST/NS24/29,Lenz
,Joint: ST/NS 29/32,,,,, | Z340618 |  | Sigma | BRAND ® BISTABIL ® ground glass stopper, conical joint |  | ,,,, | Bistabil ground glass stopper , Glass Stoppers , Labware , Lenz , Manufacturer Browser , Stoppers |  | Joint: ST/NS29/32,Lenz | , |  |  | Joint: ST/NS29/32,Lenz
,Plain, Joint: ST/NS 14/20,,,,, | Z122483 |  | Aldrich | Hex-head stopper |  | ,,,, | Aldrich , Aldrich Hex-Head Stopper , Aldrich Stoppers , Glass Stoppers , Labware , Manufacturer Browser , Stoppers |  | Joint: ST/NS14/20,ground glass,hollow | , |  |  | Joint: ST/NS14/20,ground glass,hollow
,Plain, Joint: ST/NS 19/22,,,,, | Z229555 |  | Aldrich | Hex-head stopper |  | ,,,, | Aldrich , Aldrich Hex-Head Stopper , Aldrich Stoppers , Glass Stoppers , Labware , Manufacturer Browser , Stoppers |  | Joint: ST/NS19/22,ground glass,hollow | , |  |  | Joint: ST/NS19/22,ground glass,hollow
,Plain, Joint: ST/NS 24/40,,,,, | Z229571 |  | Aldrich | Hex-head stopper |  | ,,,, | Aldrich , Aldrich Hex-Head Stopper , Aldrich Stoppers , Glass Stoppers , Labware , Manufacturer Browser , Stoppers |  | Joint: ST/NS24/40,ground glass,hollow | , |  |  | Joint: ST/NS24/40,ground glass,hollow
,Plain, Joint: ST/NS 29/26,,,,, | Z229598 |  | Aldrich | Hex-head stopper |  | ,,,, | Aldrich , Aldrich Hex-Head Stopper , Aldrich Stoppers , Glass Stoppers , Labware , Manufacturer Browser , Stoppers |  | Joint: ST/NS29/26,ground glass,hollow | , |  |  | Joint: ST/NS29/26,ground glass,hollow
,Screw-thread, Joint: ST/NS 14/20,,,,, | Z229601 |  | Aldrich | Hex-head stopper |  | ,,,, | Aldrich , Aldrich Hex-Head Stopper , Aldrich Stoppers , Glass Stoppers , Labware , Manufacturer Browser , Stoppers |  | Joint: ST/NS14/20,ground glass,hollow | , |  |  | Joint: ST/NS14/20,ground glass,hollow
,Joint: ST/NS 24/40, Full length, closed at bottom,,,,, | CLS7570N24 |  | Aldrich | Pyrex ® ground-glass stopper |  | ,,,, | Corning , Corning Stoppers , Glass Stoppers , Labware , Manufacturer Browser , Pyrex ground-glass stopper , Stoppers |  | Joint: ST/NS24/40,Corning, 7570N-24 | , |  |  | Joint: ST/NS24/40,Corning, 7570N-24
,Joint: ST/NS 14/20, Combination reagent bottle/ground joint, hollow,,,,, | CLS757514 |  | Aldrich | Pyrex ® ground-glass stopper |  | ,,,, | Corning , Corning Stoppers , Glass Stoppers , Labware , Manufacturer Browser , Pyrex ground-glass stopper , Stoppers |  | Joint: ST/NS14/20,Corning, 7575-14 | , |  |  | Joint: ST/NS14/20,Corning, 7575-14
,Joint: ST/NS 19/22, Combination reagent bottle/ground joint, hollow,,,,, | CLS757519 |  | Aldrich | Pyrex ® ground-glass stopper |  | ,,,, | Corning , Corning Stoppers , Glass Stoppers , Labware , Manufacturer Browser , Pyrex ground-glass stopper , Stoppers |  | Joint: ST/NS19/22,Corning, 7575-19 | , |  |  | Joint: ST/NS19/22,Corning, 7575-19
,Joint: ST/NS 24/30, Combination reagent bottle/ground joint, hollow,,,,, | CLS757524 |  | Aldrich | Pyrex ® ground-glass stopper |  | ,,,, | Corning , Corning Stoppers , Glass Stoppers , Labware , Manufacturer Browser , Pyrex ground-glass stopper , Stoppers |  | Joint: ST/NS24/30,Corning, 7575-24 | , |  |  | Joint: ST/NS24/30,Corning, 7575-24
,stopper size size 8,,,,, | CLS76508 |  | Aldrich | Pyrex ® hollow stopper |  | ,,,, | Corning , Corning Stoppers , Glass Stoppers , Labware , Manufacturer Browser , Pyrex hollow stopper , Stoppers |  | 8,Corning, 7650-8 | , |  |  | 8,Corning, 7650-8
,stopper size size 9,,,,, | CLS76509 |  | Aldrich | Pyrex ® hollow stopper |  | ,,,, | Corning , Corning Stoppers , Glass Stoppers , Labware , Manufacturer Browser , Pyrex hollow stopper , Stoppers |  | 9,Corning, 7650-9 | , |  |  | 9,Corning, 7650-9
,stopper size size 13,,,,, | CLS765013 |  | Aldrich | Pyrex ® hollow stopper |  | ,,,, | Corning , Corning Stoppers , Glass Stoppers , Labware , Manufacturer Browser , Pyrex hollow stopper , Stoppers |  | 13,Corning, 7650-13 | , |  |  | 13,Corning, 7650-13
,stopper size size 16,,,,, | CLS765016 |  | Aldrich | Pyrex ® hollow stopper |  | ,,,, | Corning , Corning Stoppers , Glass Stoppers , Labware , Manufacturer Browser , Pyrex hollow stopper , Stoppers |  | 16,Corning, 7650-16 | , |  |  | 16,Corning, 7650-16
,stopper size size 22,,,,, | CLS765022 |  | Aldrich | Pyrex ® hollow stopper |  | ,,,, | Corning , Corning Stoppers , Glass Stoppers , Labware , Manufacturer Browser , Pyrex hollow stopper , Stoppers |  | 22,Corning, 7650-22 | , |  |  | 22,Corning, 7650-22
,stopper size size 9,,,,, | CLS76609 |  | Aldrich | Pyrex ® pennyhead stopper |  | ,,,, | Corning , Corning Stoppers , Glass Stoppers , Labware , Manufacturer Browser , Pyrex pennyhead stopper , Stoppers |  | 9,Corning, 7660-9,glass,14 mm , ground-zone | , |  |  | 9,Corning, 7660-9,glass,14 mm , ground-zone
,stopper size size 16,,,,, | CLS766016 |  | Aldrich | Pyrex ® pennyhead stopper |  | ,,,, | Corning , Corning Stoppers , Glass Stoppers , Labware , Manufacturer Browser , Pyrex pennyhead stopper , Stoppers |  | 16,Corning, 7660-16,glass,15 mm , ground-zone | , |  |  | 16,Corning, 7660-16,glass,15 mm , ground-zone
,stopper size size 19,,,,, | CLS766019 |  | Aldrich | Pyrex ® pennyhead stopper |  | ,,,, | Corning , Corning Stoppers , Glass Stoppers , Labware , Manufacturer Browser , Pyrex pennyhead stopper , Stoppers |  | 19,Corning, 7660-19,glass,17 mm , ground-zone | , |  |  | 19,Corning, 7660-19,glass,17 mm , ground-zone
,plug bore 2 mm,,,,, | CLS76812 |  | Aldrich | Pyrex ® straight bore plug assembly, PTFE |  | ,,,, | Corning , Corning Stopcocks , Glass Stoppers , Labware , Manufacturer Browser , Stoppers |  | Corning, 7681-2,2 mm | , |  |  | Corning, 7681-2,2 mm
,plug bore 4 mm,,,,, | CLS76814 |  | Aldrich | Pyrex ® straight bore plug assembly, PTFE |  | ,,,, | Corning , Corning Stopcocks , Glass Stoppers , Labware , Manufacturer Browser , Stoppers |  | Corning, 7681-4,4 mm | , |  |  | Corning, 7681-4,4 mm
,plug bore 6 mm,,,,, | CLS76816 |  | Aldrich | Pyrex ® straight bore plug assembly, PTFE |  | ,,,, | Corning , Corning Stopcocks , Glass Stoppers , Labware , Manufacturer Browser , Stoppers |  | Corning, 7681-6,6 mm | , |  |  | Corning, 7681-6,6 mm
,pkg of 6 ea,,,,, | CLS72804CO |  | Aldrich | Retaining clip for Pyrex ® straight bore solid stopper plug |  | ,,,, | Corning , Corning Stopcocks , Glass Stoppers , Labware , Manufacturer Browser , Stoppers |  | pkg of 6 ea,Corning, 7280-4CO | , |  |  | pkg of 6 ea,Corning, 7280-4CO
,Joint: ST/NS 14/20,,,,, | Z268984 |  | Aldrich | Scienceware ® Safe-Lab ™ glass stopper |  | ,,,, | Bel-Art , Bel-Art Stoppers , Glass Stoppers , Labware , Manufacturer Browser , Safe-Lab , Safe-Lab Stoppers , Safe-Lab glass stopper , Stoppers |  | Joint: ST/NS14/20,Bel-Art | , |  |  | Joint: ST/NS14/20,Bel-Art
,Joint: ST/NS 24/40,,,,, | Z269018 |  | Aldrich | Scienceware ® Safe-Lab ™ glass stopper |  | ,,,, | Bel-Art , Bel-Art Stoppers , Glass Stoppers , Labware , Manufacturer Browser , Safe-Lab , Safe-Lab Stoppers , Safe-Lab glass stopper , Stoppers |  | Joint: ST/NS24/40,Bel-Art | , |  |  | Joint: ST/NS24/40,Bel-Art
,Joint: ST/NS 29/42,,,,, | Z269026 |  | Aldrich | Scienceware ® Safe-Lab ™ glass stopper |  | ,,,, | Bel-Art , Bel-Art Stoppers , Glass Stoppers , Labware , Manufacturer Browser , Safe-Lab , Safe-Lab Stoppers , Safe-Lab glass stopper , Stoppers |  | Joint: ST/NS29/42,Bel-Art | , |  |  | Joint: ST/NS29/42,Bel-Art
,for 10/30 joints,,,,, | Z501980 |  | Aldrich | Glindemann PTFE sealing rings |  | ,,,, | Joint Sleeves , Kimble Kontes , Kimble Kontes Stoppers , Labware , Manufacturer Browser , Stoppers |  | pkg of 50 ea,Kontes, 676005-1030,≤250 °C temperature | , |  |  | pkg of 50 ea,Kontes, 676005-1030,≤250 °C temperature
,for 14/10, 14/20, 14/35 joints,,,,, | Z502081 |  | Aldrich | Glindemann PTFE sealing rings |  | ,,,, | Joint Sleeves , Kimble Kontes , Kimble Kontes Stoppers , Labware , Manufacturer Browser , Stoppers |  | pkg of 50 ea,Kontes, 676005-1420,≤250 °C temperature | , |  |  | pkg of 50 ea,Kontes, 676005-1420,≤250 °C temperature
,for 19/22, 19/38 joints,,,,, | Z502200 |  | Aldrich | Glindemann PTFE sealing rings |  | ,,,, | Joint Sleeves , Kimble Kontes , Kimble Kontes Stoppers , Labware , Manufacturer Browser , Stoppers |  | pkg of 50 ea,Kontes, 676005-1922,≤250 °C temperature | , |  |  | pkg of 50 ea,Kontes, 676005-1922,≤250 °C temperature
,for 24/25, 24/40 joints,,,,, | Z502316 |  | Aldrich | Glindemann PTFE sealing rings |  | ,,,, | Joint Sleeves , Kimble Kontes , Kimble Kontes Stoppers , Labware , Manufacturer Browser , Stoppers |  | pkg of 50 ea,Kontes, 676005-2440,≤250 °C temperature | , |  |  | pkg of 50 ea,Kontes, 676005-2440,≤250 °C temperature
,for 29/26, 29/42, 29/32 joints,,,,, | Z502413 |  | Aldrich | Glindemann PTFE sealing rings |  | ,,,, | Joint Sleeves , Kimble Kontes , Kimble Kontes Stoppers , Labware , Manufacturer Browser , Stoppers |  | pkg of 50 ea,Kontes, 676005-2942,≤250 °C temperature | , |  |  | pkg of 50 ea,Kontes, 676005-2942,≤250 °C temperature
,for 45/50 joints,,,,, | Z502529 |  | Aldrich | Glindemann PTFE sealing rings |  | ,,,, | Joint Sleeves , Kimble Kontes , Kimble Kontes Stoppers , Labware , Manufacturer Browser , Stoppers |  | pkg of 50 ea,Kontes, 676005-4550,≤250 °C temperature | , |  |  | pkg of 50 ea,Kontes, 676005-4550,≤250 °C temperature
,Joint: ST/NS 7/25,,,,, | Z245976 |  | Aldrich | PTFE sleeve |  | ,,,, | Bel-Art , Bel-Art PTFE Sleeve Stoppers , Bel-Art Stoppers , Joint Sleeves , Labware , Manufacturer Browser , Stoppers |  | pkg of 6 ea,Joint: ST/NS7/25,Bel-Art | , |  |  | pkg of 6 ea,Joint: ST/NS7/25,Bel-Art
,Joint: ST/NS 10/30,,,,, | Z104868 |  | Aldrich | PTFE sleeve |  | ,,,, | Bel-Art , Bel-Art PTFE Sleeve Stoppers , Bel-Art Stoppers , Joint Sleeves , Labware , Manufacturer Browser , Stoppers |  | pkg of 6 ea,Joint: ST/NS10/30,Bel-Art | , |  |  | pkg of 6 ea,Joint: ST/NS10/30,Bel-Art
,Joint: ST/NS 12/30,,,,, | Z245984 |  | Aldrich | PTFE sleeve |  | ,,,, | Bel-Art , Bel-Art PTFE Sleeve Stoppers , Bel-Art Stoppers , Joint Sleeves , Labware , Manufacturer Browser , Stoppers |  | pkg of 6 ea,Joint: ST/NS12/30,Bel-Art | , |  |  | pkg of 6 ea,Joint: ST/NS12/30,Bel-Art
,Joint: ST/NS 14/35,,,,, | Z104876 |  | Aldrich | PTFE sleeve |  | ,,,, | Bel-Art , Bel-Art PTFE Sleeve Stoppers , Bel-Art Stoppers , Joint Sleeves , Labware , Manufacturer Browser , Stoppers |  | pkg of 6 ea,Joint: ST/NS14/35,Bel-Art | , |  |  | pkg of 6 ea,Joint: ST/NS14/35,Bel-Art
,Joint: ST/NS 19/38,,,,, | Z245992 |  | Aldrich | PTFE sleeve |  | ,,,, | Bel-Art , Bel-Art PTFE Sleeve Stoppers , Bel-Art Stoppers , Joint Sleeves , Labware , Manufacturer Browser , Stoppers |  | pkg of 6 ea,Joint: ST/NS19/38,Bel-Art | , |  |  | pkg of 6 ea,Joint: ST/NS19/38,Bel-Art
,Joint: ST/NS 24/40,,,,, | Z104884 |  | Aldrich | PTFE sleeve |  | ,,,, | Bel-Art , Bel-Art PTFE Sleeve Stoppers , Bel-Art Stoppers , Joint Sleeves , Labware , Manufacturer Browser , Stoppers |  | pkg of 6 ea,Joint: ST/NS24/40,Bel-Art | , |  |  | pkg of 6 ea,Joint: ST/NS24/40,Bel-Art
,Joint: ST/NS 29/42,,,,, | Z104892 |  | Aldrich | PTFE sleeve |  | ,,,, | Bel-Art , Bel-Art PTFE Sleeve Stoppers , Bel-Art Stoppers , Joint Sleeves , Labware , Manufacturer Browser , Stoppers |  | pkg of 6 ea,Joint: ST/NS29/42,Bel-Art | , |  |  | pkg of 6 ea,Joint: ST/NS29/42,Bel-Art
,Joint: ST/NS 34/45,,,,, | Z246018 |  | Aldrich | PTFE sleeve |  | ,,,, | Bel-Art , Bel-Art PTFE Sleeve Stoppers , Bel-Art Stoppers , Joint Sleeves , Labware , Manufacturer Browser , Stoppers |  | pkg of 6 ea,Joint: ST/NS34/45,Bel-Art | , |  |  | pkg of 6 ea,Joint: ST/NS34/45,Bel-Art
,Joint: ST/NS 40/50,,,,, | Z246026 |  | Aldrich | PTFE sleeve |  | ,,,, | Bel-Art , Bel-Art PTFE Sleeve Stoppers , Bel-Art Stoppers , Joint Sleeves , Labware , Manufacturer Browser , Stoppers |  | pkg of 6 ea,Joint: ST/NS40/50,Bel-Art | , |  |  | pkg of 6 ea,Joint: ST/NS40/50,Bel-Art
,Joint: ST/NS 45/50,,,,, | Z246034 |  | Aldrich | PTFE sleeve |  | ,,,, | Bel-Art , Bel-Art PTFE Sleeve Stoppers , Bel-Art Stoppers , Joint Sleeves , Labware , Manufacturer Browser , Stoppers |  | pkg of 6 ea,Joint: ST/NS45/50,Bel-Art | , |  |  | pkg of 6 ea,Joint: ST/NS45/50,Bel-Art
,Joint: ST/NS 50/50,,,,, | Z246042 |  | Aldrich | PTFE sleeve |  | ,,,, | Bel-Art , Bel-Art PTFE Sleeve Stoppers , Bel-Art Stoppers , Joint Sleeves , Labware , Manufacturer Browser , Stoppers |  | pkg of 6 ea,Joint: ST/NS50/50,Bel-Art | , |  |  | pkg of 6 ea,Joint: ST/NS50/50,Bel-Art
,Joint: ST/NS 55/50,,,,, | Z246050 |  | Aldrich | PTFE sleeve |  | ,,,, | Bel-Art , Bel-Art PTFE Sleeve Stoppers , Bel-Art Stoppers , Joint Sleeves , Labware , Manufacturer Browser , Stoppers |  | pkg of 6 ea,Joint: ST/NS55/50,Bel-Art | , |  |  | pkg of 6 ea,Joint: ST/NS55/50,Bel-Art
,Joint: ST/NS 10/30,,,,, | Z215406 |  | Aldrich | Rigid PTFE sleeve |  | ,,,, | Cowie , Cowie Rigid PTFE sleeve , Cowie Stoppers , Joint Sleeves , Labware , Manufacturer Browser , Stoppers |  | Joint: ST/NS10/30,Cowie | , |  |  | Joint: ST/NS10/30,Cowie
,Joint: ST/NS 14/23,,,,, | Z215473 |  | Aldrich | Rigid PTFE sleeve |  | ,,,, | Cowie , Cowie Rigid PTFE sleeve , Cowie Stoppers , Joint Sleeves , Labware , Manufacturer Browser , Stoppers |  | Joint: ST/NS14/23,Cowie | , |  |  | Joint: ST/NS14/23,Cowie
,Joint: ST/NS 14/35,,,,, | Z215414 |  | Aldrich | Rigid PTFE sleeve |  | ,,,, | Cowie , Cowie Rigid PTFE sleeve , Cowie Stoppers , Joint Sleeves , Labware , Manufacturer Browser , Stoppers |  | Joint: ST/NS14/35,Cowie | , |  |  | Joint: ST/NS14/35,Cowie
,Joint: ST/NS 19/26,,,,, | Z215481 |  | Aldrich | Rigid PTFE sleeve |  | ,,,, | Cowie , Cowie Rigid PTFE sleeve , Cowie Stoppers , Joint Sleeves , Labware , Manufacturer Browser , Stoppers |  | Joint: ST/NS19/26,Cowie | , |  |  | Joint: ST/NS19/26,Cowie
,Joint: ST/NS 24/29,,,,, | Z215503 |  | Aldrich | Rigid PTFE sleeve |  | ,,,, | Cowie , Cowie Rigid PTFE sleeve , Cowie Stoppers , Joint Sleeves , Labware , Manufacturer Browser , Stoppers |  | Joint: ST/NS24/29,Cowie | , |  |  | Joint: ST/NS24/29,Cowie
,Joint: ST/NS 24/40,,,,, | Z215430 |  | Aldrich | Rigid PTFE sleeve |  | ,,,, | Cowie , Cowie Rigid PTFE sleeve , Cowie Stoppers , Joint Sleeves , Labware , Manufacturer Browser , Stoppers |  | Joint: ST/NS24/40,Cowie | , |  |  | Joint: ST/NS24/40,Cowie
,Joint: ST/NS 29/32,,,,, | Z215511 |  | Aldrich | Rigid PTFE sleeve |  | ,,,, | Cowie , Cowie Rigid PTFE sleeve , Cowie Stoppers , Joint Sleeves , Labware , Manufacturer Browser , Stoppers |  | Joint: ST/NS29/32,Cowie | , |  |  | Joint: ST/NS29/32,Cowie
,Joint: ST/NS 29/42,,,,, | Z215449 |  | Aldrich | Rigid PTFE sleeve |  | ,,,, | Cowie , Cowie Rigid PTFE sleeve , Cowie Stoppers , Joint Sleeves , Labware , Manufacturer Browser , Stoppers |  | Joint: ST/NS29/42,Cowie | , |  |  | Joint: ST/NS29/42,Cowie
,Joint: ST/NS 34/35,,,,, | Z215538 |  | Aldrich | Rigid PTFE sleeve |  | ,,,, | Cowie , Cowie Rigid PTFE sleeve , Cowie Stoppers , Joint Sleeves , Labware , Manufacturer Browser , Stoppers |  | Joint: ST/NS34/35,Cowie | , |  |  | Joint: ST/NS34/35,Cowie
,Joint: ST/NS 34/45,,,,, | Z215457 |  | Aldrich | Rigid PTFE sleeve |  | ,,,, | Cowie , Cowie Rigid PTFE sleeve , Cowie Stoppers , Joint Sleeves , Labware , Manufacturer Browser , Stoppers |  | Joint: ST/NS34/45,Cowie | , |  |  | Joint: ST/NS34/45,Cowie
,Joint: ST/NS 45/50,,,,, | Z244465 |  | Aldrich | Rigid PTFE sleeve |  | ,,,, | Cowie , Cowie Rigid PTFE sleeve , Cowie Stoppers , Joint Sleeves , Labware , Manufacturer Browser , Stoppers |  | Joint: ST/NS45/50,Cowie | , |  |  | Joint: ST/NS45/50,Cowie
,Joint: ST/NS 14/20,,,,, | Z105813 |  | Aldrich | Polyethylene stopper |  | ,,,, | Labware , Plastic Stoppers , Stoppers |  | Joint: ST/NS14/20 | , |  |  | Joint: ST/NS14/20
,Joint: ST/NS 19/38,,,,, | Z105805 |  | Aldrich | Polyethylene stopper |  | ,,,, | Labware , Plastic Stoppers , Stoppers |  | Joint: ST/NS19/38 | , |  |  | Joint: ST/NS19/38
,Joint: ST/NS 24/40,,,,, | Z105791 |  | Aldrich | Polyethylene stopper |  | ,,,, | Labware , Plastic Stoppers , Stoppers |  | Joint: ST/NS24/40 | , |  |  | Joint: ST/NS24/40
,Joint: ST/NS 29/32,,,,, | Z238015 |  | Aldrich | Polyethylene stopper |  | ,,,, | Labware , Plastic Stoppers , Stoppers |  | Joint: ST/NS29/32 | , |  |  | Joint: ST/NS29/32
,stopper size size 8,,,,, | CLS76248 |  | Aldrich | Pyrex ® HDPE stopper, improved form |  | ,,,, | Corning , Corning Stoppers , Labware , Manufacturer Browser , Plastic Stoppers , Pyrex HDPE stopper, improved form , Stoppers |  | 8,Corning, 7624-8 | , |  |  | 8,Corning, 7624-8
,stopper size size 9,,,,, | CLS76249 |  | Aldrich | Pyrex ® HDPE stopper, improved form |  | ,,,, | Corning , Corning Stoppers , Labware , Manufacturer Browser , Plastic Stoppers , Pyrex HDPE stopper, improved form , Stoppers |  | 9,Corning, 7624-9 | , |  |  | 9,Corning, 7624-9
,stopper size size 13,,,,, | CLS762413 |  | Aldrich | Pyrex ® HDPE stopper, improved form |  | ,,,, | Corning , Corning Stoppers , Labware , Manufacturer Browser , Plastic Stoppers , Pyrex HDPE stopper, improved form , Stoppers |  | 13,Corning, 7624-13 | , |  |  | 13,Corning, 7624-13
,stopper size size 16,,,,, | CLS762416 |  | Aldrich | Pyrex ® HDPE stopper, improved form |  | ,,,, | Corning , Corning Stoppers , Labware , Manufacturer Browser , Plastic Stoppers , Pyrex HDPE stopper, improved form , Stoppers |  | 16,Corning, 7624-16 | , |  |  | 16,Corning, 7624-16
,stopper size size 19,,,,, | CLS762419 |  | Aldrich | Pyrex ® HDPE stopper, improved form |  | ,,,, | Corning , Corning Stoppers , Labware , Manufacturer Browser , Plastic Stoppers , Pyrex HDPE stopper, improved form , Stoppers |  | 19,Corning, 7624-19 | , |  |  | 19,Corning, 7624-19
,stopper size size 22,,,,, | CLS762422 |  | Aldrich | Pyrex ® HDPE stopper, improved form |  | ,,,, | Corning , Corning Stoppers , Labware , Manufacturer Browser , Plastic Stoppers , Pyrex HDPE stopper, improved form , Stoppers |  | 22,Corning, 7624-22 | , |  |  | 22,Corning, 7624-22
,stopper size size 27,,,,, | CLS762427 |  | Aldrich | Pyrex ® HDPE stopper, improved form |  | ,,,, | Corning , Corning Stoppers , Labware , Manufacturer Browser , Plastic Stoppers , Pyrex HDPE stopper, improved form , Stoppers |  | 27,Corning, 7624-27 | , |  |  | 27,Corning, 7624-27
,stopper size size 38,,,,, | CLS762438 |  | Aldrich | Pyrex ® HDPE stopper, improved form |  | ,,,, | Corning , Corning Stoppers , Labware , Manufacturer Browser , Plastic Stoppers , Pyrex HDPE stopper, improved form , Stoppers |  | 38,Corning, 7624-38 | , |  |  | 38,Corning, 7624-38
,black, stopper size 9,,,,, | CLS76309 |  | Aldrich | Pyrex ® PTFE key-hole stopper, color-coded |  | ,,,, | Corning , Corning Stoppers , Labware , Manufacturer Browser , Plastic Stoppers , Pyrex PTFE key-hole stopper, color-coded , Stoppers |  | black,Corning, 7630-9,9 | , |  |  | black,Corning, 7630-9,9
,orange, stopper size 13,,,,, | CLS763013 |  | Aldrich | Pyrex ® PTFE key-hole stopper, color-coded |  | ,,,, | Corning , Corning Stoppers , Labware , Manufacturer Browser , Plastic Stoppers , Pyrex PTFE key-hole stopper, color-coded , Stoppers |  | orange,Corning, 7630-13,13 | , |  |  | orange,Corning, 7630-13,13
,blue, stopper size 16,,,,, | CLS763016 |  | Aldrich | Pyrex ® PTFE key-hole stopper, color-coded |  | ,,,, | Corning , Corning Stoppers , Labware , Manufacturer Browser , Plastic Stoppers , Pyrex PTFE key-hole stopper, color-coded , Stoppers |  | blue,Corning, 7630-16,16 | , |  |  | blue,Corning, 7630-16,16
,green, stopper size 19,,,,, | CLS763019 |  | Aldrich | Pyrex ® PTFE key-hole stopper, color-coded |  | ,,,, | Corning , Corning Stoppers , Labware , Manufacturer Browser , Plastic Stoppers , Pyrex PTFE key-hole stopper, color-coded , Stoppers |  | green,Corning, 7630-19,19 | , |  |  | green,Corning, 7630-19,19
,yellow, stopper size 22,,,,, | CLS763022 |  | Aldrich | Pyrex ® PTFE key-hole stopper, color-coded |  | ,,,, | Corning , Corning Stoppers , Labware , Manufacturer Browser , Plastic Stoppers , Pyrex PTFE key-hole stopper, color-coded , Stoppers |  | yellow,Corning, 7630-22,22 | , |  |  | yellow,Corning, 7630-22,22
,Joint: ST/NS 14/20, solid,,,,, | Z268682 |  | Aldrich | Scienceware ® Safe-Lab ™ PTFE stopper |  | ,,,, | Bel-Art , Bel-Art Stoppers , Labware , Manufacturer Browser , Plastic Stoppers , Safe-Lab , Safe-Lab PTFE stopper , Safe-Lab Stoppers , Stoppers |  | pkg of 3 ea,Joint: ST/NS14/20,Bel-Art | , |  |  | pkg of 3 ea,Joint: ST/NS14/20,Bel-Art
,Joint: ST/NS 19/22, solid,,,,, | Z268690 |  | Aldrich | Scienceware ® Safe-Lab ™ PTFE stopper |  | ,,,, | Bel-Art , Bel-Art Stoppers , Labware , Manufacturer Browser , Plastic Stoppers , Safe-Lab , Safe-Lab PTFE stopper , Safe-Lab Stoppers , Stoppers |  | pkg of 3 ea,Joint: ST/NS19/22,Bel-Art | , |  |  | pkg of 3 ea,Joint: ST/NS19/22,Bel-Art
,Joint: ST/NS 24/40, solid,,,,, | Z268704 |  | Aldrich | Scienceware ® Safe-Lab ™ PTFE stopper |  | ,,,, | Bel-Art , Bel-Art Stoppers , Labware , Manufacturer Browser , Plastic Stoppers , Safe-Lab , Safe-Lab PTFE stopper , Safe-Lab Stoppers , Stoppers |  | pkg of 2 ea,Joint: ST/NS24/40,Bel-Art | , |  |  | pkg of 2 ea,Joint: ST/NS24/40,Bel-Art
,Joint: ST/NS 29/42, hollow,,,,, | Z268623 |  | Aldrich | Scienceware ® Safe-Lab ™ PTFE stopper |  | ,,,, | Bel-Art , Bel-Art Stoppers , Labware , Manufacturer Browser , Plastic Stoppers , Safe-Lab , Safe-Lab PTFE stopper , Safe-Lab Stoppers , Stoppers |  | pkg of 2 ea,Joint: ST/NS29/42,Bel-Art | , |  |  | pkg of 2 ea,Joint: ST/NS29/42,Bel-Art
,Joint: ST/NS 45/50, hollow,,,,, | Z268658 |  | Aldrich | Scienceware ® Safe-Lab ™ PTFE stopper |  | ,,,, | Bel-Art , Bel-Art Stoppers , Labware , Manufacturer Browser , Plastic Stoppers , Safe-Lab , Safe-Lab PTFE stopper , Safe-Lab Stoppers , Stoppers |  | pkg of 1 ea,Joint: ST/NS45/50,Bel-Art | , |  |  | pkg of 1 ea,Joint: ST/NS45/50,Bel-Art
,Joint: ST/NS 24/40,,,,, | Z215929 |  | Aldrich | Solid PTFE stopper |  | ,,,, | Cowie , Cowie Solid PTFE Stopper , Cowie Stoppers , Labware , Manufacturer Browser , Plastic Stoppers , Stoppers |  | Joint: ST/NS24/40,Cowie | , |  |  | Joint: ST/NS24/40,Cowie
,Joint: ST/NS 29/42,,,,, | Z215937 |  | Aldrich | Solid PTFE stopper |  | ,,,, | Cowie , Cowie Solid PTFE Stopper , Cowie Stoppers , Labware , Manufacturer Browser , Plastic Stoppers , Stoppers |  | Joint: ST/NS29/42,Cowie | , |  |  | Joint: ST/NS29/42,Cowie
,Joint: ST/NS 7/16,,,,, | Z337234 |  | Sigma | BRAND ® conical joint stopper, PP |  | ,,,, | Labware , Plastic Stoppers , Stoppers |  | Joint: ST/NS7/16,autoclavable,BRAND | , |  |  | Joint: ST/NS7/16,autoclavable,BRAND
,Joint: ST/NS 10/19,,,,, | Z337242 |  | Sigma | BRAND ® conical joint stopper, PP |  | ,,,, | Labware , Plastic Stoppers , Stoppers |  | Joint: ST/NS10/19,autoclavable,BRAND | , |  |  | Joint: ST/NS10/19,autoclavable,BRAND
,Joint: ST/NS 12/21,,,,, | Z337250 |  | Sigma | BRAND ® conical joint stopper, PP |  | ,,,, | Labware , Plastic Stoppers , Stoppers |  | Joint: ST/NS12/21,autoclavable,BRAND | , |  |  | Joint: ST/NS12/21,autoclavable,BRAND
,Joint: ST/NS 14/23,,,,, | Z337269 |  | Sigma | BRAND ® conical joint stopper, PP |  | ,,,, | Labware , Plastic Stoppers , Stoppers |  | Joint: ST/NS14/23,autoclavable,BRAND | , |  |  | Joint: ST/NS14/23,autoclavable,BRAND
,Joint: ST/NS 19/26,,,,, | Z337277 |  | Sigma | BRAND ® conical joint stopper, PP |  | ,,,, | Labware , Plastic Stoppers , Stoppers |  | Joint: ST/NS19/26,autoclavable,BRAND | , |  |  | Joint: ST/NS19/26,autoclavable,BRAND
,Joint: ST/NS 24/29,,,,, | Z337285 |  | Sigma | BRAND ® conical joint stopper, PP |  | ,,,, | Labware , Plastic Stoppers , Stoppers |  | Joint: ST/NS24/29,autoclavable,BRAND | , |  |  | Joint: ST/NS24/29,autoclavable,BRAND
,Joint: ST/NS 29/32,,,,, | Z337293 |  | Sigma | BRAND ® conical joint stopper, PP |  | ,,,, | Labware , Plastic Stoppers , Stoppers |  | Joint: ST/NS29/32,autoclavable,BRAND | , |  |  | Joint: ST/NS29/32,autoclavable,BRAND
,Joint: ST/NS 34/35,,,,, | Z337307 |  | Sigma | BRAND ® conical joint stopper, PP |  | ,,,, | Labware , Plastic Stoppers , Stoppers |  | Joint: ST/NS34/35,autoclavable,BRAND | , |  |  | Joint: ST/NS34/35,autoclavable,BRAND
,Joint: ST/NS 45/40,,,,, | Z337315 |  | Sigma | BRAND ® conical joint stopper, PP |  | ,,,, | Labware , Plastic Stoppers , Stoppers |  | Joint: ST/NS45/40,autoclavable,BRAND | , |  |  | Joint: ST/NS45/40,autoclavable,BRAND
,Joint: ST/NS 60/46,,,,, | Z337323 |  | Sigma | BRAND ® conical joint stopper, PP |  | ,,,, | Labware , Plastic Stoppers , Stoppers |  | Joint: ST/NS60/46,autoclavable,BRAND | , |  |  | Joint: ST/NS60/46,autoclavable,BRAND
,nickel-plated brass set of 6,,,,, | Z165220 |  | Aldrich | Cork-borer set |  | ,,,, | Labware , Rubber Stoppers , Stoppers |  |  | ,
,rubber,,,,, | CLS7715 |  | Aldrich | Corning ® thermometer stopper |  | ,,,, | Corning , Corning Thermometers , Labware , Manufacturer Browser , Rubber Stoppers , Stoppers |  | Corning, 7715,rubber,17 mm × 13 mm | , |  |  | Corning, 7715,rubber,17 mm × 13 mm
,size 000, black rubber,,,,, | Z164429 |  | Aldrich | Laboratory stoppers |  | ,,,, | Labware , Rubber Stoppers , Stoppers |  | 8 mm,black rubber,13 mm,000 | , |  |  | 8 mm,black rubber,13 mm,000
,stopper size size 00, black rubber conical (weigh less than neoprene, and are low in free sulfur 1 / 2 %),,,,, | Z164437 |  | Aldrich | Laboratory stoppers |  | ,,,, | Labware , Rubber Stoppers , Stoppers |  | VWR, 59580-069,black rubber conical (weigh less than neoprene, and are low in free sulfur 1 / 2 %),autoclavable,00,15 mm,10 mm | , |  |  | VWR, 59580-069,black rubber conical (weigh less than neoprene, and are low in free sulfur 1 / 2 %),autoclavable,00,15 mm,10 mm
,size 0, black rubber,,,,, | Z164445 |  | Aldrich | Laboratory stoppers |  | ,,,, | Labware , Rubber Stoppers , Stoppers |  | 13 mm,black rubber,17 mm,0 | , |  |  | 13 mm,black rubber,17 mm,0
,size 1, black rubber,,,,, | Z164453 |  | Aldrich | Laboratory stoppers |  | ,,,, | Labware , Rubber Stoppers , Stoppers |  | 15 mm,black rubber,19 mm,1 | , |  |  | 15 mm,black rubber,19 mm,1
,size 2, black rubber,,,,, | Z164461 |  | Aldrich | Laboratory stoppers |  | ,,,, | Labware , Rubber Stoppers , Stoppers |  | 16 mm,black rubber,20 mm,2 | , |  |  | 16 mm,black rubber,20 mm,2
,size 3, black rubber,,,,, | Z164488 |  | Aldrich | Laboratory stoppers |  | ,,,, | Labware , Rubber Stoppers , Stoppers |  | 18 mm,black rubber,24 mm,3 | , |  |  | 18 mm,black rubber,24 mm,3
,size 4, black rubber,,,,, | Z164496 |  | Aldrich | Laboratory stoppers |  | ,,,, | Labware , Rubber Stoppers , Stoppers |  | 20 mm,black rubber,26 mm,4 | , |  |  | 20 mm,black rubber,26 mm,4
,size 5, black rubber,,,,, | Z164518 |  | Aldrich | Laboratory stoppers |  | ,,,, | Labware , Rubber Stoppers , Stoppers |  | 23 mm,black rubber,27 mm,5 | , |  |  | 23 mm,black rubber,27 mm,5
,size 6, black rubber,,,,, | Z164534 |  | Aldrich | Laboratory stoppers |  | ,,,, | Labware , Rubber Stoppers , Stoppers |  | 26 mm,black rubber,32 mm,6 | , |  |  | 26 mm,black rubber,32 mm,6
,size 6 1/2 , black rubber,,,,, | Z164542 |  | Aldrich | Laboratory stoppers |  | ,,,, | Labware , Rubber Stoppers , Stoppers |  | 27 mm,black rubber,34 mm,6 1/2 | , |  |  | 27 mm,black rubber,34 mm,6 1/2
,size 7, black rubber,,,,, | Z164550 |  | Aldrich | Laboratory stoppers |  | ,,,, | Labware , Rubber Stoppers , Stoppers |  | 30 mm,black rubber,37 mm,7 | , |  |  | 30 mm,black rubber,37 mm,7
,size 8, black rubber,,,,, | Z164569 |  | Aldrich | Laboratory stoppers |  | ,,,, | Labware , Rubber Stoppers , Stoppers |  | 33 mm,black rubber,41 mm,8 | , |  |  | 33 mm,black rubber,41 mm,8
,size 9, black rubber,,,,, | Z164577 |  | Aldrich | Laboratory stoppers |  | ,,,, | Labware , Rubber Stoppers , Stoppers |  | 37 mm,black rubber,45 mm,9 | , |  |  | 37 mm,black rubber,45 mm,9
,size 10, black rubber,,,,, | Z164585 |  | Aldrich | Laboratory stoppers |  | ,,,, | Labware , Rubber Stoppers , Stoppers |  | 42 mm,black rubber,50 mm,10 | , |  |  | 42 mm,black rubber,50 mm,10
,size 11, black rubber,,,,, | Z164607 |  | Aldrich | Laboratory stoppers |  | ,,,, | Labware , Rubber Stoppers , Stoppers |  | 48 mm,black rubber,56 mm,11 | , |  |  | 48 mm,black rubber,56 mm,11
,size 11 1/2 , black rubber,,,,, | Z164615 |  | Aldrich | Laboratory stoppers |  | ,,,, | Labware , Rubber Stoppers , Stoppers |  | 51 mm,black rubber,60 mm,11 1/2 | , |  |  | 51 mm,black rubber,60 mm,11 1/2
,size 12, black rubber,,,,, | Z164623 |  | Aldrich | Laboratory stoppers |  | ,,,, | Labware , Rubber Stoppers , Stoppers |  | 54 mm,black rubber,64 mm,12 | , |  |  | 54 mm,black rubber,64 mm,12
,size 000, green neoprene,,,,, | Z164674 |  | Aldrich | Laboratory stoppers |  | ,,,, | Labware , Rubber Stoppers , Stoppers |  | 8 mm,green neoprene,13 mm,000 | , |  |  | 8 mm,green neoprene,13 mm,000
,size 6, green neoprene,,,,, | Z164763 |  | Aldrich | Laboratory stoppers |  | ,,,, | Labware , Rubber Stoppers , Stoppers |  | 26 mm,green neoprene,32 mm,6 | , |  |  | 26 mm,green neoprene,32 mm,6
,size 7, green neoprene,,,,, | Z164798 |  | Aldrich | Laboratory stoppers |  | ,,,, | Labware , Rubber Stoppers , Stoppers |  | 30 mm,green neoprene,37 mm,7 | , |  |  | 30 mm,green neoprene,37 mm,7
,size 9, green neoprene,,,,, | Z164828 |  | Aldrich | Laboratory stoppers |  | ,,,, | Labware , Rubber Stoppers , Stoppers |  | 37 mm,green neoprene,45 mm,9 | , |  |  | 37 mm,green neoprene,45 mm,9
,size 10, green neoprene,,,,, | Z164836 |  | Aldrich | Laboratory stoppers |  | ,,,, | Labware , Rubber Stoppers , Stoppers |  | 42 mm,green neoprene,50 mm,10 | , |  |  | 42 mm,green neoprene,50 mm,10
,size 13, green neoprene,,,,, | Z164887 |  | Aldrich | Laboratory stoppers |  | ,,,, | Labware , Rubber Stoppers , Stoppers |  | 58 mm,green neoprene,67 mm,13 | , |  |  | 58 mm,green neoprene,67 mm,13
,size 14, green neoprene,,,,, | Z164895 |  | Aldrich | Laboratory stoppers |  | ,,,, | Labware , Rubber Stoppers , Stoppers |  | 75 mm,green neoprene,90 mm,14 | , |  |  | 75 mm,green neoprene,90 mm,14
,pkg of approx. 66 stoppers,,,,, | Z165344 |  | Aldrich | Large laboratory assortment of black-rubber stoppers |  | ,,,, | Labware , Rubber Stoppers , Stoppers |  | pkg of approx. 66 stoppers | , |  |  | pkg of approx. 66 stoppers
,size 8,,,,, | Z275573 |  | Aldrich | Nalgene ® silicone stopper |  | ,,,, | Labware , Rubber Stoppers , Stoppers |  | 33 mm,Nalgene,41 mm,8 | , |  |  | 33 mm,Nalgene,41 mm,8
,size 9,,,,, | Z275581 |  | Aldrich | Nalgene ® silicone stopper |  | ,,,, | Labware , Rubber Stoppers , Stoppers |  | 37 mm,Nalgene,45 mm,9 | , |  |  | 37 mm,Nalgene,45 mm,9
,size 12,,,,, | Z275611 |  | Aldrich | Nalgene ® silicone stopper |  | ,,,, | Labware , Rubber Stoppers , Stoppers |  | 54 mm,Nalgene,64 mm,12 | , |  |  | 54 mm,Nalgene,64 mm,12
,L 50 mm,,,,, | Z165204 |  | Aldrich | Red-rubber micro stoppers |  | ,,,, | Labware , Rubber Stoppers , Stoppers |  | 3 mm,50 mm,12.7 mm | , |  |  | 3 mm,50 mm,12.7 mm
,size 3,,,,, | Z164321 |  | Aldrich | Twistit four-in-one rubber stoppers |  | ,,,, | Labware , Rubber Stoppers , Stoppers |  | 3 | , |  |  | 3
,size 4,,,,, | Z164348 |  | Aldrich | Twistit four-in-one rubber stoppers |  | ,,,, | Labware , Rubber Stoppers , Stoppers |  | 4 | , |  |  | 4
,size 5,,,,, | Z164356 |  | Aldrich | Twistit four-in-one rubber stoppers |  | ,,,, | Labware , Rubber Stoppers , Stoppers |  | 5 | , |  |  | 5
,size 6,,,,, | Z164364 |  | Aldrich | Twistit four-in-one rubber stoppers |  | ,,,, | Labware , Rubber Stoppers , Stoppers |  | 6 | , |  |  | 6
,size 7,,,,, | Z164372 |  | Aldrich | Twistit four-in-one rubber stoppers |  | ,,,, | Labware , Rubber Stoppers , Stoppers |  | 7 | , |  |  | 7
,size 8,,,,, | Z164380 |  | Aldrich | Twistit four-in-one rubber stoppers |  | ,,,, | Labware , Rubber Stoppers , Stoppers |  | 8 | , |  |  | 8
,size 10,,,,, | Z164402 |  | Aldrich | Twistit four-in-one rubber stoppers |  | ,,,, | Labware , Rubber Stoppers , Stoppers |  | 10 | , |  |  | 10
,set of 33 assorted sizes,,,,, | Z164410 |  | Aldrich | Twistit four-in-one rubber stoppers |  | ,,,, | Labware , Rubber Stoppers , Stoppers |  |  | ,
ABC Vial ™ , preassembled, 9 mm thread,clear glass (with marking spot), pkg of 100 ea,,,,, | 27490-U |  | Supelco | 预组装的 ABC Vial ™ |  | ,,,, | ABC Autosampler Vials , ABC Vial Kits, Large Opening, Pre-Assembled , ABC Vials (9 mm thread) , ABC Vials, PTFE/silicone septum , Agilent 5880, 5890 , Agilent 6850, 6890 , Agilent 7683A , Agilent 79855(A) , Agilent Technologies , Agilent Technologies 1050 and 1090 , Agilent Technologies 1100 and 1200 , Agilent Technologies 7673A, Series I and II , Alliance , Autosampler Vials , Autosampler/Vial Cross Reference , CTC , CTC A200S , CTC AS200 , CTC HTX PAL, HTC PAL, HTS PAL (54/98 Position tray) , CTC LC PAL , Most Popular Vial Products , Preassembled Kits , Screw thread , Screw thread, 9 mm , Screw top vials , Screw top vials (12 x 32 mm) with 9 mm thread , Threaded , Vial Type , Vials , Waters® , 分析/色谱 |  | clear polypropylene hole cap,pkg of 100 ea,12 mm × 32 mm × 6.0 mm,12 mm × 32 mm × 6 mm,PTFE/silicone septum,large opening, (6 mm),2 mL,9 mm | , |  |  | clear polypropylene hole cap,pkg of 100 ea,12 mm × 32 mm × 6.0 mm,12 mm × 32 mm × 6 mm,PTFE/silicone septum,large opening, (6 mm),2 mL,9 mm
ABC Vial ™ , preassembled, 9 mm thread,amber glass (with marking spot), PTFE/silicone septum, pkg of 100 ea,,,,, | 27496 |  | Supelco | 预组装的 ABC Vial ™ |  | ,,,, | ABC Autosampler Vials , ABC Vial Kits, Large Opening, Pre-Assembled , ABC Vials (9 mm thread) , ABC Vials, PTFE/silicone septum , Agilent 5880, 5890 , Agilent 6850, 6890 , Agilent 7683A , Agilent 79855(A) , Agilent Technologies , Agilent Technologies 1050 and 1090 , Agilent Technologies 1100 and 1200 , Agilent Technologies 7673A, Series I and II , Alliance , Autosampler Vials , Autosampler/Vial Cross Reference , CTC , CTC A200S , CTC AS200 , CTC HTX PAL, HTC PAL, HTS PAL (54/98 Position tray) , Most Popular Vial Products , Preassembled Kits , Screw thread , Screw thread, 9 mm , Screw top vials , Screw top vials (12 x 32 mm) with 9 mm thread , Threaded , Vial Type , Vials , Waters® , 分析/色谱 |  | clear polypropylene hole cap,pkg of 100 ea,12 mm × 32 mm × 6.0 mm,12 mm × 32 mm × 6 mm,PTFE/silicone septum,large opening, (6 mm),2 mL,9 mm | , |  |  | clear polypropylene hole cap,pkg of 100 ea,12 mm × 32 mm × 6.0 mm,12 mm × 32 mm × 6 mm,PTFE/silicone septum,large opening, (6 mm),2 mL,9 mm
Certified Kits, screw thread vials, 12 x 32 mm, 9 mm thread, unassembled,size 2 mL, clear glass vial, PTFE/silicone septum (bonded to cap),,,,, | 29378-U |  | Supelco | 经过认证的螺纹口样品瓶套装，12×32mm，9mm 螺纹，未组装 |  | ,,,, | 2 mL, Wide Opening, 12 x 32 mm , Autosampler Vials , Certified Autosampler Vials , Certified Kits, Screw thread vials , Certified Screw Thead Vial Kits, clear glass, 9 mm thread , Certified Screw Thread Clear Glass Vial Kits , Certified Screw Thread vials, 9 mm thread, 12 x 32 mm , Certified Vial Kit, Screw Thread Vial , Certified Vial Kits , Certified Vial Kits, screw thread vial , Certified Vials , Certified Vials and Kits , Clear glass , Convenience Kits , Most Popular Vial Products , Search by Size and Dimension , Threaded , Vial Type , Vials , Vials for Mass Spectrometry , 分析/色谱 |  | clear glass vial,12 mm × 32 mm × 6.0 mm,PTFE/silicone septum (bonded to cap),pkg of 100 ea,9 mm,2 mL | , |  |  | clear glass vial,12 mm × 32 mm × 6.0 mm,PTFE/silicone septum (bonded to cap),pkg of 100 ea,9 mm,2 mL
,volume size 2 mL, clear glass (with marking spot), natural PTFE/silicone septa, 9 mm,,,,, | 29651-U |  | Supelco | Certified Vial Kit, Low Adsorption (LA), 2 mL |  | ,,,for use with Agilent/HP, | Certified Low Adsorption (LA) Vials Neutral pH Vials , Certified Low Adsorption (LA) Vials and Kits for LC/MS , Certified Vial Kits , Certified Vials , Convenience Kits , HPLC , HPLC Accessories , HPLC Vials and Syringes , LA Vial Kit, 2 mL , Low Adsorption (LA) - Neutral pH Vials , Low Adsorption (LA) Vial Kits , Low Adsorption (LA) Vial Kits, 2 mL , Low Adsorption (LA) vials , Most Popular Vial Products , Threaded , Vial Kit, 2 mL , Vial Kit, Low Adsorption (LA), 2 mL , Vial Type , Vials , Vials for Mass Spectrometry , 分析/色谱 |  | for use with Waters,12 mm × 32 mm × 6 mm,clear glass (with marking spot),pkg of 100 ea,2 mL,9 mm | , |  |  | for use with Waters,12 mm × 32 mm × 6 mm,clear glass (with marking spot),pkg of 100 ea,2 mL,9 mm,for use with Agilent/HP
,volume size 2 mL, amber glass (with marking spot), natural PTFE/silicone septa, 9 mm,,,,, | 29653-U |  | Supelco | Certified Vial Kit, Low Adsorption (LA), 2 mL |  | ,,,for use with Agilent/HP, | Certified Low Adsorption (LA) Vials Neutral pH Vials , Certified Low Adsorption (LA) Vials and Kits for LC/MS , Certified Vial Kits , Certified Vials , Convenience Kits , HPLC , HPLC Accessories , HPLC Vials and Syringes , LA Vial Kit, 2 mL , Low Adsorption (LA) - Neutral pH Vials , Low Adsorption (LA) Vial Kits , Low Adsorption (LA) Vial Kits, 2 mL , Low Adsorption (LA) vials , Most Popular Vial Products , Threaded , Vial Kit, 2 mL , Vial Kit, Low Adsorption (LA), 2 mL , Vial Type , Vials , Vials for Mass Spectrometry , 分析/色谱 |  | for use with Waters,12 mm × 32 mm × 6 mm,amber glass (with marking spot),pkg of 100 ea,2 mL,9 mm | , |  |  | for use with Waters,12 mm × 32 mm × 6 mm,amber glass (with marking spot),pkg of 100 ea,2 mL,9 mm,for use with Agilent/HP
,gold seal (magnetic with 8 mm center hole), (Silicone blue transparent/PTFE tranparent), diam. × thickness 20 mm × 3.0 mm, open center,,,,, | SU860105 |  | Supelco | Crimp seals (magnetic) with PTFE/silicone septa |  | ,,,for use with CTC CombiPAL, | 20 mm , Caps, Crimp Seals and Stoppers , Closures for Thin Seal Crimp Top Vials , Crimp Seals , Crimp seals with PTFE/silicone septa , Headspace & SPME Vials , Headspace vials, SPME Vials , Magnetic , Most Popular Vial Products , Size , Type , Vials , 分析/色谱 |  | gold seal (magnetic with 8 mm center hole),20 mm × 3.0 mm,durometer: 45° shore A,(Silicone blue transparent/PTFE tranparent),open center,pkg of 100 ea,for Magnetic crimp seal | , |  |  | gold seal (magnetic with 8 mm center hole),20 mm × 3.0 mm,durometer: 45° shore A,(Silicone blue transparent/PTFE tranparent),open center,pkg of 100 ea,for Magnetic crimp seal,for use with CTC CombiPAL
,silver steel (magnetic), open center (5 mm opening), PTFE/silicone, seal diam. × total thickness 20 mm × 3 mm,,,,, | 27300 |  | Supelco | Crimp seals (magnetic) with PTFE/silicone septa |  | ,,,for use with Carlo Erba HS500/HS800, | 20 mm , Caps, Crimp Seals and Stoppers , Crimp Seals , Crimp seals with PTFE/silicone septa , Headspace Vials for CTC Autosampler - 10 mL, 20 mL , Magnetic , Most Popular Vial Products , SPME Accessories , Sample Preparation & Purification , Size , Solid Phase Microextraction (SPME) , Type , Vials , 分析/色谱 |  | technique used for SPME,pkg of 100 ea,PTFE/silicone,open center (5 mm opening),20 mm × 3 mm | , |  |  | technique used for SPME,PTFE/silicone,open center (5 mm opening),pkg of 100 ea,20 mm × 3 mm,for use with Carlo Erba HS500/HS800
Crimp seals with PTFE/rubber septa,seal diam. 13 mm, removable center, pkg of 100 ea,,,,, | 27223 |  | Supelco | 带 PTFE/橡胶隔垫的钳口密封盖 |  | ,,,, | Autosampler Vials , Crimp Top Vials Requiring a 13 mm Seal , Crimp seals , Crimp top vials , Most Popular Vial Products , Vials , 分析/色谱 |  | aluminum seal,pkg of 100 ea,PTFE/rubber septum,removable center,13 mm | , |  |  | aluminum seal,pkg of 100 ea,PTFE/rubber septum,removable center,13 mm
EPA Vials, white polypropylene screw top with hole cap, pre-cleaned and assembled,size 40 mL, clear glass,,,,, | 23188 |  | Supelco | 预先清洁和组装的、带开孔白色聚丙烯螺纹顶盖的样品瓶 |  | ,,,, | Clear glass vials , Most Popular Vial Products , Precleaned Sampling Vials , Silanized & Precleaned Vials , Vials , 分析/色谱 |  | white polypropylene cap,pkg of 72 ea,PTFE/silicone septa (Thickness: 0.125"),closure type Hole cap,29 mm × 82 mm,40 mL | , |  |  | white polypropylene cap,pkg of 72 ea,PTFE/silicone septa (Thickness: 0.125"),closure type Hole cap,29 mm × 82 mm,40 mL
EPA Vials, white polypropylene screw top with hole cap, pre-cleaned and assembled,size 40 mL, amber glass,,,,, | 23189 |  | Supelco | 预先清洁和组装的、带开孔白色聚丙烯螺纹顶盖的样品瓶 |  | ,,,, | Amber glass vials , Most Popular Vial Products , Precleaned Sampling Vials , Silanized & Precleaned Vials , Vials , 分析/色谱 |  | white polypropylene cap,29 mm × 82 mm,PTFE/silicone septa (Thickness: 0.125"),closure type Hole cap,pkg of 72 ea,40 mL | , |  |  | white polypropylene cap,29 mm × 82 mm,PTFE/silicone septa (Thickness: 0.125"),closure type Hole cap,pkg of 72 ea,40 mL
Headspace vial, beveled top, rounded bottom,size 10 mL, clear glass beveled finish, O.D. × H 22.6 mm × 46 mm, round bottom, closure type, 20mm crimp seal (not included),,,,, | 27294 |  | Supelco | 斜顶圆底顶空样品瓶 |  | ,,,, | 10 mL , Headspace & SPME Vials , Headspace Vials for CTC Autosampler - 10 mL, 20 mL , Headspace Vials, rounded bottom, for CTC Autosampler (Combi PAL) , Headspace vials, SPME Vials , Most Popular Vial Products , SPME Accessories , Sample Preparation & Purification , Search by Size and Dimension , Solid Phase Microextraction (SPME) , Vials , 分析/色谱 |  | round bottom,22.6 mm × 46 mm,clear glass beveled finish,closure type 20mm crimp seal (not included),pkg of 100 ea,10 mL | , |  |  | round bottom,22.6 mm × 46 mm,clear glass beveled finish,closure type 20mm crimp seal (not included),pkg of 100 ea,10 mL
Headspace vial, beveled top, rounded bottom,size 20 mL, O.D. × H 22.6 mm × 75 mm,,,,, | 27296 |  | Supelco | 斜顶圆底顶空样品瓶 |  | ,,,, | Headspace & SPME Vials , Headspace Vials for CTC Autosampler - 10 mL, 20 mL , Headspace Vials, rounded bottom, for CTC Autosampler (Combi PAL) , Headspace vials, SPME Vials , Most Popular Vial Products , SPME Accessories , Sample Preparation & Purification , Solid Phase Microextraction (SPME) , Vials , 分析/色谱 |  | round bottom,22.6 mm × 75 mm,clear glass beveled finish,closure type 20mm crimp seal (not included),pkg of 100 ea,20 mL | , |  |  | round bottom,22.6 mm × 75 mm,clear glass beveled finish,closure type 20mm crimp seal (not included),pkg of 100 ea,20 mL
Headspace vial, clear glass, beveled top, flat bottom,volume size 10 mL, clear glass beveled finish, flat bottom, O.D. × H × I.D. 23 mm × 46 mm × 12.5 mm,,,,, | 27198 |  | Supelco | 顶空样品瓶(透明玻璃材质,斜顶平底) |  | ,,,, | 10 mL , 10 mL Headspace Vials , 20 mm crimp seal , Application , Autosampler Vials , Beveled top, flat bottom , Crimp Top Vials using 20 mm crimp seals , Crimp top , Crimp top vials , Headspace , Headspace & SPME Vials , Headspace Vials by volume , Headspace Vials, Beveled Top, Flat bottom , Headspace Vials, Flat Bottom , Headspace vials for Agilent, Fisons, DANI, Fisons , Headspace vials, SPME Vials , Headspace vials, beveled top, flat bottom , Most Popular Vial Products , Search by Size and Dimension , Vial Type , Vials , 分析/色谱 |  | flat bottom,23 mm × 46 mm × 12.5 mm,clear glass beveled finish,closure type 20mm crimp seal (not included),pkg of 100 ea,10 mL,for 20 mm crimp | , |  |  | flat bottom,23 mm × 46 mm × 12.5 mm,clear glass beveled finish,closure type 20mm crimp seal (not included),pkg of 100 ea,10 mL,for 20 mm crimp
Headspace vial, clear glass, beveled top, flat bottom,volume size 20 mL, clear glass beveled finish, flat bottom, O.D. × H × I.D. 23 mm × 75 mm × 12.5 mm,,,,, | 27199 |  | Supelco | 顶空样品瓶(透明玻璃材质,斜顶平底) |  | ,,,, | 20 mL , 20 mL Headspace Vials , 20 mm crimp seal , Application , Autosampler Vials , Beveled top, flat bottom , Crimp Top Vials using 20 mm crimp seals , Crimp top , Crimp top vials , Headspace , Headspace & SPME Vials , Headspace Vials by volume , Headspace Vials, Beveled Top, Flat bottom , Headspace Vials, Flat Bottom , Headspace vials for Agilent, Fisons, DANI, Fisons , Headspace vials, SPME Vials , Headspace vials, beveled top, flat bottom , Most Popular Vial Products , Search by Size and Dimension , Vial Type , Vials , 分析/色谱 |  | 23 mm × 75 mm × 12.5 mm,clear glass beveled finish,flat bottom,pkg of 100 ea,20 mL,for 20 mm crimp | , |  |  | 23 mm × 75 mm × 12.5 mm,clear glass beveled finish,flat bottom,pkg of 100 ea,20 mL,for 20 mm crimp
Headspace vial, screw top, rounded bottom (vial only),size 10 mL, clear glass, thread 18, O.D. × H 22.5 mm × 46 mm,,,,, | SU860099 |  | Supelco | 螺顶圆底顶空样品瓶（仅样品瓶） |  | ,,,for use with CTC HTC PAL, | 10 mL , AI , AOC-5000 , Agilent CTC Combi PAL , Agilent Technologies , Application , Autosampler/Vial Cross Reference , Carlo Erba , Fisons , HS800, HS850 , HS850 , HT3 , HTA 200 H , Headspace , Headspace & SPME Vials , Headspace Vials , Headspace Vials for CTC Autosampler - 10 mL, 20 mL , Headspace Vials, Screw Top for SPME , Headspace Vials, rounded bottom, for CTC Autosampler (Combi PAL) , Headspace vials, SPME Vials , Leap Technologies , Leap Technologies Combi PAL , Most Popular Vial Products , PerkinElmer , SPME Accessories , Sample Preparation & Purification , Screw Top Headspace Vials and Closures , Screw thread , Search by Size and Dimension , Shimadzu , Solid Phase Micro Extraction (SPME) , Solid Phase Microextraction (SPME) , Teledyne Tekmar , Thermo Scientific , Thermo TriPlus HS (GC PAL) , TurboMatrix HS16/HS40/HS40XL/HS40Trap , Vials , 分析/色谱 |  | for use with CTC PAL (Varian, Gerstel, Atas, Shimadzu),22.5 mm × 46 mm,clear glass,round bottom,pkg of 100 ea,thread 18,10 mL | , |  |  | for use with CTC PAL (Varian, Gerstel, Atas, Shimadzu),22.5 mm × 46 mm,clear glass,round bottom,pkg of 100 ea,thread 18,for use with CTC HTC PAL,10 mL
Headspace vial, screw top, rounded bottom (vial only),size 20 mL, clear glass, thread 18, O.D. × H 22.5 mm × 75.5 mm,,,,, | SU860097 |  | Supelco | 螺顶圆底顶空样品瓶（仅样品瓶） |  | ,,,for use with CTC PAL (Varian, Gerstel, Atas, Shimadzu), | 20 mL , AI , AOC-5000 , Agilent CTC Combi PAL , Agilent G1888A , Agilent Technologies , Application , Autosampler/Vial Cross Reference , CTC , CTC HS COMBI PAL , Carlo Erba , Fisons , HS800, HS850 , HS850 , HT3 , HTA 200 H , Headspace , Headspace & SPME Vials , Headspace Vials , Headspace Vials for CTC Autosampler - 10 mL, 20 mL , Headspace Vials, Screw Top for SPME , Headspace Vials, rounded bottom, for CTC Autosampler (Combi PAL) , Headspace vials, SPME Vials , Leap Technologies , Leap Technologies Combi PAL , Most Popular Vial Products , PerkinElmer , SPME Accessories , Sample Preparation & Purification , Screw Top Headspace Vials and Closures , Screw thread , Search by Size and Dimension , Shimadzu , Solid Phase Micro Extraction (SPME) , Solid Phase Microextraction (SPME) , Teledyne Tekmar , Thermo Scientific , Thermo TriPlus HS (GC PAL) , TurboMatrix HS16/HS40/HS40XL/HS40Trap , Vials , 分析/色谱 |  | 22.5 mm × 75.5 mm,clear glass,round bottom,pkg of 100 ea,thread 18,20 mL | , |  |  | 22.5 mm × 75.5 mm,clear glass,round bottom,pkg of 100 ea,thread 18,for use with CTC PAL (Varian, Gerstel, Atas, Shimadzu),20 mL
Magnetic Screw Cap for Headspace Vials,stainless steel screw cap (magnetic, open-top (8 mm center hole)), thread 18, PTFE/silicone septum (white PTFE/tranparent blue silicone), septum thickness 1.3 mm,,,,, | SU860101 |  | Supelco | 顶空样品瓶的磁性螺纹盖 |  | ,,,, | Accessories for SPME Screw Cap vials , Application , Headspace & SPME Vials , Headspace Vials for CTC Autosampler - 10 mL, 20 mL , Headspace vials, SPME Vials , Most Popular Vial Products , SPME Accessories , Sample Preparation & Purification , Screw Top Headspace Vials and Closures , Solid Phase Micro Extraction (SPME) , Solid Phase Microextraction (SPME) , Vials , 分析/色谱 |  | stainless steel screw cap (magnetic, open-top (8 mm center hole)),18 mm × 11 mm,PTFE/silicone septum (white PTFE/tranparent blue silicone),pkg of 100 ea,thread 18,1.3 mm,35 (Durometer: shore A) | , |  |  | stainless steel screw cap (magnetic, open-top (8 mm center hole)),18 mm × 11 mm,PTFE/silicone septum (white PTFE/tranparent blue silicone),pkg of 100 ea,thread 18,1.3 mm,35 (Durometer: shore A)
Magnetic Screw Cap for Headspace Vials,stainless steel screw cap (magnetic, open-top ( 8 mm center hole)), thread 18, PTFE/silicone septum (white PTFE/blue silicone), septum thickness 1.5 mm,,,,, | SU860103 |  | Supelco | 顶空样品瓶的磁性螺纹盖 |  | ,,,, | Accessories for SPME Screw Cap vials , Application , Headspace & SPME Vials , Headspace Vials for CTC Autosampler - 10 mL, 20 mL , Headspace vials, SPME Vials , Most Popular Vial Products , SPME Accessories , Sample Preparation & Purification , Screw Top Headspace Vials and Closures , Solid Phase Micro Extraction (SPME) , Solid Phase Microextraction (SPME) , Vials , 分析/色谱 |  | stainless steel screw cap (magnetic, open-top ( 8 mm center hole)),18 mm × 11 mm,PTFE/silicone septum (white PTFE/blue silicone),pkg of 100 ea,thread 18,1.5 mm,60 (Durometer: shore A, durometer) | , |  |  | stainless steel screw cap (magnetic, open-top ( 8 mm center hole)),18 mm × 11 mm,PTFE/silicone septum (white PTFE/blue silicone),pkg of 100 ea,thread 18,1.5 mm,60 (Durometer: shore A, durometer)
Vials, 2 mL crimp top, clear glass, 12 x 32 mm,size 2 mL, clear glass (with marking spot), O.D. × H × I.D. 12 mm × 32 mm × 6.0 mm, large opening, (6 mm),,,,, | 27062-U |  | Supelco | 2mL 12×32mm 透明玻璃钳口样品瓶 |  | ,,,, | Agilent 5880, 5890 , Agilent 6850, 6890 , Agilent 7683A , Agilent 79855(A) , Agilent Technologies , Agilent Technologies 1050 and 1090 , Agilent Technologies 1100 and 1200 , Agilent Technologies 7673A, Series I and II , Autosampler Vials , Autosampler/Vial Cross Reference , CTC , CTC A200S , CTC AS200 , CTC COMBI PAL , CTC GC PAL , CTC HTX PAL, HTC PAL, HTS PAL (54/98 Position tray) , Crimp Seal vials , Crimp Top Vials, 12 x 32 mm , Crimp Top Vials, Large Opening, 12 x 32 mm , Crimp top , Crimp top vials , Crimp top vials, 2 mL , Crimp top, 11 mm , Most Popular Vial Products , Vials , 分析/色谱 |  | pkg of 100 ea,12 mm × 32 mm × 6.0 mm,clear glass (with marking spot),large opening, (6 mm),2 mL,2 mL | , |  |  | pkg of 100 ea,12 mm × 32 mm × 6.0 mm,clear glass (with marking spot),large opening, (6 mm),2 mL,2 mL
Vials, 2 mL, open-top screw cap, R.A.M. ™ (9 mm) convenience kit with closures with septa, unassembled,volume 2 mL, clear glass vial (with graduated marking spot), PTFE/silicone septum,,,,, | 29065-U |  | Supelco | R.A.M. ™ (9mm) 螺纹口样品瓶，带瓶盖和隔膜的未组装便利套装 |  | ,,,, | 9 mm Threaded Vials (Short Thread) , Autosampler Vials , Clear glass with marking spot , Convenience Kits , Most Popular Vial Products , R.A.M. 9 mm Autosampler Vials , R.A.M. Vial convenience kits , Screw thread, clear glass with marking spot , Screw top vials (12 x 32 mm) with 9 mm thread , Vials , 分析/色谱 |  | clear glass vial (with graduated marking spot),pkg of 100 ea,12 mm × 32 mm × 6.0 mm,unassembled,PTFE/silicone septum,2 mL,9 mm | , |  |  | clear glass vial (with graduated marking spot),pkg of 100 ea,12 mm × 32 mm × 6.0 mm,unassembled,PTFE/silicone septum,2 mL,9 mm
Vials, 2 mL, open-top screw cap, R.A.M. ™ (9 mm) convenience kit with closures with septa, unassembled,volume 2 mL, amber glass vial (with graduated marking spot), PTFE/silicone septum,,,,, | 29068-U |  | Supelco | R.A.M. ™ (9mm) 螺纹口样品瓶，带瓶盖和隔膜的未组装便利套装 |  | ,,,, | 9 mm Threaded Vials (Short Thread) , Amber glass with marking spot , Autosampler Vials , Convenience Kits , Most Popular Vial Products , R.A.M. 9 mm Autosampler Vials , R.A.M. Vial convenience kits , Screw thread, amber glass with marking spot , Screw top vials (12 x 32 mm) with 9 mm thread , Vials , 分析/色谱 |  | black cap,pkg of 100 ea,12 mm × 32 mm × 6.0 mm,unassembled,PTFE/silicone septum,2 mL,9 mm | , |  |  | black cap,pkg of 100 ea,12 mm × 32 mm × 6.0 mm,unassembled,PTFE/silicone septum,2 mL,9 mm
Vials, screw top with solid green Melamine cap with PTFE liner, preassembled,size 2 mL, clear glass (standard opening - 4.6 mm), PTFE liner,,,,, | 27134 |  | Supelco | 预组装螺纹口样品瓶，带 PTFE 衬垫实心瓶盖 |  | ,,,, | Most Popular Vial Products , Pre-Assembled Sampling Vials , Preassembled vials, Solid top Melamine cap , Sampling, Storage, and Serum Bottles , Solid cap, PTFE liner , Vials , 分析/色谱 |  | green melamine resin cap (solid-top),12 mm × 32 mm × 4.6 mm,F217/PTFE cap liner,pkg of 100 ea,thread 8-425,2 mL | , |  |  | green melamine resin cap (solid-top),12 mm × 32 mm × 4.6 mm,F217/PTFE cap liner,pkg of 100 ea,thread 8-425,2 mL
Vials, screw top with solid green Melamine cap with PTFE liner, preassembled,size 4 mL, clear glass, O.D. × H 15 mm × 45 mm, PTFE liner,,,,, | 27138 |  | Supelco | 预组装螺纹口样品瓶，带 PTFE 衬垫实心瓶盖 |  | ,,,, | Most Popular Vial Products , Pre-Assembled Sampling Vials , Preassembled vials, Solid top Melamine cap , Sampling, Storage, and Serum Bottles , Solid cap, PTFE liner , Vials , 分析/色谱 |  | green melamine resin cap (solid-top),15 mm × 45 mm,F217/PTFE cap liner,pkg of 100 ea,thread 13-425,4 mL | , |  |  | green melamine resin cap (solid-top),15 mm × 45 mm,F217/PTFE cap liner,pkg of 100 ea,thread 13-425,4 mL
Vials, screw top with solid green Melamine cap with PTFE liner, preassembled,size 7 mL, clear glass, O.D. × H 17 mm × 60 mm, PTFE liner,,,,, | 27150-U |  | Supelco | 预组装螺纹口样品瓶，带 PTFE 衬垫实心瓶盖 |  | ,,,, | Most Popular Vial Products , Pre-Assembled Sampling Vials , Preassembled vials, Solid top Melamine cap , Sampling, Storage, and Serum Bottles , Solid cap, PTFE liner , Vials , 分析/色谱 |  | green melamine resin cap (solid-top),17 mm × 60 mm,F217/PTFE cap liner,pkg of 100 ea,thread 15-425,7 mL | , |  |  | green melamine resin cap (solid-top),17 mm × 60 mm,F217/PTFE cap liner,pkg of 100 ea,thread 15-425,7 mL
Vials, screw top with solid green Melamine cap with PTFE liner, preassembled,size 15 mL, clear glass, O.D. × H 21 mm × 70 mm, PTFE liner,,,,, | 27161 |  | Supelco | 预组装螺纹口样品瓶，带 PTFE 衬垫实心瓶盖 |  | ,,,, | Most Popular Vial Products , Pre-Assembled Sampling Vials , Preassembled vials, Solid top Melamine cap , Sampling, Storage, and Serum Bottles , Solid cap, PTFE liner , Vials , 分析/色谱 |  | green melamine resin cap (solid-top),21 mm × 70 mm,F217/PTFE cap liner,pkg of 100 ea,thread 18-400,15 mL | , |  |  | green melamine resin cap (solid-top),21 mm × 70 mm,F217/PTFE cap liner,pkg of 100 ea,thread 18-400,15 mL
Vials, screw top with solid green Melamine cap with PTFE liner, preassembled,size 22 mL, clear glass, O.D. × H 23 mm × 85 mm, PTFE liner,,,,, | 27172-U |  | Supelco | 预组装螺纹口样品瓶，带 PTFE 衬垫实心瓶盖 |  | ,,,, | Most Popular Vial Products , Pre-Assembled Sampling Vials , Preassembled vials, Solid top Melamine cap , Sampling, Storage, and Serum Bottles , Solid cap, PTFE liner , Vials , 分析/色谱 |  | green melamine resin cap (solid-top),23 mm × 85 mm,F217/PTFE cap liner,pkg of 100 ea,thread 20-400,22 mL | , |  |  | green melamine resin cap (solid-top),23 mm × 85 mm,F217/PTFE cap liner,pkg of 100 ea,thread 20-400,22 mL
Vials, screw top with solid green Melamine cap with PTFE liner, preassembled,size 40 mL, clear glass, O.D. × H 29 mm × 82 mm, PTFE liner,,,,, | 27181 |  | Supelco | 预组装螺纹口样品瓶，带 PTFE 衬垫实心瓶盖 |  | ,,,, | Most Popular Vial Products , Pre-Assembled Sampling Vials , Preassembled vials, Solid top Melamine cap , Sampling, Storage, and Serum Bottles , Solid cap, PTFE liner , Vials , 分析/色谱 |  | green melamine resin cap (solid-top),29 mm × 82 mm,F217/PTFE cap liner,pkg of 100 ea,thread 24-400,40 mL | , |  |  | green melamine resin cap (solid-top),29 mm × 82 mm,F217/PTFE cap liner,pkg of 100 ea,thread 24-400,40 mL
,volume size 2 mL, clear glass (with marking spot), natural PTFE/silicone septa (with slit), 9 mm,,,,, | 29652-U |  | Supelco | Certified Vial Kit, Low Adsorption (LA), 2 mL |  | ,,,for use with Agilent/HP, | Certified Low Adsorption (LA) Vials Neutral pH Vials , Certified Low Adsorption (LA) Vials and Kits for LC/MS , Certified Vial Kits , Certified Vials , Convenience Kits , HPLC , HPLC Accessories , HPLC Vials and Syringes , LA Vial Kit, 2 mL , Low Adsorption (LA) - Neutral pH Vials , Low Adsorption (LA) Vial Kits , Low Adsorption (LA) Vial Kits, 2 mL , Low Adsorption (LA) vials , Threaded , Vial Kit, 2 mL , Vial Kit, Low Adsorption (LA), 2 mL , Vial Type , Vials , Vials for Mass Spectrometry , 分析/色谱 |  | for use with Waters,12 mm × 32 mm × 6 mm,clear glass (with marking spot),pkg of 100 ea,2 mL,9 mm | , |  |  | for use with Waters,12 mm × 32 mm × 6 mm,clear glass (with marking spot),pkg of 100 ea,2 mL,9 mm,for use with Agilent/HP
,volume size 2 mL, amber glass (with marking spot), natural PTFE/silicone septa (with slit), 9 mm,,,,, | 29654-U |  | Supelco | Certified Vial Kit, Low Adsorption (LA), 2 mL |  | ,,,for use with Agilent/HP, | Certified Low Adsorption (LA) Vials Neutral pH Vials , Certified Low Adsorption (LA) Vials and Kits for LC/MS , Certified Vial Kits , Certified Vials , Convenience Kits , HPLC , HPLC Accessories , HPLC Vials and Syringes , LA Vial Kit, 2 mL , Low Adsorption (LA) - Neutral pH Vials , Low Adsorption (LA) Vial Kits , Low Adsorption (LA) Vial Kits, 2 mL , Low Adsorption (LA) vials , Threaded , Vial Kit, 2 mL , Vial Kit, Low Adsorption (LA), 2 mL , Vial Type , Vials , Vials for Mass Spectrometry , 分析/色谱 |  | for use with Waters,12 mm × 32 mm × 6 mm,amber glass (with marking spot),pkg of 100 ea,2 mL,9 mm | , |  |  | for use with Waters,12 mm × 32 mm × 6 mm,amber glass (with marking spot),pkg of 100 ea,2 mL,9 mm,for use with Agilent/HP
,size 1.5 mL, CD (Center Draining) Vial, clear glass, natural PTFE/silicone septa, 9 mm,,,,, | 29655-U |  | Supelco | Certified Vial Kit, Low Adsorption (LA) CD ™ (Center Drain) vial |  | ,,,for use with Agilent/HP, | Certified Low Adsorption (LA) Vials Neutral pH Vials , Certified Low Adsorption (LA) Vials and Kits for LC/MS , Certified Vial Kits , Certified Vials , Convenience Kits , HPLC , HPLC Accessories , HPLC Vials and Syringes , LA Vial Kit, 1.5 mL , Low Adsorption (LA) - Neutral pH Vials , Low Adsorption (LA) Vial Kits , Low Adsorption (LA) vials , Low Adsorption Center Drain Vials, 1.5 mL , Threaded , Vial Kit, 1.5 mL , Vial Kit, Low Adsorption (LA) CD Vial , Vial Type , Vials , Vials for Mass Spectrometry , 分析/色谱 |  | for use with Waters,12 mm × 32 mm × 6.0 mm,clear glass,pkg of 100 ea,9 mm,1.5 mL | , |  |  | for use with Waters,12 mm × 32 mm × 6.0 mm,clear glass,pkg of 100 ea,9 mm,for use with Agilent/HP,1.5 mL
,size 1.5 mL, CD (Center Draining) Vial, clear glass, natural PTFE/silicone septa (with slit), 9 mm,,,,, | 29656-U |  | Supelco | Certified Vial Kit, Low Adsorption (LA) CD ™ (Center Drain) vial |  | ,,,for use with Agilent/HP, | Certified Low Adsorption (LA) Vials Neutral pH Vials , Certified Low Adsorption (LA) Vials and Kits for LC/MS , Certified Vial Kits , Certified Vials , Convenience Kits , HPLC , HPLC Accessories , HPLC Vials and Syringes , LA Vial Kit, 1.5 mL , Low Adsorption (LA) - Neutral pH Vials , Low Adsorption (LA) Vial Kits , Low Adsorption (LA) vials , Low Adsorption Center Drain Vials, 1.5 mL , Threaded , Vial Kit, 1.5 mL , Vial Kit, Low Adsorption (LA) CD Vial , Vial Type , Vials , Vials for Mass Spectrometry , 分析/色谱 |  | for use with Waters,12 mm × 32 mm × 6.0 mm,clear glass,pkg of 100 ea,9 mm,1.5 mL | , |  |  | for use with Waters,12 mm × 32 mm × 6.0 mm,clear glass,pkg of 100 ea,9 mm,for use with Agilent/HP,1.5 mL
,size 1.2 mL, MRQ30 Vial, clear glass, natural PTFE/silicone septa, 9 mm,,,,, | 29658-U |  | Supelco | Certified Vial Kit, Low Adsorption (LA) MRQ30 CD ™ vial |  | ,,,for use with Agilent/HP, | Certified Low Adsorption (LA) Vials Neutral pH Vials , Certified Low Adsorption (LA) Vials and Kits for LC/MS , Certified Vial Kits , Certified Vials , Convenience Kits , HPLC , HPLC Accessories , HPLC Vials and Syringes , LA Vial Kit, 1.2 mL , Low Adsorption (LA) - Neutral pH Vials , Low Adsorption (LA) Vial Kits , Low Adsorption (LA) vials , Low Adsorption, MRQ30 CD Vials, 1.2 mL , Threaded , Vial Kit, 1.2 mL , Vial Kit, Low Adsorption (LA) MRQ30 CD Vial , Vial Type , Vials , Vials for Mass Spectrometry , 分析/色谱 |  | for use with Waters,12 mm × 32 mm × 6.0 mm,clear glass,pkg of 100 ea,9 mm,1.2 mL | , |  |  | for use with Waters,12 mm × 32 mm × 6.0 mm,clear glass,pkg of 100 ea,9 mm,for use with Agilent/HP,1.2 mL
,size 1.2 mL, MRQ30 Vial, clear glass, natural PTFE/silicone septa (with slit), 9 mm,,,,, | 29659-U |  | Supelco | Certified Vial Kit, Low Adsorption (LA) MRQ30 CD ™ vial |  | ,,,for use with Agilent/HP, | Certified Low Adsorption (LA) Vials Neutral pH Vials , Certified Low Adsorption (LA) Vials and Kits for LC/MS , Certified Vial Kits , Certified Vials , Convenience Kits , HPLC , HPLC Accessories , HPLC Vials and Syringes , LA Vial Kit, 1.2 mL , Low Adsorption (LA) - Neutral pH Vials , Low Adsorption (LA) Vial Kits , Low Adsorption (LA) vials , Low Adsorption, MRQ30 CD Vials, 1.2 mL , Threaded , Vial Kit, 1.2 mL , Vial Kit, Low Adsorption (LA) MRQ30 CD Vial , Vial Type , Vials , Vials for Mass Spectrometry , 分析/色谱 |  | for use with Waters,12 mm × 32 mm × 6.0 mm,clear glass,pkg of 100 ea,9 mm,1.2 mL | , |  |  | for use with Waters,12 mm × 32 mm × 6.0 mm,clear glass,pkg of 100 ea,9 mm,for use with Agilent/HP,1.2 mL
,size 0.3 mL, QsertVial, clear glass, natural PTFE/silicone septa, 9 mm,,,,, | 29661-U |  | Supelco | Certified Vial Kit, Low Adsorption (LA) QsertVial ™ |  | ,,,, | Certified Low Adsorption (LA) Vials Neutral pH Vials , Certified Low Adsorption (LA) Vials and Kits for LC/MS , Certified Vial Kits , Certified Vials , Convenience Kits , HPLC , HPLC Accessories , HPLC Vials and Syringes , LA Vial Kit, 0.3 mL , Low Adsorption (LA) - Neutral pH Vials , Low Adsorption (LA) Vial Kits , Low Adsorption (LA) vials , Low Adsorption, QSertVials, 0.3 mL , Threaded , Vial Kit, 0.3 mL , Vial Kit, Low Adsorption (LA) QsertVial , Vial Type , Vials , Vials for Mass Spectrometry , 分析/色谱 |  | natural PTFE/silicone septa,12 mm × 32 mm × 6.0 mm,clear glass,pkg of 100 ea,9 mm,0.3 mL | , |  |  | natural PTFE/silicone septa,12 mm × 32 mm × 6.0 mm,clear glass,pkg of 100 ea,9 mm,0.3 mL
,size 0.3 mL, QsertVial, clear glass, natural PTFE/silicone septa (with slit), 9 mm,,,,, | 29662-U |  | Supelco | Certified Vial Kit, Low Adsorption (LA) QsertVial ™ |  | ,,,for use with Agilent/HP, | Certified Low Adsorption (LA) Vials Neutral pH Vials , Certified Low Adsorption (LA) Vials and Kits for LC/MS , Certified Vial Kits , Certified Vials , Convenience Kits , HPLC , HPLC Accessories , HPLC Vials and Syringes , LA Vial Kit, 0.3 mL , Low Adsorption (LA) - Neutral pH Vials , Low Adsorption (LA) Vial Kits , Low Adsorption (LA) vials , Low Adsorption, QSertVials, 0.3 mL , Threaded , Vial Kit, 0.3 mL , Vial Kit, Low Adsorption (LA) QsertVial , Vial Type , Vials , Vials for Mass Spectrometry , 分析/色谱 |  | for use with Waters,12 mm × 32 mm × 6.0 mm,clear glass,pkg of 100 ea,9 mm,0.3 mL | , |  |  | for use with Waters,12 mm × 32 mm × 6.0 mm,clear glass,pkg of 100 ea,9 mm,for use with Agilent/HP,0.3 mL
,size 0.3 mL, QsertVial, amber glass, natural PTFE/silicone septa, 9 mm,,,,, | 29663-U |  | Supelco | Certified Vial Kit, Low Adsorption (LA) QsertVial ™ |  | ,,,for use with Agilent/HP, | Certified Low Adsorption (LA) Vials Neutral pH Vials , Certified Low Adsorption (LA) Vials and Kits for LC/MS , Certified Vial Kits , Certified Vials , Convenience Kits , Low Adsorption (LA) Vial Kits , Low Adsorption, QSertVials, 0.3 mL , Vial Kit, 0.3 mL , Vials , Vials for Mass Spectrometry , 分析/色谱 |  | for use with Waters,12 mm × 32 mm × 6.0 mm,amber glass,pkg of 100 ea,9 mm,0.3 mL | , |  |  | for use with Waters,12 mm × 32 mm × 6.0 mm,amber glass,pkg of 100 ea,9 mm,for use with Agilent/HP,0.3 mL
,size 0.3 mL, QsertVial, amber glass, natural PTFE/silicone septa (with slit), 9 mm,,,,, | 29664-U |  | Supelco | Certified Vial Kit, Low Adsorption (LA) QsertVial ™ |  | ,,,for use with Agilent/HP, | Certified Low Adsorption (LA) Vials Neutral pH Vials , Certified Low Adsorption (LA) Vials and Kits for LC/MS , Certified Vial Kits , Certified Vials , Convenience Kits , Low Adsorption (LA) Vial Kits , Low Adsorption, QSertVials, 0.3 mL , Vial Kit, 0.3 mL , Vials , Vials for Mass Spectrometry , 分析/色谱 |  | for use with Waters,12 mm × 32 mm × 6.0 mm,amber glass,pkg of 100 ea,9 mm,0.3 mL | , |  |  | for use with Waters,12 mm × 32 mm × 6.0 mm,amber glass,pkg of 100 ea,9 mm,for use with Agilent/HP,0.3 mL
,9 mm, natural PTFE/silicone septa,,,,, | 29665-U |  | Supelco | MSQ ™ Caps with septa, Mass Spec Quality |  | ,,,, | Caps, Crimp Seals and Stoppers , Certified Low Adsorption (LA) Vials Neutral pH Vials , Certified Low Adsorption (LA) Vials and Kits for LC/MS , Certified Vial Kits , Certified Vials , Convenience Kits , HPLC , HPLC Accessories , HPLC Vials and Syringes , Low Adsorption (LA) - Neutral pH Vials , Low Adsorption (LA) Vial Kits , MS-caps , MSQ Caps for Low Adsorption Vials , Mass Spec Quality 9 mm caps with septa , Screw Caps , Vials , Vials for Mass Spectrometry , 分析/色谱 |  | natural PTFE/silicone septa,11.5 mm × 6 mm × 9 mm,MSQ,light blue polypropylene cap,pkg of 100 ea,9 mm,1.0 mm | , |  |  | natural PTFE/silicone septa,11.5 mm × 6 mm × 9 mm,MSQ,light blue polypropylene cap,pkg of 100 ea,9 mm,1.0 mm
,9 mm, natural PTFE/silicone septa (with slit),,,,, | 29666-U |  | Supelco | MSQ ™ Caps with septa, Mass Spec Quality |  | ,,,, | Caps, Crimp Seals and Stoppers , Certified Low Adsorption (LA) Vials Neutral pH Vials , Certified Low Adsorption (LA) Vials and Kits for LC/MS , Certified Vial Kits , Certified Vials , Convenience Kits , HPLC , HPLC Accessories , HPLC Vials and Syringes , Low Adsorption (LA) - Neutral pH Vials , Low Adsorption (LA) Vial Kits , MS-caps , MSQ Caps for Low Adsorption Vials , Mass Spec Quality 9 mm caps with septa , Screw Caps , Vials , Vials for Mass Spectrometry , 分析/色谱 |  | natural PTFE/silicone septa (with slit),11.5 mm × 6 mm × 9 mm,MSQ,light blue polypropylene cap,pkg of 100 ea,9 mm,1.0 mm | , |  |  | natural PTFE/silicone septa (with slit),11.5 mm × 6 mm × 9 mm,MSQ,light blue polypropylene cap,pkg of 100 ea,9 mm,1.0 mm
,for use with 20 mm crimp seal, pkg of 12 ea,,,,, | 33305 |  | Supelco | Mininert ® Valve |  | ,,,for use with 20 mm crimp seal, | Certan Vials, Mininert Valves and Storage Containers , Mininert Valves , Mininert Valves and Accessories for 20 mm Crimp Top Vials , Vials , 分析/色谱 |  | pkg of 12 ea | , |  |  | pkg of 12 ea,for use with 20 mm crimp seal
Mininert ® Valve, screw thread,for use with 13/425 mm thread, pkg of 12 ea,,,,, | 33300 |  | Supelco | 螺纹型 Mininert™ 阀 |  | ,,,for use with 13/425 mm thread, | Alphabetical Index of Analytical Standards , Analytical Standards , M , METI - MZ , Mininert Valves , Vials , 分析/色谱 |  | pkg of 12 ea | , |  |  | pkg of 12 ea,for use with 13/425 mm thread
Mininert ® Valve, screw thread,for use with 15/425 mm thread, pkg of 12 ea,,,,, | 33301 |  | Supelco | 螺纹型 Mininert™ 阀 |  | ,,,for use with 15/425 mm thread, | Mininert Valves , Vials , 分析/色谱 |  | pkg of 12 ea | , |  |  | pkg of 12 ea,for use with 15/425 mm thread
Mininert ® Valve, screw thread,for use with 18/400 mm thread, pkg of 12 ea,,,,, | 33302 |  | Supelco | 螺纹型 Mininert™ 阀 |  | ,,,for use with 18/400 mm thread, | Mininert Valves , Vials , 分析/色谱 |  | pkg of 12 ea | , |  |  | pkg of 12 ea,for use with 18/400 mm thread
Mininert ® Valve, screw thread,for use with 20/400 mm thread, pkg of 12 ea,,,,, | 33303 |  | Supelco | 螺纹型 Mininert™ 阀 |  | ,,,for use with 20/400 mm thread, | Certan Vials, Mininert Valves and Storage Containers , Mininert Valves , Screw top Mini Flask , Vials , 分析/色谱 |  | pkg of 12 ea | , |  |  | pkg of 12 ea,for use with 20/400 mm thread
Mininert ® Valve, screw thread,for use with 24/400 mm thread, pkg of 12 ea,,,,, | 33304 |  | Supelco | 螺纹型 Mininert™ 阀 |  | ,,,for use with 24/400 mm thread, | Air Monitoring , Extraction Glassware , Gas Sampling Bags and Bottles , Mininert Valves , Sample Concentration / Extraction Accessories , Sample Preparation & Purification , Static Dilution Bottle , Vials , 分析/色谱 |  | pkg of 12 ea | , |  |  | pkg of 12 ea,for use with 24/400 mm thread
Push Button Valve,for use with Hamilton TLL syringes,,,,, | 22285 |  | Supelco | 按钮阀 |  | ,,,for use with Hamilton TLL syringes, | Mininert Valves , Push Button Valve , Syringe Accessories , Syringes , Valves , Vials , 分析/色谱 |  | pkg of 1 ea,, 654051,PTFE Mininert valve,VICI Precision Sampling | , |  |  | pkg of 1 ea,, 654051,PTFE Mininert valve,for use with Hamilton TLL syringes,VICI Precision Sampling
Replacement septa for Mininert ® valves,Replacement Mininert Septa, L × O.D. 0.308 in. × 0.125 in.,,,,, | 33310-U |  | Supelco | Mininert ® 阀的备用隔垫 |  | ,,,, | Air Monitoring , Certan Vials, Mininert Valves and Storage Containers , Extraction Glassware , Gas Sampling Bags and Bottles , Mininert Valves , Mininert Valves and Accessories for 20 mm Crimp Top Vials , Sample Concentration / Extraction Accessories , Sample Preparation & Purification , Static Dilution Bottle , Vials , 分析/色谱 |  | pkg of 50 ea,red silicone septa,0.308 in. × 0.125 in. | , |  |  | pkg of 50 ea,red silicone septa,0.308 in. × 0.125 in.
Septum inserter for Mininert ® Valve,Tool for inserting septa,,,,, | 33311 |  | Supelco | Mininert ® 阀的隔垫内衬管 |  | ,,,for use with Mininert Valves, | Air Monitoring , Certan Vials, Mininert Valves and Storage Containers , Extraction Glassware , Gas Sampling Bags and Bottles , Mininert Valves , Mininert Valves and Accessories for 20 mm Crimp Top Vials , Sample Concentration / Extraction Accessories , Sample Preparation & Purification , Static Dilution Bottle , Vials , 分析/色谱 |  | pkg of 1 ea | , |  |  | pkg of 1 ea,for use with Mininert Valves
Liquid scintillation vials,size 20 mL, clear glass, vials only, O.D. × H 28 mm × 57.5 mm, thread 22-400,,,,, | Z253081 |  | Aldrich | 液体闪烁瓶 |  | ,,,, | Alcan Packaging , Alcan Packaging Liquid Scintillation Vials , Alcan Packaging Vials & Caps , Application , Labware , Liquid Scintillation vial, bottle only , Manufacturer Browser , Scintillation Vials , Vials , Wheaton , Wheaton Liquid Scintillation Vials , Wheaton Vials & Caps , 分析/色谱 |  | pkg of 500 ea,28 mm × 57.5 mm,clear glass,thread 22-400,20 mL | , |  |  | pkg of 500 ea,28 mm × 57.5 mm,clear glass,thread 22-400,20 mL
Liquid scintillation vials (with screw cap attached),polypropylene cap, foamed PE liner,,,,, | Z190527 |  | Aldrich | 液体闪烁瓶（带螺纹瓶盖） |  | ,,,, | Alcan Packaging , Alcan Packaging Liquid Scintillation Vials , Alcan Packaging Vials & Caps , Application , Labware , Liquid Scintillation vials, glass (caps packaged separately) , Liquid Scintillation vials, glass (with screw cap attached) , Manufacturer Browser , Scintillation Vials , Vials , Wheaton , Wheaton Liquid Scintillation Vials , Wheaton Vials & Caps , 分析/色谱 |  | polypropylene cap,pkg of 500 ea,foamed PE liner,20 mL,thread 22-400,28 mm × 61 mm | , |  |  | polypropylene cap,pkg of 500 ea,foamed PE liner,20 mL,thread 22-400,28 mm × 61 mm
Liquid scintillation vials (with screw cap attached),polypropylene cap, metal foil liner,,,,, | Z190535 |  | Aldrich | 液体闪烁瓶（带螺纹瓶盖） |  | ,,,, | Alcan Packaging , Alcan Packaging Liquid Scintillation Vials , Alcan Packaging Vials & Caps , Application , Labware , Liquid Scintillation vials, glass (caps packaged separately) , Liquid Scintillation vials, glass (with screw cap attached) , Manufacturer Browser , Scintillation Vials , Vials , Wheaton , Wheaton Liquid Scintillation Vials , Wheaton Vials & Caps , 分析/色谱 |  | polypropylene cap,pkg of 500 ea,glass vial,20 mL,thread 22-400,28 mm × 61 mm | , |  |  | polypropylene cap,pkg of 500 ea,glass vial,20 mL,thread 22-400,28 mm × 61 mm
Liquid scintillation vials (with screw cap attached),urethane foam-filled high-density polyethylene cap, metal foil liner,,,,, | Z190519 |  | Aldrich | 液体闪烁瓶（带螺纹瓶盖） |  | ,,,, | Alcan Packaging , Alcan Packaging Liquid Scintillation Vials , Alcan Packaging Vials & Caps , Application , Labware , Liquid Scintillation vials, glass (caps packaged separately) , Liquid Scintillation vials, glass (with screw cap attached) , Manufacturer Browser , Scintillation Vials , Vials , Wheaton , Wheaton Liquid Scintillation Vials , Wheaton Vials & Caps , 分析/色谱 |  | urethane foam-filled high-density polyethylene cap,pkg of 500 ea,glass vial,20 mL,thread 22-400,28 mm × 61 mm | , |  |  | urethane foam-filled high-density polyethylene cap,pkg of 500 ea,glass vial,20 mL,thread 22-400,28 mm × 61 mm
Liquid scintillation vials (with screw cap attached),urethane foam-filled high-density polyethylene cap, liner (Poly-Seal cone),,,,, | Z190543 |  | Aldrich | 液体闪烁瓶（带螺纹瓶盖） |  | ,,,, | Alcan Packaging , Alcan Packaging Liquid Scintillation Vials , Alcan Packaging Vials & Caps , Application , Labware , Liquid Scintillation vials, glass (caps packaged separately) , Liquid Scintillation vials, glass (with screw cap attached) , Manufacturer Browser , Scintillation Vials , Vials , Wheaton , Wheaton Liquid Scintillation Vials , Wheaton Vials & Caps , 分析/色谱 |  | urethane foam-filled high-density polyethylene cap,pkg of 500 ea,glass vial,20 mL,thread 22-400,28 mm × 61 mm | , |  |  | urethane foam-filled high-density polyethylene cap,pkg of 500 ea,glass vial,20 mL,thread 22-400,28 mm × 61 mm
Liquid scintillation vials, plastic,volume 6 mL, Minivial, cap size 18 mm , polyethylene without liner,,,,, | M2026 |  | Sigma | 塑料液体闪烁瓶 |  | ,,,, | Application , Liquid scintillation vials, polyethylene , Scintillation Vials , Vials , 分析/色谱 |  | polypropylene cap (linerless),pkg of 1000 ea,17 mm × 57 mm , with screw cap,polyethylene vial,18 mm , polyethylene without liner,screw cap packed separately,6 mL,thread 18 | , |  |  | polypropylene cap (linerless),pkg of 1000 ea,17 mm × 57 mm , with screw cap,polyethylene vial,18 mm , polyethylene without liner,screw cap packed separately,6 mL,thread 18
Liquid scintillation vials, plastic,volume 20 mL, cap size 22 mm , polypropylene with metal foil liner,,,,, | V6880 |  | Sigma | 塑料液体闪烁瓶 |  | ,,,, | Application , Liquid scintillation vials, polyethylene , Scintillation Vials , Vials , 分析/色谱 |  | pkg of 500 ea,27 mm × 61 mm , with cap,high-density polyethylene vial,22 mm , polypropylene with metal foil liner,screw caps attached,20 mL,thread 22-400 | , |  |  | pkg of 500 ea,27 mm × 61 mm , with cap,high-density polyethylene vial,22 mm , polypropylene with metal foil liner,screw caps attached,20 mL,thread 22-400
Liquid scintillation vials, plastic,volume 20 mL, cap size 24 mm , polyethylene without liner,,,,, | V6755 |  | Sigma | 塑料液体闪烁瓶 |  | ,,,, | Application , Liquid scintillation vials, polyethylene , Scintillation Vials , Vials , 分析/色谱 |  | pkg of 1000 ea,27 mm × 61 mm , with cap,polyethylene vial,24 mm , polyethylene without liner,screw caps packed separately,20 mL,thread 22-400 | , |  |  | pkg of 1000 ea,27 mm × 61 mm , with cap,polyethylene vial,24 mm , polyethylene without liner,screw caps packed separately,20 mL,thread 22-400
Vials, screw top, clear glass (vial only),volume 40 mL, clear glass, thread 24-400, O.D. × H × I.D. 29 mm × 82 mm × 17 mm,,,,, | 27184 |  | Supelco | 螺纹口透明玻璃样品瓶（仅样品瓶） |  | ,,,, | 40 mL, 29 x 81 mm , Application , Clear glass (without graduations) , SPME Accessories , Sample Preparation & Purification , Sampling Vials, Caps, and Septa , Sampling, Storage, and Serum Bottles , Screw Thread Vials, 4-40mL , Screw Top Vials, 40-60 mL , Search by Size and Dimension , Solid Phase Micro Extraction (SPME) , Solid Phase Microextraction (SPME) , Threaded , VOA (EPA) Vials , VOA (EPA) Vials, Clear Glass , Vial Type , Vials , Vials Only, Clear Glass , Vials for 40 mL Heating Block , 分析/色谱 |  | pkg of 100 ea,40 mL,thread 24-400,clear glass,29 mm × 82 mm × 17 mm | , |  |  | pkg of 100 ea,40 mL,thread 24-400,clear glass,29 mm × 82 mm × 17 mm
Vials, screw top, clear glass (vial only),volume 40 mL, clear glass, thread 24-400, O.D. × H 27.5 mm × 95 mm,,,,, | 27379 |  | Supelco | 螺纹口透明玻璃样品瓶（仅样品瓶） |  | ,,,, | 1020A , 1088 , 1096+ , 1552 , 40 mL, 28 x 95 mm , 4551A , AQUAtek 70, SOLAtek 72TM , Autosampler/Vial Cross Reference , Chemrus disposable filter funnels , Clear glass (without graduations) , Funnels , Labware , O.I.Analytical , STS 8000 TOC , Sampling Vials, Caps, and Septa , Sampling, Storage, and Serum Bottles , Search by Size and Dimension , Teledyne Tekmar , VOA (EPA) Vials , VOA (EPA) Vials, Clear Glass , Vacuum adapters and accessories , Vials , Vials Only, Clear Glass , 分析/色谱 |  | pkg of 100 ea,40 mL,27.5 mm × 95 mm,clear glass,thread 24-400 | , |  |  | pkg of 100 ea,40 mL,27.5 mm × 95 mm,clear glass,thread 24-400
Vials, screw top, clear glass (vial only),volume 40 mL, clear glass, thread 24-400, O.D. × H 27.5 mm × 95 mm, pkg of 100 ea,,,,, | SU860001 |  | Supelco | 螺纹口透明玻璃样品瓶（仅样品瓶） |  | ,,,, | 1020A , 1088 , 1096+ , 1552 , 40 mL, 28 x 95 mm , 4551A , AQUAtek 70, SOLAtek 72TM , Agilent 7695A, Tekmar AQUATek , Agilent Technologies , Autosampler/Vial Cross Reference , Clear glass (without graduations) , Dionex , Dionex ASE 200 , O.I.Analytical , STS 8000 TOC , Sampling Vials, Caps, and Septa , Sampling, Storage, and Serum Bottles , Search by Size and Dimension , Teledyne Tekmar , VOA (EPA) Vials , VOA (EPA) Vials, Clear Glass , Vials , Vials Only, Clear Glass , Viscotek Vortex , 分析/色谱 |  | pkg of 100 ea,40 mL,27.5 mm × 95 mm,clear glass,thread 24-400 | , |  |  | pkg of 100 ea,40 mL,27.5 mm × 95 mm,clear glass,thread 24-400
Vials, screw top, amber glass (vial only),volume 40 mL, amber glass, thread 24-400, O.D. × H × I.D. 29 mm × 82 mm × 17 mm,,,,, | 27185-U |  | Supelco | 螺纹口样品瓶，棕色玻璃（仅样品瓶） |  | ,,,, | 40 mL, 29 x 81 mm , 40-60 mL , Application , SPME Accessories , Sample Preparation & Purification , Sampling Vials, Caps, and Septa , Sampling, Storage, and Serum Bottles , Screw Thread Vials, 4-40mL , Screw Top Vials, 40-60 mL , Search by Size and Dimension , Solid Phase Micro Extraction (SPME) , Solid Phase Microextraction (SPME) , Threaded , VOA (EPA) Vials , VOA (EPA) Vials, Amber Glass , Vial Type , Vials , Vials Only, Amber Glass , Vials for 40 mL Heating Block , 分析/色谱 |  | pkg of 100 ea,40 mL,thread 24-400,amber glass,29 mm × 82 mm × 17 mm | , |  |  | pkg of 100 ea,40 mL,thread 24-400,amber glass,29 mm × 82 mm × 17 mm
Vials, screw top, amber glass (vial only),volume 40 mL, amber glass, thread 24-400, O.D. × H × I.D. 27.5 mm × 95 mm × 17 mm,,,,, | 27382 |  | Supelco | 螺纹口样品瓶，棕色玻璃（仅样品瓶） |  | ,,,, | 1020A , 1088 , 1096+ , 1552 , 40 mL, 28 x 95 mm , 40-60 mL , 4551A , AQUAtek 70, SOLAtek 72TM , Autosampler/Vial Cross Reference , O.I.Analytical , STS 8000 TOC , Sampling Vials, Caps, and Septa , Sampling, Storage, and Serum Bottles , Screw Top Vials, 40-60 mL , Search by Size and Dimension , Teledyne Tekmar , Threaded , VOA (EPA) Vials , VOA (EPA) Vials, Amber Glass , Vial Type , Vials , Vials Only, Amber Glass , 分析/色谱 |  | pkg of 100 ea,40 mL,thread 24-400,amber glass,27.5 mm × 95 mm × 17 mm | , |  |  | pkg of 100 ea,40 mL,thread 24-400,amber glass,27.5 mm × 95 mm × 17 mm
Vials, screw top, amber glass (vial only),volume 40 mL, amber glass, thread 24-400, O.D. × H × I.D. 27.5 mm × 95 mm × 17 mm,,,,, | 23702-U |  | Supelco | 螺纹口样品瓶，棕色玻璃（仅样品瓶） |  | ,,,, | 1020A , 1088 , 1096+ , 1552 , 40 mL, 28 x 95 mm , 40-60 mL , 4551A , AQUAtek 70, SOLAtek 72TM , Agilent 7695A, Tekmar AQUATek , Agilent Technologies , Autosampler/Vial Cross Reference , CP-8410 , O.I.Analytical , STS 8000 TOC , Sampling Vials, Caps, and Septa , Sampling, Storage, and Serum Bottles , Screw Top Vials, 40-60 mL , Search by Size and Dimension , Teledyne Tekmar , Threaded , VOA (EPA) Vials , VOA (EPA) Vials, Amber Glass , Varian , Vial Type , Vials , Vials Only, Amber Glass , 分析/色谱 |  | pkg of 100 ea,40 mL,thread 24-400,amber glass,27.5 mm × 95 mm × 17 mm | , |  |  | pkg of 100 ea,40 mL,thread 24-400,amber glass,27.5 mm × 95 mm × 17 mm
Vials, screw top, amber glass (vial only),volume 40 mL, amber glass, thread 24-400, O.D. × H 27.5 mm × 95 mm, pkg of 1000 ea,,,,, | SU860002 |  | Supelco | 螺纹口样品瓶，棕色玻璃（仅样品瓶） |  | ,,,, | 40 mL, 28 x 95 mm , 40-60 mL , Sampling Vials, Caps, and Septa , Sampling, Storage, and Serum Bottles , Search by Size and Dimension , VOA (EPA) Vials , VOA (EPA) Vials, Amber Glass , Vials , Vials Only, Amber Glass , 分析/色谱 |  | pkg of 1000 ea,40 mL,27.5 mm × 95 mm,amber glass,thread 24-400 | , |  |  | pkg of 1000 ea,40 mL,27.5 mm × 95 mm,amber glass,thread 24-400
Vials, screw top, amber glass (vial only),volume 60 mL, amber glass, thread 24-400, O.D. × H 27.5 mm × 140 mm, pkg of 200 ea,,,,, | 23705-U |  | Supelco | 螺纹口样品瓶，棕色玻璃（仅样品瓶） |  | ,,,, | 40-60 mL , Autosampler/Vial Cross Reference , CP-8410 , Sampling Vials, Caps, and Septa , Sampling, Storage, and Serum Bottles , Screw Top Vials, 40-60 mL , Threaded , VOA (EPA) Vials , VOA (EPA) Vials, Amber Glass , Varian , Vial Type , Vials , Vials Only, Amber Glass , 分析/色谱 |  | pkg of 200 ea,60 mL,27.5 mm × 140 mm,amber glass,thread 24-400 | , |  |  | pkg of 200 ea,60 mL,27.5 mm × 140 mm,amber glass,thread 24-400
Vials, screw top, amber glass (vial only),volume 60 mL, amber glass, thread 24-400, O.D. × H 28 mm × 98 mm, pkg of 1000 ea,,,,, | SU860004 |  | Supelco | 螺纹口样品瓶，棕色玻璃（仅样品瓶） |  | ,,,, | Screw Top Vials, 40-60 mL , Threaded , VOA (EPA) Vials , VOA (EPA) Vials, Amber Glass , Vial Type , Vials , 分析/色谱 |  | pkg of 1000 ea,60 mL,28 mm × 98 mm,amber glass,thread 24-400 | , |  |  | pkg of 1000 ea,60 mL,28 mm × 98 mm,amber glass,thread 24-400
,E. Reaction vial, capacity 5 mL,,,,, | Z148377 |  | Aldrich | ACE microscale reaction vial |  | ,,,, | Ace Flasks and Vials , Ace Glass , Ace Glass Kits , Distillation Apparatus , Distillation Supplies , Glassware , Glassware Kits , Labware , Microscale Distillation Apparatus , Suppliers , Vials , 分析/色谱 |  | Ace Glass 959020,5 mL | , |  |  | Ace Glass 959020,5 mL
,D. Receiver vial, capacity 3 mL,,,,, | Z148369 |  | Aldrich | ACE microscale receiver vial |  | ,,,, | Ace Flasks and Vials , Ace Glass , Ace Glass Kits , Distillation Apparatus , Distillation Supplies , Glassware , Glassware Kits , Labware , Microscale Distillation Apparatus , Suppliers , Vials , 分析/色谱 |  | Ace Glass 959015,3 mL | , |  |  | Ace Glass 959015,3 mL
,capacity 10 mL,,,,, | Z507954 |  | Aldrich | Recovery flask |  | ,,,, | Ace Flasks and Vials , Ace Glass Kits , Flasks , Glassware , Glassware Kits , Labware , Multi-neck Flasks , Round-bottom Flasks |  | Ace Glass 947043,10 mL | , |  |  | Ace Glass 947043,10 mL
,capacity 25 mL,,,,, | Z507962 |  | Aldrich | Recovery flask |  | ,,,, | Ace Flasks and Vials , Ace Glass Kits , Flasks , Glassware , Glassware Kits , Labware , Multi-neck Flasks , Round-bottom Flasks |  | Ace Glass 947045,25 mL | , |  |  | Ace Glass 947045,25 mL
,capacity 5 mL,,,,, | Z507857 |  | Aldrich | Round-bottom flask with side port |  | ,,,, | Ace Flasks and Vials , Ace Glass Kits , Flasks , Glassware , Glassware Kits , Labware , Multi-neck Flasks , Round-bottom Flasks |  | Ace Glass 959235,5 mL | , |  |  | Ace Glass 959235,5 mL
,capacity 10 mL,,,,, | Z507865 |  | Aldrich | Round-bottom flask with side port |  | ,,,, | Ace Flasks and Vials , Ace Glass Kits , Flasks , Glassware , Glassware Kits , Labware , Multi-neck Flasks , Round-bottom Flasks |  | Ace Glass 959237,10 mL | , |  |  | Ace Glass 959237,10 mL
,capacity 25 mL,,,,, | Z507873 |  | Aldrich | Three-neck round-bottom flasks |  | ,,,, | Ace Flasks and Vials , Ace Glass Kits , Flasks , Glassware , Glassware Kits , Labware , Multi-neck Flasks , Round-bottom Flasks |  | Ace Glass 946534,25 mL | , |  |  | Ace Glass 946534,25 mL
,capacity 50 mL,,,,, | Z507881 |  | Aldrich | Three-neck round-bottom flasks |  | ,,,, | Ace Flasks and Vials , Ace Glass Kits , Flasks , Glassware , Glassware Kits , Labware , Multi-neck Flasks , Round-bottom Flasks |  | Ace Glass 946536,50 mL | , |  |  | Ace Glass 946536,50 mL
,AC input 120 V,,,,, | Z660620 |  | Aldrich | Catalyst heater for Plas-Labs temperature and humidity box |  | ,,,, | Accessories , Glove Boxes , Labware , Plas-Labs |  | Plas-Labs, 800-HEATER,US plug,not available in EU | , |  |  | Plas-Labs, 800-HEATER,US plug,not available in EU
,AC input 240 V, EU plug,,,,, | Z660647 |  | Aldrich | Catalyst heater for Plas-Labs temperature and humidity box | (PDF) | ,,,, | Accessories , Glove Boxes , Labware , Plas-Labs , Plas-Labs temperature and humidity control box |  | Plas-Labs, 800-HEATER | , |  |  | Plas-Labs, 800-HEATER
,AC input 240 V, UK plug,,,,, | Z660639 |  | Aldrich | Catalyst heater for Plas-Labs temperature and humidity box | (PDF) | ,,,, | Accessories , Glove Boxes , Labware , Plas-Labs , Plas-Labs temperature and humidity control box |  | Plas-Labs, 800-HEATER | , |  |  | Plas-Labs, 800-HEATER
,,,,,, | Z270954 |  | Aldrich | Iris diaphragm conversion kit |  | ,,,, | Accessories , Glove Boxes , Labware , Plas-Labs |  | Plas-Labs 800-IRIS/CONV | , |  |  | Plas-Labs 800-IRIS/CONV
,CE compliant,,,,, | Z668664 |  | Aldrich | Oxygen analyzer for Plas-Labs temperature and humidity box |  | ,,,, | Accessories , Glove Boxes , Labware , Plas-Labs |  | Plas-Labs, 800-OA,CE compliant | , |  |  | Plas-Labs, 800-OA,CE compliant
,1 pair, size 9 (for 8 in. glove box ports),,,,, | PL800GA |  | Aldrich | Plas-Labs accordion sleeve with neoprene glove |  | ,,,, | Accessories , Glove Boxes , Labware , Plas-Labs |  | 9 (for 8 in. glove box ports) | , |  |  | 9 (for 8 in. glove box ports)
,1 pair, size 8 (for 8 in. glove box ports),,,,, | PL800GA-8 |  | Aldrich | Plas-Labs accordion sleeve with neoprene glove |  | ,,,, | Accessories , Glove Boxes , Labware , Plas-Labs |  | 8 (for 8 in. glove box ports) | , |  |  | 8 (for 8 in. glove box ports)
,for 1 piece glove set, size 7 (for 8 in. ports),,,,, | PL800GB-7 |  | Aldrich | Plas-Labs butyl glove box gloves |  | ,,,, | Accessories , Glove Boxes , Labware , Plas-Labs |  | 7 (for 8 in. ports) | , |  |  | 7 (for 8 in. ports)
,for 1 piece glove set, size 9 (for 8 in. ports),,,,, | PL800GB |  | Aldrich | Plas-Labs butyl glove box gloves |  | ,,,, | Accessories , Glove Boxes , Labware , Plas-Labs |  | 9 (for 8 in. ports) | , |  |  | 9 (for 8 in. ports)
,for 1 piece glove set, size 9 (for 6 in. ports),,,,, | PL800GB-9-6 |  | Aldrich | Plas-Labs butyl glove box gloves |  | ,,,, | Accessories , Glove Boxes , Labware , Plas-Labs |  | 9 (for 6 in. ports) | , |  |  | 9 (for 6 in. ports)
,for 1 piece glove set, size 9 (for 10 in. ports),,,,, | PL800GB-9-10 |  | Aldrich | Plas-Labs butyl glove box gloves |  | ,,,, | Accessories , Glove Boxes , Labware , Plas-Labs |  | 9 (for 10 in. ports) | , |  |  | 9 (for 10 in. ports)
,for 2 piece glove set, pkg of 2 ea,,,,, | PL800GOS |  | Aldrich | Plas-Labs glove over sleeve connectors |  | ,,,, | Accessories , Glove Boxes , Labware , Plas-Labs |  | pkg of 2 ea | , |  |  | pkg of 2 ea
,for 1 piece glove set, size 7 (for 8 in. ports),,,,, | PL800GH-7 |  | Aldrich | Plas-Labs Hypalon ™ glove box gloves |  | ,,,, | Accessories , Glove Boxes , Labware , Plas-Labs |  | 7 (for 8 in. ports) | , |  |  | 7 (for 8 in. ports)
,for 1 piece glove set, size 8 (for 8 in. ports),,,,, | PL800GH-8 |  | Aldrich | Plas-Labs Hypalon ™ glove box gloves |  | ,,,, | Accessories , Glove Boxes , Labware , Plas-Labs |  | 8 (for 8 in. ports) | , |  |  | 8 (for 8 in. ports)
,for 1 piece glove set, size 8 (for 6 in. ports),,,,, | PL800GH-8-6 |  | Aldrich | Plas-Labs Hypalon ™ glove box gloves |  | ,,,, | Accessories , Glove Boxes , Labware , Plas-Labs |  | 8 (for 6 in. ports) | , |  |  | 8 (for 6 in. ports)
,for 1 piece glove set, size 8 (for 10 in. ports),,,,, | PL800GH-8-10 |  | Aldrich | Plas-Labs Hypalon ™ glove box gloves |  | ,,,, | Accessories , Glove Boxes , Labware , Plas-Labs |  | 8 (for 10 in. ports) | , |  |  | 8 (for 10 in. ports)
,for 1 piece glove set, size 9 (for 10 in. ports),,,,, | PL800GH-9-10 |  | Aldrich | Plas-Labs Hypalon ™ glove box gloves |  | ,,,, | Accessories , Glove Boxes , Labware , Plas-Labs |  | 9 (for 10 in. ports) | , |  |  | 9 (for 10 in. ports)
,for 1 piece glove set, size 9 (for 6 in. ports),,,,, | PL800GH-9-6 |  | Aldrich | Plas-Labs Hypalon ™ glove box gloves |  | ,,,, | Accessories , Glove Boxes , Labware , Plas-Labs |  | 9 (for 6 in. ports) | , |  |  | 9 (for 6 in. ports)
,for 1 piece glove set, size 9 (for 6 in. ports), 26 in. long,,,,, | PL800GHL-9 |  | Aldrich | Plas-Labs Hypalon ™ glove box gloves |  | ,,,, | Accessories , Glove Boxes , Labware , Plas-Labs |  | 26 in. long,9 (for 6 in. ports) | , |  |  | 26 in. long,9 (for 6 in. ports)
,for 1 piece glove set, size 10 (for 8 in. ports),,,,, | PL800GH-10 |  | Aldrich | Plas-Labs Hypalon ™ glove box gloves |  | ,,,, | Accessories , Glove Boxes , Labware , Plas-Labs |  | 10 (for 8 in. ports) | , |  |  | 10 (for 8 in. ports)
,for 1 piece glove set, size 7 (for 7 in. ports),,,,, | PL800GLLP-7 |  | Aldrich | Plas-Labs La Petite latex glove box gloves |  | ,,,, | Accessories , Glove Boxes , Labware , Plas-Labs |  | 7 (for 7 in. ports) | , |  |  | 7 (for 7 in. ports)
,for 1 piece glove set, size 9 (for 7 in. ports),,,,, | PL800GLLP |  | Aldrich | Plas-Labs La Petite latex glove box gloves |  | ,,,, | Accessories , Glove Boxes , Labware , Plas-Labs |  | 9 (for 7 in. ports) | , |  |  | 9 (for 7 in. ports)
,for 1 piece glove set, size 10 (for 7 in. ports),,,,, | PL800GLLP-10 |  | Aldrich | Plas-Labs La Petite latex glove box gloves |  | ,,,, | Accessories , Glove Boxes , Labware , Plas-Labs |  | 10 (for 7 in. ports) | , |  |  | 10 (for 7 in. ports)
,for 1 piece glove set, size 7 (for 8 in. ports),,,,, | PL800GN-7 |  | Aldrich | Plas-Labs neoprene glove box gloves |  | ,,,, | Accessories , Glove Boxes , Labware , Plas-Labs |  | 7 (for 8 in. ports) | , |  |  | 7 (for 8 in. ports)
,for 1 piece glove set, size 8 (for 8 in. ports),,,,, | PL800GN-8 |  | Aldrich | Plas-Labs neoprene glove box gloves |  | ,,,, | Accessories , Glove Boxes , Labware , Plas-Labs |  | 8 (for 8 in. ports) | , |  |  | 8 (for 8 in. ports)
,for 1 piece glove set, size 9 (for 8 in. ports),,,,, | PL800GN |  | Aldrich | Plas-Labs neoprene glove box gloves |  | ,,,, | Accessories , Glove Boxes , Labware , Plas-Labs |  | 9 (for 8 in. ports) | , |  |  | 9 (for 8 in. ports)
,for 1 piece glove set, size 9 (for 8 in. ports), 30 mil thick,,,,, | PL800GN-30ML |  | Aldrich | Plas-Labs neoprene glove box gloves |  | ,,,, | Accessories , Glove Boxes , Labware , Plas-Labs |  | 30 mil thick,9 (for 8 in. ports) | , |  |  | 30 mil thick,9 (for 8 in. ports)
,for 1 piece glove set, size 10 (for 8 in. ports),,,,, | PL800GN-10 |  | Aldrich | Plas-Labs neoprene glove box gloves |  | ,,,, | Accessories , Glove Boxes , Labware , Plas-Labs |  | 10 (for 8 in. ports) | , |  |  | 10 (for 8 in. ports)
,for 1 piece glove set, size 11 (for 8 in. ports),,,,, | PL800GN-11 |  | Aldrich | Plas-Labs neoprene glove box gloves |  | ,,,, | Accessories , Glove Boxes , Labware , Plas-Labs |  | 11 (for 8 in. ports) | , |  |  | 11 (for 8 in. ports)
,for 1 piece glove set, size 8 (for 6 in. ports),,,,, | PL800GN-8-6 |  | Aldrich | Plas-Labs neoprene glove box gloves |  | ,,,, | Accessories , Glove Boxes , Labware , Plas-Labs |  | 8 (for 6 in. ports) | , |  |  | 8 (for 6 in. ports)
,for 1 piece glove set, size 9 (for 6 in. ports),,,,, | PL800GN-9-6 |  | Aldrich | Plas-Labs neoprene glove box gloves |  | ,,,, | Accessories , Glove Boxes , Labware , Plas-Labs |  | 9 (for 6 in. ports) | , |  |  | 9 (for 6 in. ports)
,for 1 piece glove set, size 9 (for 8 in. ports),,,,, | PL800GNIT |  | Aldrich | Plas-Labs nitrile glove box gloves |  | ,,,, | Accessories , Glove Boxes , Labware , Plas-Labs |  | 9 (for 8 in. ports) | , |  |  | 9 (for 8 in. ports)
,used with the Plas-Labs catalyst heaters,,,,, | Z660655 |  | Aldrich | Plas-Labs palladium canister |  | ,,,, | Accessories , Glove Boxes , Labware , Plas-Labs |  | Plas-Labs | , |  |  | Plas-Labs
,for 2 piece glove set, size 7 (for 8 in. ports),,,,, | PL800GA-BUT-7 |  | Aldrich | Plas-Labs replacement butyl gloves |  | ,,,, | Accessories , Glove Boxes , Labware , Plas-Labs |  | for use with glove box sleeves,7 (for 8 in. ports) | , |  |  | for use with glove box sleeves,7 (for 8 in. ports)
,for 2 piece glove set, size 8 (for 8 in. ports),,,,, | PL800GA-BUT-8 |  | Aldrich | Plas-Labs replacement butyl gloves |  | ,,,, | Accessories , Glove Boxes , Labware , Plas-Labs |  | for use with glove box sleeves,8 (for 8 in. ports) | , |  |  | for use with glove box sleeves,8 (for 8 in. ports)
,for 2 piece glove set, size 9 (for 8 in. ports),,,,, | PL800GA-BUT-9 |  | Aldrich | Plas-Labs replacement butyl gloves |  | ,,,, | Accessories , Glove Boxes , Labware , Plas-Labs |  | for use with glove box sleeves,9 (for 8 in. ports) | , |  |  | for use with glove box sleeves,9 (for 8 in. ports)
,for 2 piece glove set, size 10 (for 8 in. ports),,,,, | PL800GABUT-10 |  | Aldrich | Plas-Labs replacement butyl gloves |  | ,,,, | Accessories , Glove Boxes , Labware , Plas-Labs |  | for use with glove box sleeves,10 (for 8 in. ports) | , |  |  | for use with glove box sleeves,10 (for 8 in. ports)
,for 2 piece glove set, size 7 (for 8 in. ports),,,,, | PL800GA-HYP-7 |  | Aldrich | Plas-Labs replacement Hypalon ® gloves |  | ,,,, | Accessories , Glove Boxes , Labware , Plas-Labs |  | for use with glove box sleeves,7 (for 8 in. ports) | , |  |  | for use with glove box sleeves,7 (for 8 in. ports)
,for 2 piece glove set, size 8 (for 8 in. ports),,,,, | PL800GA-HYP-8 |  | Aldrich | Plas-Labs replacement Hypalon ® gloves |  | ,,,, | Accessories , Glove Boxes , Labware , Plas-Labs |  | for use with glove box sleeves,8 (for 8 in. ports) | , |  |  | for use with glove box sleeves,8 (for 8 in. ports)
,for 2 piece glove set, size 9 (for 8 in. ports),,,,, | PL800GA-HYP-9 |  | Aldrich | Plas-Labs replacement Hypalon ® gloves |  | ,,,, | Accessories , Glove Boxes , Labware , Plas-Labs |  | for use with glove box sleeves,9 (for 8 in. ports) | , |  |  | for use with glove box sleeves,9 (for 8 in. ports)
,for 2 piece glove set, size 10 (for 8 in. ports),,,,, | PL800GAHYP-10 |  | Aldrich | Plas-Labs replacement Hypalon ® gloves |  | ,,,, | Accessories , Glove Boxes , Labware , Plas-Labs |  | for use with glove box sleeves,10 (for 8 in. ports) | , |  |  | for use with glove box sleeves,10 (for 8 in. ports)
,for 2 piece glove set, size 7 (for 8 in. ports),,,,, | PL800GA-NEO-7 |  | Aldrich | Plas-Labs replacement neoprene gloves |  | ,,,, | Accessories , Glove Boxes , Labware , Plas-Labs |  | for use with glove box sleeves,7 (for 8 in. ports) | , |  |  | for use with glove box sleeves,7 (for 8 in. ports)
,for 2 piece glove set, size 8 (for 8 in. ports),,,,, | PL800GA-NEO-8 |  | Aldrich | Plas-Labs replacement neoprene gloves |  | ,,,, | Accessories , Glove Boxes , Labware , Plas-Labs |  | for use with glove box sleeves,8 (for 8 in. ports) | , |  |  | for use with glove box sleeves,8 (for 8 in. ports)
,for 2 piece glove set, size 9 (for 8 in. ports),,,,, | PL800GA-NEO-9 |  | Aldrich | Plas-Labs replacement neoprene gloves |  | ,,,, | Accessories , Glove Boxes , Labware , Plas-Labs |  | for use with glove box sleeves,9 (for 8 in. ports) | , |  |  | for use with glove box sleeves,9 (for 8 in. ports)
,for 2 piece glove set, size 10 (for 8 in. ports),,,,, | PL800GANEO-10 |  | Aldrich | Plas-Labs replacement neoprene gloves |  | ,,,, | Accessories , Glove Boxes , Labware , Plas-Labs |  | for use with glove box sleeves,10 (for 8 in. ports) | , |  |  | for use with glove box sleeves,10 (for 8 in. ports)
,for 2 piece glove set, size 7 (for 8 in. ports),,,,, | PL800GA-NIT-7 |  | Aldrich | Plas-Labs replacement nitrile gloves |  | ,,,, | Accessories , Glove Boxes , Labware , Plas-Labs |  | for use with glove box sleeves,7 (for 8 in. ports) | , |  |  | for use with glove box sleeves,7 (for 8 in. ports)
,for 2 piece glove set, size 8 (for 8 in. ports),,,,, | PL800GA-NIT-8 |  | Aldrich | Plas-Labs replacement nitrile gloves |  | ,,,, | Accessories , Glove Boxes , Labware , Plas-Labs |  | for use with glove box sleeves,8 (for 8 in. ports) | , |  |  | for use with glove box sleeves,8 (for 8 in. ports)
,for 2 piece glove set, size 9 (for 8 in. ports),,,,, | PL800GA-NIT-9 |  | Aldrich | Plas-Labs replacement nitrile gloves |  | ,,,, | Accessories , Glove Boxes , Labware , Plas-Labs |  | for use with glove box sleeves,9 (for 8 in. ports) | , |  |  | for use with glove box sleeves,9 (for 8 in. ports)
,for 2 piece glove set, size 10 (for 8 in. ports),,,,, | PL800GANIT-10 |  | Aldrich | Plas-Labs replacement nitrile gloves |  | ,,,, | Accessories , Glove Boxes , Labware , Plas-Labs |  | for use with glove box sleeves,10 (for 8 in. ports) | , |  |  | for use with glove box sleeves,10 (for 8 in. ports)
,for 2 piece glove set, fits 8 in. glove box ports, nitrile,,,,, | PL800GS-NIT |  | Aldrich | Plas-Labs straight sleeves |  | ,,,, | Accessories , Glove Boxes , Labware , Plas-Labs |  | nitrile | , |  |  | nitrile
,for 2 piece glove set, fits 8 in. glove box ports, Hypalon ®,,,,, | PL800GH-S |  | Aldrich | Plas-Labs straight sleeves |  | ,,,, | Accessories , Glove Boxes , Labware , Plas-Labs |  | Hypalon ® | , |  |  | Hypalon ®
,fits GB, NB, or AC style glove boxes,,,,, | PL800CARTGB |  | Aldrich | Plas-Labs transport support cart |  | ,,,, | Accessories , Glove Boxes , Labware , Plas-Labs |  | pkg of 1 ea,51 in. × 24 in. × 35 in.,stainless steel,Anti-scuff casters including brakes and locks | , |  |  | pkg of 1 ea,51 in. × 24 in. × 35 in.,stainless steel,Anti-scuff casters including brakes and locks
,sliding shelf package - single station,,,,, | PL800SHELFI |  | Aldrich | Plas-Labs transport support cart |  | ,,,, | Accessories , Glove Boxes , Labware , Plas-Labs |  | 18 in. × 18 in. × 10 in. | , |  |  | 18 in. × 18 in. × 10 in.
,,,,,, | Z424595 |  | Aldrich | Pressure relief valve for PLAS-LABS glovebox |  | ,,,, | Accessories , Glove Boxes , Labware , Plas-Labs |  | Plas-Labs 800-PRV | , |  |  | Plas-Labs 800-PRV
,pkg of 1 ea,,,,, | Z692115 |  | Aldrich | Replacement sensor for Plas-Labs digital oxygen analyzer, model 800-DOI |  | ,,,, | Accessories , Glove Boxes , Labware , Plas-Labs |  | pkg of 1 ea,Plas-Labs, 800-OS | , |  |  | pkg of 1 ea,Plas-Labs, 800-OS
,AC input 120 V,,,,, | Z563064 |  | Aldrich | Work station anti-static ionizer for Plas-Labs glove box |  | ,,,, | Accessories , Anti-Static , Anti-Static Accessories , Glove Boxes , Labware , Plas-Labs |  | 5.0 in. × 4 1/4 in. × 2 1/2 in.,Plas-Labs, 800-AS/SPI,electrode (Thoriated tungsten),not available in EU,2 lb | , |  |  | 5.0 in. × 4 1/4 in. × 2 1/2 in.,Plas-Labs, 800-AS/SPI,electrode (Thoriated tungsten),not available in EU,2 lb
,AC input 220 - 240 V, Schuko plug,,,,, | PL800ASSPIEU |  | Aldrich | Work station anti-static ionizer for Plas-Labs glove box |  | ,,,, | Accessories , Glove Boxes , Labware , Plas-Labs |  | 5.0 in. × 4 1/4 in. × 2 1/2 in.,Plas-Labs, 800-AS/SPI/CE/EU,electrode (Thoriated tungsten),CE compliant,2 lb | , |  |  | 5.0 in. × 4 1/4 in. × 2 1/2 in.,Plas-Labs, 800-AS/SPI/CE/EU,electrode (Thoriated tungsten),CE compliant,2 lb
,AC input 220 - 240 V, UK plug,,,,, | PL800ASSPIUK |  | Aldrich | Work station anti-static ionizer for Plas-Labs glove box |  | ,,,, | Accessories , Glove Boxes , Labware , Plas-Labs |  | 5.0 in. × 4 1/4 in. × 2 1/2 in.,Plas-Labs, 800-AS/SPI/CE/UK,electrode (Thoriated tungsten),CE compliant,2 lb | , |  |  | 5.0 in. × 4 1/4 in. × 2 1/2 in.,Plas-Labs, 800-AS/SPI/CE/UK,electrode (Thoriated tungsten),CE compliant,2 lb
,AC input 230 V, UK plug,,,,, | Z683078 |  | Sigma | Plas-Labs automatic anaerobic chamber AC input 230 V | (PDF) | ,,,, | Anaerobic Chamber , Glove Boxes , Labware , Plas-Labs |  | Plas-Labs, Simplicity-888,includes glove box, shelving unit and support cart | , |  |  | Plas-Labs, Simplicity-888,includes glove box, shelving unit and support cart
,AC input 230 V, European 2-pin plug,,,,, | Z685232 |  | Aldrich | Plas-Labs automatic anaerobic chamber AC input 230 V | (PDF) | ,,,, | Anaerobic Chamber , Glove Boxes , Labware , Plas-Labs |  | Plas-Labs, Simplicity-888,includes glove box, shelving unit and support cart | , |  |  | Plas-Labs, Simplicity-888,includes glove box, shelving unit and support cart
,AC input 120 V,,,,, | Z563013 |  | Aldrich | Plas-Labs basic glove box |  | ,,,, | Basic glove box , Glove Boxes , Labware , Plas-Labs |  | 27 in. × 55 in. × 35 in., overall,Plas-Labs, 818-GB,26 in. × 41 in. × 28 in., inside dimensions,US plug,150 lb | , |  |  | 27 in. × 55 in. × 35 in., overall,Plas-Labs, 818-GB,26 in. × 41 in. × 28 in., inside dimensions,US plug,150 lb
,AC input 240 V, Euro plug, Plas-Labs, 818-GB/EXP,,,,, | Z563307 |  | Aldrich | Plas-Labs basic glove box | (PDF) | ,,,, | Basic glove box , Glove Boxes , Labware , Plas-Labs |  | 27 in. × 55 in. × 35 in., overall,Plas-Labs, 818-GB/EXP,26 in. × 41 in. × 28 in., inside dimensions,150 lb | , |  |  | 27 in. × 55 in. × 35 in., overall,Plas-Labs, 818-GB/EXP,26 in. × 41 in. × 28 in., inside dimensions,150 lb
,AC input 240 V, UK plug, Plas-Labs, 818-GB/EXP,,,,, | Z563021 |  | Aldrich | Plas-Labs basic glove box |  | ,,,, | Basic glove box , Glove Boxes , Labware , Plas-Labs |  | 27 in. × 55 in. × 35 in., overall,Plas-Labs, 818-GB/EXP,26 in. × 41 in. × 28 in., inside dimensions,not available in USA and Canada,150 lb | , |  |  | 27 in. × 55 in. × 35 in., overall,Plas-Labs, 818-GB/EXP,26 in. × 41 in. × 28 in., inside dimensions,not available in USA and Canada,150 lb
,AC input 120 V,,,,, | Z563048 |  | Aldrich | Plas-Labs basic multi-station glove box |  | ,,,, | Basic multi-station glove box , Glove Boxes , Labware , Plas-Labs |  | 31 in. × 76 in. × 31 in., outside dimensions,Plas-Labs, 818-GBB,28 in. × 60 in. × 38 in., inside dimensions,US plug,250 lb | , |  |  | 31 in. × 76 in. × 31 in., outside dimensions,Plas-Labs, 818-GBB,28 in. × 60 in. × 38 in., inside dimensions,US plug,250 lb
,AC input 240 V, Euro plug,,,,, | Z563315 |  | Aldrich | Plas-Labs basic multi-station glove box | (PDF) | ,,,, | Basic multi-station glove box , Glove Boxes , Labware , Plas-Labs |  | 31 in. × 76 in. × 31 in., outside dimensions,Plas-Labs, 818-GBB/EXP,28 in. × 60 in. × 38 in., inside dimensions,250 lb | , |  |  | 31 in. × 76 in. × 31 in., outside dimensions,Plas-Labs, 818-GBB/EXP,28 in. × 60 in. × 38 in., inside dimensions,250 lb
,AC input 240 V, UK plug,,,,, | Z563056 |  | Aldrich | Plas-Labs basic multi-station glove box | (PDF) | ,,,, | Basic multi-station glove box , Glove Boxes , Labware , Plas-Labs |  | 31 in. × 76 in. × 31 in., outside dimensions,Plas-Labs, 818-GBB/EXP,28 in. × 60 in. × 38 in., inside dimensions,250 lb | , |  |  | 31 in. × 76 in. × 31 in., outside dimensions,Plas-Labs, 818-GBB/EXP,28 in. × 60 in. × 38 in., inside dimensions,250 lb
,AC input 120 V, Plas-Labs, 830-ABC,,,,, | Z562963 |  | Aldrich | Plas-Labs compact glove box |  | ,,,, | Compact glove box , Glove Boxes , Labware , Plas-Labs |  | 28 in. × 23 in. × 29 in.,43 in. × 24 in. × 31 in.,Plas-Labs, 830-ABC | , |  |  | 28 in. × 23 in. × 29 in.,43 in. × 24 in. × 31 in.,Plas-Labs, 830-ABC
,AC input 240 V, Euro plug, Plas-Labs, 830-ABC/EXP,,,,, | Z564192 |  | Aldrich | Plas-Labs compact glove box | (PDF) | ,,,, | Compact glove box , Glove Boxes , Labware , Plas-Labs |  | 28 in. × 23 in. × 29 in.,43 in. × 24 in. × 31 in.,Plas-Labs, 830-ABC/EXP | , |  |  | 28 in. × 23 in. × 29 in.,43 in. × 24 in. × 31 in.,Plas-Labs, 830-ABC/EXP
,AC input 240 V, UK plug, Plas-Labs, 830-ABC/EXP,,,,, | Z562971 |  | Aldrich | Plas-Labs compact glove box | (PDF) | ,,,, | Compact glove box , Glove Boxes , Labware , Plas-Labs |  | 28 in. × 23 in. × 29 in.,43 in. × 24 in. × 31 in.,Plas-Labs, 830-ABC/EXP | , |  |  | 28 in. × 23 in. × 29 in.,43 in. × 24 in. × 31 in.,Plas-Labs, 830-ABC/EXP
,AC input 120 V, Plas-Labs, 830-ABB,,,,, | Z562998 |  | Aldrich | Plas-Labs compact glove box |  | ,,,, | Compact glove box , Glove Boxes , Labware , Plas-Labs |  | 35 in. × 29 in. × 30 in.,49 in. × 30 in. × 31 in.,Plas-Labs, 830-ABB | , |  |  | 35 in. × 29 in. × 30 in.,49 in. × 30 in. × 31 in.,Plas-Labs, 830-ABB
,AC input 240 V, Euro plug, Plas-Labs, 830-ABB-EXP,,,,, | Z564206 |  | Aldrich | Plas-Labs compact glove box | (PDF) | ,,,, | Compact glove box , Glove Boxes , Labware , Plas-Labs |  | 35 in. (71 cm) × 29 in. (74 cm) × 30 in. (76 cm),49 in. (125 cm) × 30 in. (76 cm) × 31 in. (79 cm),Plas-Labs, 830-ABB-EXP | , |  |  | 35 in. (71 cm) × 29 in. (74 cm) × 30 in. (76 cm),49 in. (125 cm) × 30 in. (76 cm) × 31 in. (79 cm),Plas-Labs, 830-ABB-EXP
,AC input 240 V, UK plug, Plas-Labs, 830-ABB/EXP,,,,, | Z563005 |  | Aldrich | Plas-Labs compact glove box | (PDF) | ,,,, | Compact glove box , Glove Boxes , Labware , Plas-Labs |  | 35 in. × 29 in. × 30 in.,49 in. × 30 in. × 31 in.,Plas-Labs, 830-ABB/EXP | , |  |  | 35 in. × 29 in. × 30 in.,49 in. × 30 in. × 31 in.,Plas-Labs, 830-ABB/EXP
,AC input 120 V, Plas-Labs, 830-ABD,,,,, | Z748382 |  | Aldrich | Plas-Labs compact glove box |  | ,,,, | Compact glove box , Glove Boxes , Labware , Plas-Labs |  | 48 in. × 29 in. × 32 in.,63 in. × 31 in. × 34 in.,Plas-Labs, 830-ABD | , |  |  | 48 in. × 29 in. × 32 in.,63 in. × 31 in. × 34 in.,Plas-Labs, 830-ABD
,AC input 120 V, Plas-Labs, 830-ABE,,,,, | Z748390 |  | Aldrich | Plas-Labs compact glove box |  | ,,,, | Compact glove box , Glove Boxes , Labware , Plas-Labs |  | 60 in. × 29 in. × 32 in.,76 in. × 32 in. × 35 in.,Plas-Labs, 830-ABE | , |  |  | 60 in. × 29 in. × 32 in.,76 in. × 32 in. × 35 in.,Plas-Labs, 830-ABE
,AC input 120 V, US plug,,,,, | Z564877 |  | Aldrich | Plas-Labs controlled atmosphere chamber |  | ,,,, | Controlled atmosphere chamber , Glove Boxes , Labware , Plas-Labs |  | Plas-Labs, 855-AC,250 lb,38 in. × 55 in. × 35 in.,8 in.,26 in. × 41 in. × 28 in.,not available in EU | , |  |  | Plas-Labs, 855-AC,250 lb,38 in. × 55 in. × 35 in.,8 in.,26 in. × 41 in. × 28 in.,not available in EU
,AC input 240 V, EU plug,,,,, | Z564893 |  | Aldrich | Plas-Labs controlled atmosphere chamber | (PDF) | ,,,, | Controlled atmosphere chamber , Glove Boxes , Labware , Plas-Labs |  | Plas-Labs, 855-AC/EXP/EU,26 in. × 41 in. × 28 in.,8 in.,250 lb,38 in. × 55 in. × 35 in. | , |  |  | Plas-Labs, 855-AC/EXP/EU,26 in. × 41 in. × 28 in.,8 in.,250 lb,38 in. × 55 in. × 35 in.
,AC input 240 V, UK plug,,,,, | Z564885 |  | Aldrich | Plas-Labs controlled atmosphere chamber | (PDF) | ,,,, | Controlled atmosphere chamber , Glove Boxes , Labware , Plas-Labs |  | Plas-Labs, 855-AC/EXP/UK,26 in. × 41 in. × 28 in.,8 in.,250 lb,38 in. × 55 in. × 35 in. | , |  |  | Plas-Labs, 855-AC/EXP/UK,26 in. × 41 in. × 28 in.,8 in.,250 lb,38 in. × 55 in. × 35 in.
,AC input 115 V, US 3-pin plug,,,,, | Z736848 |  | Sigma | Hypoxia chamber glove box |  | ,,,, | Cell Culture Supplies , Glove Boxes , Hypoxia Chamber , Labware , Plas-Labs , 低氧培养室 |  | 0-25% O 2 , accuracy: 0.25%,Plas-Labs, 856-HYPO,- temperature, accuracy: 0.3-0 °C, (class B accuracy),41 in. × 28 in. × 26 in.,ambient-40 °C temp. range,55 in. × 35 in. × 38 in. | , |  |  | 0-25% O 2 , accuracy: 0.25%,Plas-Labs, 856-HYPO,- temperature, accuracy: 0.3-0 °C, (class B accuracy),41 in. × 28 in. × 26 in.,ambient-40 °C temp. range,55 in. × 35 in. × 38 in.
,AC input 230 V, UK plug,,,,, | Z683124 |  | Sigma | Hypoxia chamber glove box |  | ,,,, | Glove Boxes , Hypoxia Chamber , Labware , Plas-Labs |  | 0-25% O 2 , accuracy: 0.25%,Plas-Labs, 856-HYPO,- temperature, accuracy: 0.3-0 °C, (class B accuracy),41 in. × 28 in. × 26 in.,ambient-40 °C temp. range,55 in. × 35 in. × 38 in. | , |  |  | 0-25% O 2 , accuracy: 0.25%,Plas-Labs, 856-HYPO,- temperature, accuracy: 0.3-0 °C, (class B accuracy),41 in. × 28 in. × 26 in.,ambient-40 °C temp. range,55 in. × 35 in. × 38 in.
,AC input 230 V, EuroPlug,,,,, | Z683132 |  | Sigma | Hypoxia chamber glove box |  | ,,,, | Glove Boxes , Hypoxia Chamber , Labware , Plas-Labs |  | 0-25% O 2 , accuracy: 0.25%,Plas-Labs, 856-HYPO,- temperature, accuracy: 0.3-0 °C, (class B accuracy),41 in. × 28 in. × 26 in.,ambient-40 °C temp. range,55 in. × 35 in. × 38 in. | , |  |  | 0-25% O 2 , accuracy: 0.25%,Plas-Labs, 856-HYPO,- temperature, accuracy: 0.3-0 °C, (class B accuracy),41 in. × 28 in. × 26 in.,ambient-40 °C temp. range,55 in. × 35 in. × 38 in.
,AC input 240 V, Schuko plug, Plas-Labs, 815-PGB/EXP-EU,,,,, | Z694401 |  | Aldrich | Plas-Labs La Petite glove box | (PDF) | ,,,, | Glove Boxes , La Petite glove box , Labware , Plas-Labs |  | Plas-Labs, 815-PGB/EXP-EU,21.5 in. × 31.5 in. × 25.5 in.,75 lb (35 kg),22 in. × 49 in. × 29 in. | , |  |  | Plas-Labs, 815-PGB/EXP-EU,21.5 in. × 31.5 in. × 25.5 in.,75 lb (35 kg),22 in. × 49 in. × 29 in.
,AC input 240 V, UK plug, Plas-Labs, 815-PGB/EXP-UK,,,,, | Z694428 |  | Aldrich | Plas-Labs La Petite glove box | (PDF) | ,,,, | Glove Boxes , La Petite glove box , Labware , Plas-Labs |  | Plas-Labs, 815-PGB/EXP-UK,21.5 in. × 31.5 in. × 25.5 in.,75 lb (35 kg),22 in. × 49 in. × 29 in. | , |  |  | Plas-Labs, 815-PGB/EXP-UK,21.5 in. × 31.5 in. × 25.5 in.,75 lb (35 kg),22 in. × 49 in. × 29 in.
,AC input 120 V,,,,, | Z694436 |  | Aldrich | Plas-Labs La Petite glove box |  | ,,,, | Glove Boxes , La Petite glove box , Labware , Plas-Labs |  | Plas-Labs, 815-PGB,21.5 in. × 31.5 in. × 25.5 in.,75 lb (35 kg),22 in. × 49 in. × 29 in. | , |  |  | Plas-Labs, 815-PGB,21.5 in. × 31.5 in. × 25.5 in.,75 lb (35 kg),22 in. × 49 in. × 29 in.
,AC input 120 V,,,,, | Z562947 |  | Aldrich | Plas-Labs multi-station Nitrogen dry-box glove box |  | ,,,, | Glove Boxes , Labware , Multi-station nitrogen dry-box glove box , Plas-Labs |  | 42 in. × 76 in. × 47 in., outside dimensions,Plas-Labs, 850-NBB,US plug,300 lb,CE Compliant,28 in. × 60 in. × 38 in., inside dimensions | , |  |  | 42 in. × 76 in. × 47 in., outside dimensions,Plas-Labs, 850-NBB,US plug,300 lb,CE Compliant,28 in. × 60 in. × 38 in., inside dimensions
,AC input 240 V, Euro plug,,,,, | Z563293 |  | Aldrich | Plas-Labs multi-station Nitrogen dry-box glove box | (PDF) | ,,,, | Glove Boxes , Labware , Multi-station nitrogen dry-box glove box , Plas-Labs |  | CE Compliant,Plas-Labs, 850-NBB/EXP,28 in. × 60 in. × 38 in., inside dimensions,300 lb,42 in. × 76 in. × 47 in., outside dimensions | , |  |  | CE Compliant,Plas-Labs, 850-NBB/EXP,28 in. × 60 in. × 38 in., inside dimensions,300 lb,42 in. × 76 in. × 47 in., outside dimensions
,AC input 240 V, UK plug,,,,, | Z562955 |  | Aldrich | Plas-Labs multi-station Nitrogen dry-box glove box | (PDF) | ,,,, | Glove Boxes , Labware , Multi-station nitrogen dry-box glove box , Plas-Labs |  | CE Compliant,Plas-Labs, 850-NBB/EXP,28 in. × 60 in. × 38 in., inside dimensions,300 lb,42 in. × 76 in. × 47 in., outside dimensions | , |  |  | CE Compliant,Plas-Labs, 850-NBB/EXP,28 in. × 60 in. × 38 in., inside dimensions,300 lb,42 in. × 76 in. × 47 in., outside dimensions
,AC input 120 V,,,,, | Z562920 |  | Aldrich | Plas-Labs Nitrogen dry-box glove box |  | ,,,, | Glove Boxes , Labware , Nitrogen dry-box glove box , Plas-Labs |  | 38 in. × 55 in. × 35 in., outside dimensions,Plas-Labs, 850-NB,US plug,250 lb,CE Compliant,26 in. × 41 in. × 26 in., inside dimensions | , |  |  | 38 in. × 55 in. × 35 in., outside dimensions,Plas-Labs, 850-NB,US plug,250 lb,CE Compliant,26 in. × 41 in. × 26 in., inside dimensions
,AC input 240 V, Euro plug, Plas-Labs, 850-NB/EXP,,,,, | Z563285 |  | Aldrich | Plas-Labs Nitrogen dry-box glove box | (PDF) | ,,,, | Glove Boxes , Labware , Nitrogen dry-box glove box , Plas-Labs |  | CE Compliant,Plas-Labs, 850-NB/EXP,26 in. × 41 in. × 26 in., inside dimensions,250 lb,38 in. × 55 in. × 35 in., outside dimensions | , |  |  | CE Compliant,Plas-Labs, 850-NB/EXP,26 in. × 41 in. × 26 in., inside dimensions,250 lb,38 in. × 55 in. × 35 in., outside dimensions
,AC input 240 V, UK plug, Plas-Labs, 850-NB/EXP,,,,, | Z562939 |  | Aldrich | Plas-Labs Nitrogen dry-box glove box | (PDF) | ,,,, | Glove Boxes , Labware , Nitrogen dry-box glove box , Plas-Labs |  | CE Compliant,Plas-Labs, 850-NB/EXP,26 in. × 41 in. × 26 in., inside dimensions,250 lb,38 in. × 55 in. × 35 in., outside dimensions | , |  |  | CE Compliant,Plas-Labs, 850-NB/EXP,26 in. × 41 in. × 26 in., inside dimensions,250 lb,38 in. × 55 in. × 35 in., outside dimensions
,AC input 120 V,,,,, | Z566187 |  | Aldrich | Plas-Labs PCR UV chamber |  | ,,,, | Glove Boxes , Labware , Molecular Biology Supplies , PCR (Polymerase Chain Reaction) Supplies , PCR UV chamber , PCR Workstation , Plas-Labs |  | Plas-Labs, 825-UVC,33 in. × 30 in. × 36 in.,not available in EU | , |  |  | Plas-Labs, 825-UVC,33 in. × 30 in. × 36 in.,not available in EU
,AC input 220 V, UK plug,,,,, | Z566195 |  | Aldrich | Plas-Labs PCR UV chamber | (PDF) | ,,,, | Glove Boxes , Labware , Molecular Biology Supplies , PCR (Polymerase Chain Reaction) Supplies , PCR UV chamber , PCR Workstation , Plas-Labs |  | Plas-Labs, 825-UVC,36 in. × 31 in. × 37 in.,CE compliant | , |  |  | Plas-Labs, 825-UVC,36 in. × 31 in. × 37 in.,CE compliant
,AC input 220 V, EuroPlug,,,,, | Z566209 |  | Aldrich | Plas-Labs PCR UV chamber | (PDF) | ,,,, | Glove Boxes , Labware , Molecular Biology Supplies , PCR (Polymerase Chain Reaction) Supplies , PCR UV chamber , PCR Workstation , Plas-Labs |  | Plas-Labs, 825-UVC,36 in. × 31 in. × 37 in.,CE compliant | , |  |  | Plas-Labs, 825-UVC,36 in. × 31 in. × 37 in.,CE compliant
,with HEPA filter, AC input 120 V,,,,, | Z566217 |  | Aldrich | Plas-Labs PCR UV chamber |  | ,,,, | Glove Boxes , Labware , Molecular Biology Supplies , PCR (Polymerase Chain Reaction) Supplies , PCR UV chamber , PCR Workstation , Plas-Labs |  | Plas-Labs, 825-PCR/HEPA,33 in. × 30 in. × 36 in.,not available in EU | , |  |  | Plas-Labs, 825-PCR/HEPA,33 in. × 30 in. × 36 in.,not available in EU
,with HEPA filter, AC input 220 V, UK plug,,,,, | Z566225 |  | Aldrich | Plas-Labs PCR UV chamber | (PDF) | ,,,, | Glove Boxes , Labware , Molecular Biology Supplies , PCR (Polymerase Chain Reaction) Supplies , PCR UV chamber , PCR Workstation , Plas-Labs |  | Plas-Labs, 825-PCR/HEPA,36 in. × 31 in. × 37 in.,CE compliant | , |  |  | Plas-Labs, 825-PCR/HEPA,36 in. × 31 in. × 37 in.,CE compliant
,with HEPA filter, AC input 220 V, EuroPlug,,,,, | Z566233 |  | Aldrich | Plas-Labs PCR UV chamber | (PDF) | ,,,, | Glove Boxes , Labware , Molecular Biology Supplies , PCR (Polymerase Chain Reaction) Supplies , PCR UV chamber , PCR Workstation , Plas-Labs |  | Plas-Labs, 825-PCR/HEPA,36 in. × 31 in. × 37 in.,CE compliant | , |  |  | Plas-Labs, 825-PCR/HEPA,36 in. × 31 in. × 37 in.,CE compliant
,rated at 254 nm,,,,, | Z566845 |  | Aldrich | Plas-Labs PCR UV chamber germicidal light package |  | ,,,, | Glove Boxes , Labware , PCR UV chamber , Plas-Labs |  | Plas-Labs, 800-UV/18 | , |  |  | Plas-Labs, 800-UV/18
,L 18 in.,,,,, | Z566853 |  | Aldrich | Plas-Labs PCR UV chamber UV bulb |  | ,,,, | Glove Boxes , Labware , PCR UV chamber , Plas-Labs |  | Plas-Labs, EL1122,18 in. | , |  |  | Plas-Labs, EL1122,18 in.
,pkg of 1 ea,,,,, | Z685224 |  | Aldrich | Replacement face shield for Plas-Labs PCR UV chamber |  | ,,,, | Glove Boxes , Labware , PCR UV chamber , Plas-Labs |  | pkg of 1 ea,Plas-Labs | , |  |  | pkg of 1 ea,Plas-Labs
,,,,,, | Z685216 |  | Aldrich | Replacement HEPA filter for Plas-Labs PCR UV chamber |  | ,,,, | Glove Boxes , Labware , PCR UV chamber , Plas-Labs |  | Plas-Labs, 825-HEPA | , |  |  | Plas-Labs, 825-HEPA
,AC input 240 V, European 2-pin plug, Plas-Labs, 890-THC/EXP/EU,,,,, | Z687987 |  | Aldrich | Plas-Labs temperature and humidity control box |  | ,,,, | Glove Boxes , Labware , Plas-Labs , Plas-Labs temperature and humidity control box |  | Plas-Labs, 890-THC/EXP/EU,16-44 °C temp. range,CE compliant,26 in. × 41 in. × 28 in.,38 in. × 55 in. × 35 in. | , |  |  | Plas-Labs, 890-THC/EXP/EU,16-44 °C temp. range,CE compliant,26 in. × 41 in. × 28 in.,38 in. × 55 in. × 35 in.
,AC input 240 V, UK plug, Plas-Labs, 890-THC/EXP/UK,,,,, | Z687995 |  | Aldrich | Plas-Labs temperature and humidity control box |  | ,,,, | Glove Boxes , Labware , Plas-Labs , Plas-Labs temperature and humidity control box |  | Plas-Labs, 890-THC/EXP/UK,16-44 °C temp. range,CE compliant,26 in. × 41 in. × 28 in.,38 in. × 55 in. × 35 in. | , |  |  | Plas-Labs, 890-THC/EXP/UK,16-44 °C temp. range,CE compliant,26 in. × 41 in. × 28 in.,38 in. × 55 in. × 35 in.
,AC input 120 V (US plug),,,,, | Z660590 |  | Aldrich | Plas-Labs temperature and humidity control box with drying train |  | ,,,, | Glove Boxes , Labware , Plas-Labs , Plas-Labs temperature and humidity control box |  | Plas-Labs, 890-THC/DT,not available in EU,26 in. × 41 in. × 28 in.,38 in. × 55 in. × 35 in. | , |  |  | Plas-Labs, 890-THC/DT,not available in EU,26 in. × 41 in. × 28 in.,38 in. × 55 in. × 35 in.
,AC input 240 V (EU plug),,,,, | Z660612 |  | Aldrich | Plas-Labs temperature and humidity control box with drying train | (PDF) | ,,,, | Glove Boxes , Labware , Plas-Labs , Plas-Labs temperature and humidity control box |  | Plas-Labs, 890-THC/DT/EXP/EU,26 in. × 41 in. × 28 in.,38 in. × 55 in. × 35 in. | , |  |  | Plas-Labs, 890-THC/DT/EXP/EU,26 in. × 41 in. × 28 in.,38 in. × 55 in. × 35 in.
,AC input 240 V (UK plug),,,,, | Z660604 |  | Aldrich | Plas-Labs temperature and humidity control box with drying train | (PDF) | ,,,, | Glove Boxes , Labware , Plas-Labs , Plas-Labs temperature and humidity control box |  | Plas-Labs, 890-THC/DT/EXP/UK,26 in. × 41 in. × 28 in.,38 in. × 55 in. × 35 in. | , |  |  | Plas-Labs, 890-THC/DT/EXP/UK,26 in. × 41 in. × 28 in.,38 in. × 55 in. × 35 in.
,3M 4251,,,,, | Z300020 |  | Aldrich | 3M ® disposable half-mask respirator |  | ,,,, | 3M , Disposable Respirators , Disposable half-mask respirator , Labware , Manufacturer Browser , Respirators , Safety Equipment |  | 3M 4251,Class FFA1P1 | , |  |  | 3M 4251,Class FFA1P1
,organic vapor/acid gas, size S,,,,, | Z197114 |  | Aldrich | 3M ® disposable respirator |  | ,,,, | 3M , Disposable Respirators , Disposable respirator , Labware , Manufacturer Browser , Respirators , Safety Equipment |  | pkg of 1 ea,3M ® 5000,not available in EU,S | , |  |  | pkg of 1 ea,3M ® 5000,not available in EU,S
,organic vapor/acid gas, size M,,,,, | Z197122 |  | Aldrich | 3M ® disposable respirator |  | ,,,, | 3M , Disposable Respirators , Disposable respirator , Labware , Manufacturer Browser , Respirators , Safety Equipment |  | pkg of 1 ea,3M ® 5000,not available in EU,M | , |  |  | pkg of 1 ea,3M ® 5000,not available in EU,M
,organic vapor/acid gas, size L,,,,, | Z197130 |  | Aldrich | 3M ® disposable respirator |  | ,,,, | 3M , Disposable Respirators , Disposable respirator , Labware , Manufacturer Browser , Respirators , Safety Equipment |  | pkg of 1 ea,3M ® 5000,not available in EU,L | , |  |  | pkg of 1 ea,3M ® 5000,not available in EU,L
,size S/M,,,,, | Z228095 |  | Aldrich | 3M ® dust, mist and fume respirator |  | ,,,, | 3M , Disposable Respirators , Dust, mist and fume respirator , Labware , Manufacturer Browser , Respirators , Safety Equipment |  | 3M 8835,S/M,available only in EU,Class FFP3SL | , |  |  | 3M 8835,S/M,available only in EU,Class FFP3SL
,size M/L,,,,, | Z228109 |  | Aldrich | 3M ® dust, mist and fume respirator |  | ,,,, | 3M , Disposable Respirators , Dust, mist and fume respirator , Labware , Manufacturer Browser , Respirators , Safety Equipment |  | 3M 8835,M/L,available only in EU,Class FFP3SL | , |  |  | 3M 8835,M/L,available only in EU,Class FFP3SL
,low form, fits flask, 160 mL,,,,, | Z259322 |  | Aldrich | Instatherm ® oil bath |  | ,,,, | Ace , Ace Baths , Baths and Circulators , Labware , Manufacturer Browser , Oil Baths |  | Ace Glass 960138,115 V,fits flask 160 mL,20 V, 5 A,70 mm × 50 mm,not available in EU | , |  |  | Ace Glass 960138,115 V,fits flask 160 mL,20 V, 5 A,70 mm × 50 mm,not available in EU
,low form, fits flask, 340 mL,,,,, | Z259330 |  | Aldrich | Instatherm ® oil bath |  | ,,,, | Ace , Ace Baths , Baths and Circulators , Labware , Manufacturer Browser , Oil Baths |  | Ace Glass 960142,115 V,fits flask 340 mL,40 V, 6 A,100 mm × 50 mm,not available in EU | , |  |  | Ace Glass 960142,115 V,fits flask 340 mL,40 V, 6 A,100 mm × 50 mm,not available in EU
,low form, fits flask, 700 mL,,,,, | Z259349 |  | Aldrich | Instatherm ® oil bath |  | ,,,, | Ace , Ace Baths , Baths and Circulators , Labware , Manufacturer Browser , Oil Baths |  | Ace Glass 960144,115 V,fits flask 700 mL,40, 8 A,125 mm × 65 mm,not available in EU | , |  |  | Ace Glass 960144,115 V,fits flask 700 mL,40, 8 A,125 mm × 65 mm,not available in EU
,low form, fits flask, 1200 mL,,,,, | Z259357 |  | Aldrich | Instatherm ® oil bath |  | ,,,, | Ace , Ace Baths , Baths and Circulators , Labware , Manufacturer Browser , Oil Baths |  | Ace Glass 960146,115 V,fits flask 1200 mL,120 V, 4 A,150 mm × 75 mm,not available in EU | , |  |  | Ace Glass 960146,115 V,fits flask 1200 mL,120 V, 4 A,150 mm × 75 mm,not available in EU
,low form, fits flask, 2600 mL,,,,, | Z259365 |  | Aldrich | Instatherm ® oil bath |  | ,,,, | Ace , Ace Baths , Baths and Circulators , Labware , Manufacturer Browser , Oil Baths |  | Ace Glass 960148,115 V,fits flask 2600 mL,120 V, 10 A,190 mm × 100 mm,not available in EU | , |  |  | Ace Glass 960148,115 V,fits flask 2600 mL,120 V, 10 A,190 mm × 100 mm,not available in EU
,High form, fits flask, ≤ 300 mL,,,,, | Z259373 |  | Aldrich | Instatherm ® oil bath |  | ,,,, | Ace , Ace Baths , Baths and Circulators , Labware , Manufacturer Browser , Oil Baths |  | Ace Glass 960320,115 V,fits flask≤ 300 mL,40 V, 10 A,100 mm × 100 mm,not available in EU | , |  |  | Ace Glass 960320,115 V,fits flask≤ 300 mL,40 V, 10 A,100 mm × 100 mm,not available in EU
,High form, fits flask, ≤ 1000 mL,,,,, | Z259381 |  | Aldrich | Instatherm ® oil bath |  | ,,,, | Ace , Ace Baths , Baths and Circulators , Labware , Manufacturer Browser , Oil Baths |  | Ace Glass 960322,115 V,fits flask≤ 1000 mL,120 V, 8 A,150 mm × 150 mm,not available in EU | , |  |  | Ace Glass 960322,115 V,fits flask≤ 1000 mL,120 V, 8 A,150 mm × 150 mm,not available in EU
,High form, fits flask, ≤ 3000 mL,,,,, | Z259403 |  | Aldrich | Instatherm ® oil bath |  | ,,,, | Ace , Ace Baths , Baths and Circulators , Labware , Manufacturer Browser , Oil Baths |  | Ace Glass 960324,115 V,fits flask≤ 3000 mL,120 V, 10 A,190 mm × 180 mm,not available in EU | , |  |  | Ace Glass 960324,115 V,fits flask≤ 3000 mL,120 V, 10 A,190 mm × 180 mm,not available in EU
,L 6 ft, pkg of 1 ea,,,,, | Z259411 |  | Aldrich | Instatherm ® oil bath replacement connecting cord |  | ,,,, | Ace , Ace Baths , Baths and Circulators , Labware , Manufacturer Browser , Oil Baths |  | pkg of 1 ea,Ace Glass 969816,6 ft | , |  |  | pkg of 1 ea,Ace Glass 969816,6 ft
,capacity 250 mL,,,,, | Z137065 |  | Aldrich | Jacketed beaker |  | ,,,, | Ace , Ace Beakers , Beakers , Jacketed Glass Beakers , Labware , Manufacturer Browser |  | Ace Glass,250 mL | , |  |  | Ace Glass,250 mL
,capacity 400 mL,,,,, | Z137073 |  | Aldrich | Jacketed beaker |  | ,,,, | Ace , Ace Beakers , Beakers , Jacketed Glass Beakers , Labware , Manufacturer Browser |  | Ace Glass,400 mL | , |  |  | Ace Glass,400 mL
,capacity 1,000 mL,,,,, | Z137081 |  | Aldrich | Jacketed beaker |  | ,,,, | Ace , Ace Beakers , Beakers , Jacketed Glass Beakers , Labware , Manufacturer Browser |  | Ace Glass,1,000 mL | , |  |  | Ace Glass,1,000 mL
,male Joint: ST/NS 24/40, jacket L 300 mm,,,,, | Z137529 |  | Aldrich | Ace Allihn condenser |  | ,,,, | Ace , Ace Condensers , Allihn Medium-Capacity Condensers , Glass Condensers , Glassware , Labware , Manufacturer Browser , Medium-Capacity Condensers |  | male Joint: ST/NS24/40,300 mm,Ace Glass 594114 | , |  |  | male Joint: ST/NS24/40,300 mm,Ace Glass 594114
,Joint: ST/NS 24/40, jacket L 300 mm,,,,, | Z256803 |  | Aldrich | Ace Allihn condenser with Ace-Thred ™ hose connections |  | ,,,, | Ace , Ace Condensers , Allihn Medium-Capacity Condensers , Glass Condensers , Glassware , Labware , Manufacturer Browser , Medium-Capacity Condensers |  | Joint: ST/NS24/40,300 mm,Ace Glass 5946118 | , |  |  | Joint: ST/NS24/40,300 mm,Ace Glass 5946118
,jacket L 250 mm,,,,, | Z171689 |  | Aldrich | Ace double-jacketed coiled condenser |  | ,,,, | Ace , Ace Condensers , Coiled-Jacketed High-Capacity Condensers , Glass Condensers , Glassware , High-Capacity Condensers , Labware , Manufacturer Browser |  | Joint ST/NS24/40,250 mm,Ace Glass 595513 | , |  |  | Joint ST/NS24/40,250 mm,Ace Glass 595513
,jacket L 300 mm,,,,, | Z171697 |  | Aldrich | Ace double-jacketed coiled condenser |  | ,,,, | Ace , Ace Condensers , Coiled-Jacketed High-Capacity Condensers , Glass Condensers , Glassware , High-Capacity Condensers , Labware , Manufacturer Browser |  | Joint ST/NS24/40,300 mm,Ace Glass 595514 | , |  |  | Joint ST/NS24/40,300 mm,Ace Glass 595514
,jacket L 400 mm,,,,, | Z171700 |  | Aldrich | Ace double-jacketed coiled condenser |  | ,,,, | Ace , Ace Condensers , Coiled-Jacketed High-Capacity Condensers , Glass Condensers , Glassware , High-Capacity Condensers , Labware , Manufacturer Browser |  | Joint ST/NS24/40,400 mm,Ace Glass 595515 | , |  |  | Joint ST/NS24/40,400 mm,Ace Glass 595515
,jacket L 250 mm,,,,, | Z256811 |  | Aldrich | Ace double-jacketed coiled condenser with Ace-Thred ™ hose connections |  | ,,,, | Ace , Ace Condensers , Coiled-Jacketed High-Capacity Condensers , Glass Condensers , Glassware , High-Capacity Condensers , Labware , Manufacturer Browser |  | Joint ST/NS24/40,250 mm,Ace Glass 5956143 | , |  |  | Joint ST/NS24/40,250 mm,Ace Glass 5956143
,jacket L 400 mm,,,,, | Z256838 |  | Aldrich | Ace double-jacketed coiled condenser with Ace-Thred ™ hose connections |  | ,,,, | Ace , Ace Condensers , Coiled-Jacketed High-Capacity Condensers , Glass Condensers , Glassware , High-Capacity Condensers , Labware , Manufacturer Browser |  | Joint ST/NS24/40,400 mm,Ace Glass 5956145 | , |  |  | Joint ST/NS24/40,400 mm,Ace Glass 5956145
,Joint: ST/NS 24/40,,,,, | Z136808 |  | Aldrich | Ace Friedrichs condenser |  | ,,,, | Ace , Ace Condensers , Condensers , Friedrichs Condensers , Friedrichs Medium-Capacity Condensers , Glass Condensers , Glassware , Labware , Manufacturer Browser , Medium-Capacity Condensers |  | Joint: ST/NS24/40,Ace Glass 597410 | , |  |  | Joint: ST/NS24/40,Ace Glass 597410
,jacket L 200 mm,,,,, | Z256846 |  | Aldrich | Ace Liebig condenser with Ace-Thred ™ hose connections |  | ,,,, | Ace , Ace Condensers , Glass Condensers , Glassware , Labware , Liebig Medium-Capacity Condensers , Manufacturer Browser , Medium-Capacity Condensers |  | Joint ST/NS24/40,200 mm,Ace Glass 5997132 | , |  |  | Joint ST/NS24/40,200 mm,Ace Glass 5997132
,Multiple output controller,,,,, | Z259438 |  | Aldrich | ACE temperature controller |  | ,,,, | Ace , Ace Heating , Heating , Heating Controllers , Labware , Manufacturer Browser |  | 6 1/4 in. × 5 1/2 in. × 7 9/32 in.,Ace Glass 1210335,5.9 kg (14 lb)overall,120 V,40 V,15.9 cm × 14 cm × 20.1 cm | , |  |  | 6 1/4 in. × 5 1/2 in. × 7 9/32 in.,Ace Glass 1210335,5.9 kg (14 lb)overall,120 V,40 V,15.9 cm × 14 cm × 20.1 cm
,Single output controller,,,,, | Z259446 |  | Aldrich | ACE temperature controller |  | ,,,, | Ace , Ace Heating , Heating , Heating Controllers , Labware , Manufacturer Browser |  | 6 1/4 in. × 5 1/2 in. × 7 9/32 in.,120 V,15.9 cm × 14 cm × 20.1 cm,1.8 kg (5 lb)overall,Ace Glass 1210232 | , |  |  | 6 1/4 in. × 5 1/2 in. × 7 9/32 in.,120 V,15.9 cm × 14 cm × 20.1 cm,1.8 kg (5 lb)overall,Ace Glass 1210232
,250 mL reaction vessel,,,,, | Z243337 |  | Aldrich | Ace sonochemical reaction vessel with horn coupling |  | ,,,, | Ace , Ace Ultrasonics , Labware , Manufacturer Browser , Sonochemical reaction vessels , Ultrasonic Processors and Accessories , Ultrasonics |  | pkg of 1 ea,Ace Glass 983907 | , |  |  | pkg of 1 ea,Ace Glass 983907
,Adapter, SS,,,,, | Z243345 |  | Aldrich | Ace sonochemical reaction vessel with horn coupling |  | ,,,, | Ace , Ace Ultrasonics , Labware , Manufacturer Browser , Sonochemical reaction vessels , Ultrasonic Processors and Accessories , Ultrasonics |  | pkg of 1 ea,Ace Glass 985412 | , |  |  | pkg of 1 ea,Ace Glass 985412
,PTFE coupling, w/2 FETFE ® O-rings,,,,, | Z243353 |  | Aldrich | Ace sonochemical reaction vessel with horn coupling |  | ,,,, | Ace , Ace Ultrasonics , Labware , Manufacturer Browser , Sonochemical reaction vessels , Ultrasonic Processors and Accessories , Ultrasonics |  | pkg of 1 ea,Ace Glass 985423 | , |  |  | pkg of 1 ea,Ace Glass 985423
,223 external O-ring (1),,,,, | Z243388 |  | Aldrich | Ace sonochemical reaction vessel with horn coupling |  | ,,,, | Ace , Ace Ultrasonics , Labware , Manufacturer Browser , Sonochemical reaction vessels , Ultrasonic Processors and Accessories , Ultrasonics |  | pkg of 3 ea,Ace Glass 7855774 | , |  |  | pkg of 3 ea,Ace Glass 7855774
,size 25,,,,, | Z275263 |  | Aldrich | Cannon-Fenske viscometer tube |  | ,,,, | Ace , Ace Viscometers , Labware , Manufacturer Browser , Tubes , Viscometer Tubes |  | Ace Glass 798833,25,~0.002 cSt/s,0.5-2 cSt viscosity | , |  |  | Ace Glass 798833,25,~0.002 cSt/s,0.5-2 cSt viscosity
,size 50,,,,, | Z275271 |  | Aldrich | Cannon-Fenske viscometer tube |  | ,,,, | Ace , Ace Viscometers , Labware , Manufacturer Browser , Tubes , Viscometer Tubes |  | Ace Glass 798835,50,~0.004 cSt/s,0.8-4 cSt viscosity | , |  |  | Ace Glass 798835,50,~0.004 cSt/s,0.8-4 cSt viscosity
,size 75,,,,, | Z275298 |  | Aldrich | Cannon-Fenske viscometer tube |  | ,,,, | Ace , Ace Viscometers , Labware , Manufacturer Browser , Tubes , Viscometer Tubes |  | Ace Glass 798837,75,~0.008 cSt/s,1.6-8 cSt viscosity | , |  |  | Ace Glass 798837,75,~0.008 cSt/s,1.6-8 cSt viscosity
,size 100,,,,, | Z275301 |  | Aldrich | Cannon-Fenske viscometer tube |  | ,,,, | Ace , Ace Viscometers , Labware , Manufacturer Browser , Tubes , Viscometer Tubes |  | Ace Glass 798839,100,~0.015 cSt/s,3-15 cSt viscosity | , |  |  | Ace Glass 798839,100,~0.015 cSt/s,3-15 cSt viscosity
,size 150,,,,, | Z275328 |  | Aldrich | Cannon-Fenske viscometer tube |  | ,,,, | Ace , Ace Viscometers , Labware , Manufacturer Browser , Tubes , Viscometer Tubes |  | Ace Glass 798841,150,~0.035 cSt/s,7-35 cSt viscosity | , |  |  | Ace Glass 798841,150,~0.035 cSt/s,7-35 cSt viscosity
,size 200,,,,, | Z275336 |  | Aldrich | Cannon-Fenske viscometer tube |  | ,,,, | Ace , Ace Viscometers , Labware , Manufacturer Browser , Tubes , Viscometer Tubes |  | Ace Glass 798843,200,~0.1 cSt/s,20-100 cSt viscosity | , |  |  | Ace Glass 798843,200,~0.1 cSt/s,20-100 cSt viscosity
,size 300,,,,, | Z275344 |  | Aldrich | Cannon-Fenske viscometer tube |  | ,,,, | Ace , Ace Viscometers , Labware , Manufacturer Browser , Tubes , Viscometer Tubes |  | Ace Glass 798845,300,~0.25 cSt/s,50-250 cSt viscosity | , |  |  | Ace Glass 798845,300,~0.25 cSt/s,50-250 cSt viscosity
,size 400,,,,, | Z275352 |  | Aldrich | Cannon-Fenske viscometer tube |  | ,,,, | Ace , Ace Viscometers , Labware , Manufacturer Browser , Tubes , Viscometer Tubes |  | Ace Glass 798849,400,~1.2 cSt/s,240-1200 cSt viscosity | , |  |  | Ace Glass 798849,400,~1.2 cSt/s,240-1200 cSt viscosity
,size 450,,,,, | Z275360 |  | Aldrich | Cannon-Fenske viscometer tube |  | ,,,, | Ace , Ace Viscometers , Labware , Manufacturer Browser , Tubes , Viscometer Tubes |  | Ace Glass 798851,450,~2.5 cSt/s,500-2500 cSt viscosity | , |  |  | Ace Glass 798851,450,~2.5 cSt/s,500-2500 cSt viscosity
,size 500,,,,, | Z275379 |  | Aldrich | Cannon-Fenske viscometer tube |  | ,,,, | Ace , Ace Viscometers , Labware , Manufacturer Browser , Tubes , Viscometer Tubes |  | Ace Glass 798853,500,~8 cSt/s,1600-8000 cSt viscosity | , |  |  | Ace Glass 798853,500,~8 cSt/s,1600-8000 cSt viscosity
,size 600,,,,, | Z275387 |  | Aldrich | Cannon-Fenske viscometer tube |  | ,,,, | Ace , Ace Viscometers , Labware , Manufacturer Browser , Tubes , Viscometer Tubes |  | Ace Glass 798855,600,~20 cSt/s,4000-20000 cSt viscosity | , |  |  | Ace Glass 798855,600,~20 cSt/s,4000-20000 cSt viscosity
,size 700,,,,, | Z275395 |  | Aldrich | Cannon-Fenske viscometer tube |  | ,,,, | Ace , Ace Viscometers , Labware , Manufacturer Browser , Tubes , Viscometer Tubes |  | Ace Glass 798859,700,~100 cSt/s,20000-100000 cSt viscosity | , |  |  | Ace Glass 798859,700,~100 cSt/s,20000-100000 cSt viscosity
,capillary section size 0.6 mm,,,,, | Z275417 |  | Aldrich | Modified Ubbelohde viscometer tube |  | ,,,, | Ace , Ace Viscometers , Labware , Manufacturer Browser , Tubes , Viscometer Tubes |  | Ace Glass 798705,0.6 mm | , |  |  | Ace Glass 798705,0.6 mm
,capillary section size 0.7 mm,,,,, | Z275425 |  | Aldrich | Modified Ubbelohde viscometer tube |  | ,,,, | Ace , Ace Viscometers , Labware , Manufacturer Browser , Tubes , Viscometer Tubes |  | Ace Glass 798710,0.7 mm | , |  |  | Ace Glass 798710,0.7 mm
,capillary section size 0.8 mm,,,,, | Z275433 |  | Aldrich | Modified Ubbelohde viscometer tube |  | ,,,, | Ace , Ace Viscometers , Labware , Manufacturer Browser , Tubes , Viscometer Tubes |  | Ace Glass 798715,0.8 mm | , |  |  | Ace Glass 798715,0.8 mm
,outflow time of 80 to 100s with water at 20°C,,,,, | Z275409 |  | Aldrich | Ostwald viscometer tube |  | ,,,, | Ace , Ace Viscometers , Labware , Manufacturer Browser , Tubes , Viscometer Tubes |  | Ace Glass 798510 | , |  |  | Ace Glass 798510
,replacement O-ring, diam. 100 mm,,,,, | Z114375 |  | Aldrich | Wheaton Dry-Seal vacuum desiccator |  | ,,,, | Alcan Packaging , Alcan Packaging Desiccation Supplies , Glass Desiccators , Glassware , Knob-Top Desiccator , Labware , Manufacturer Browser , Wheaton , Wheaton Desiccation Supplies , Wheaton Dry-Seal |  | Wheaton Scientific, 366022,100 mm | , |  |  | Wheaton Scientific, 366022,100 mm
,replacement O-ring, diam. 150 mm,,,,, | Z114383 |  | Aldrich | Wheaton Dry-Seal vacuum desiccator |  | ,,,, | Alcan Packaging , Alcan Packaging Desiccation Supplies , Glass Desiccators , Glassware , Knob-Top Desiccator , Labware , Manufacturer Browser , Wheaton , Wheaton Desiccation Supplies , Wheaton Dry-Seal |  | Wheaton Scientific, 366024,150 mm | , |  |  | Wheaton Scientific, 366024,150 mm
,diam. 170 mm,,,,, | Z748161 |  | Aldrich | Wheaton Dry-Seal vacuum desiccator |  | ,,,, | Alcan Packaging , Alcan Packaging Desiccation Supplies , Glass Desiccators , Glassware , Knob-Top Desiccator , Labware , Manufacturer Browser , Wheaton , Wheaton Desiccation Supplies , Wheaton Dry-Seal |  | Wheaton Scientific, W365885,170 mm | , |  |  | Wheaton Scientific, W365885,170 mm
,for 30 slides,,,,, | Z710989 |  | Sigma | Rack for glass slides |  | ,,,, | Alcan Packaging , Alcan Packaging Microscopy , Cell Culture Supplies , Labware , Manufacturer Browser , Microscopy & Staining , Microscopy Supplies , Microscopy Supplies for Scale-Up Cell Culture , Scale-Up Cell Culture using Corning Roller Bottles , Wheaton , Wheaton Microscopy |  | Wheaton Scientific,stainless steel | , |  |  | Wheaton Scientific,stainless steel
,glass, for 16/32 slides,,,,, | Z710970 |  | Sigma | Rack for glass slides |  | ,,,, | Alcan Packaging , Alcan Packaging Microscopy , Labware , Manufacturer Browser , Microscopy & Staining , Microscopy Supplies , Wheaton , Wheaton Microscopy |  | Wheaton Scientific,glass | , |  |  | Wheaton Scientific,glass
,for 20/40 slides,,,,, | Z710962 |  | Sigma | Rack for glass slides |  | ,,,, | Alcan Packaging , Alcan Packaging Microscopy , Labware , Manufacturer Browser , Microscopy & Staining , Microscopy Supplies , Wheaton , Wheaton Microscopy |  | Wheaton Scientific,glass | , |  |  | Wheaton Scientific,glass
,5 slide jar with ground glass cover,,,,, | S5516 |  | Sigma | Wheaton Coplin staining jars |  | ,,,, | Alcan Packaging , Alcan Packaging Microscopy , Core Bioreagents , Hematology and Histology Lab Accessories , Lab Accessories , Labware , Life Science Reagents for Immunohistochemistry (IHC) , Manufacturer Browser , Microscopy & Staining , Research Essentials , Staining , Wheaton , Wheaton Microscopy , 细胞生物学 , 血液学和组织学 |  | Wheaton staining ware is not recommended for any moist heat applications such as microwaves, autoclaves or water baths. They can withstand temperatures up to 500°C,Wheaton Scientific 900470,glass,capacity 5 3 × 1 in. (76 × 25 mm) slide (vertically, ten slides back-to-back),26 mm × 26 mm × 90 mm | , |  |  | Wheaton staining ware is not recommended for any moist heat applications such as microwaves, autoclaves or water baths. They can withstand temperatures up to 500°C,Wheaton Scientific 900470,glass,capacity 5 3 × 1 in. (76 × 25 mm) slide (vertically, ten slides back-to-back),26 mm × 26 mm × 90 mm
,5 slide jar with plastic screw cap,,,,, | S5766 |  | Sigma | Wheaton Coplin staining jars |  | ,,,, | Alcan Packaging , Alcan Packaging Microscopy , Core Bioreagents , Hematology and Histology Lab Accessories , Lab Accessories , Labware , Life Science Reagents for Immunohistochemistry (IHC) , Manufacturer Browser , Microscopy & Staining , Research Essentials , Staining , Wheaton , Wheaton Microscopy , 细胞生物学 , 血液学和组织学 |  | Wheaton Scientific 900570,glass jar,Wheaton staining ware is not recommended for any moist heat applications such as microwaves, autoclaves or water baths. They can withstand temperatures up to 500°C,26 mm × 26 mm × 90 mm | , |  |  | Wheaton Scientific 900570,glass jar,Wheaton staining ware is not recommended for any moist heat applications such as microwaves, autoclaves or water baths. They can withstand temperatures up to 500°C,26 mm × 26 mm × 90 mm
,10 slide jar with plastic screw cap,,,,, | S5891 |  | Sigma | Wheaton Coplin staining jars |  | ,,,, | Alcan Packaging , Alcan Packaging Microscopy , Labware , Manufacturer Browser , Microscopy & Staining , Staining , Wheaton , Wheaton Microscopy |  | Wheaton staining ware is not recommended for any moist heat applications such as microwaves, autoclaves or water baths. They can withstand temperatures up to 500°C,Wheaton Scientific 900520,glass jar,capacity 10 3 × 1 in. (76 × 25 mm) slide,26 mm × 26 mm × 70 mm | , |  |  | Wheaton staining ware is not recommended for any moist heat applications such as microwaves, autoclaves or water baths. They can withstand temperatures up to 500°C,Wheaton Scientific 900520,glass jar,capacity 10 3 × 1 in. (76 × 25 mm) slide,26 mm × 26 mm × 70 mm
,8 slide jar with glass cover,,,,, | S6016 |  | Sigma | Wheaton Coplin staining jars |  | ,,,, | Alcan Packaging , Alcan Packaging Microscopy , Labware , Manufacturer Browser , Microscopy & Staining , Staining , Wheaton , Wheaton Microscopy |  | Wheaton staining ware is not recommended for any moist heat applications such as microwaves, autoclaves or water baths. They can withstand temperatures up to 500°C,Wheaton Scientific 900620,glass jar,capacity 8 3 × 1 in. (76 × 25 mm) slide (sixteen slides back-to-back),42 mm × 26 mm × 85 mm | , |  |  | Wheaton staining ware is not recommended for any moist heat applications such as microwaves, autoclaves or water baths. They can withstand temperatures up to 500°C,Wheaton Scientific 900620,glass jar,capacity 8 3 × 1 in. (76 × 25 mm) slide (sixteen slides back-to-back),42 mm × 26 mm × 85 mm
,Plastic screw cap only,,,,, | S5392 |  | Sigma | Wheaton Coplin staining jars |  | ,,,, | Alcan Packaging , Alcan Packaging Microscopy , Labware , Manufacturer Browser , Microscopy & Staining , Staining , Wheaton , Wheaton Microscopy |  | Wheaton Scientific,Wheaton staining ware is not recommended for any moist heat applications such as microwaves, autoclaves or water baths. They can withstand temperatures up to 500°C | , |  |  | Wheaton Scientific,Wheaton staining ware is not recommended for any moist heat applications such as microwaves, autoclaves or water baths. They can withstand temperatures up to 500°C
,includes: dish, rack, and handle,,,,, | Z103969 |  | Aldrich | Wheaton staining dish |  | ,,,, | Alcan Packaging , Alcan Packaging Microscopy , Labware , Manufacturer Browser , Microscopy & Staining , Staining , Wheaton , Wheaton Microscopy |  | Wheaton Scientific 900200,95 mm × 76 mm × 64 mm | , |  |  | Wheaton Scientific 900200,95 mm × 76 mm × 64 mm
,20 slide staining dishes complete with covers, slide rack and handle,,,,, | S6141 |  | Sigma | Wheaton staining dishes |  | ,,,, | Alcan Packaging , Alcan Packaging Microscopy , Labware , Manufacturer Browser , Microscopy & Staining , Staining , Wheaton , Wheaton Microscopy |  | Wheaton Scientific 900200,soda-lime glass,capacity 20 up to 3 × 2-in. slides (horizontally),95 mm × 76 mm × 64 mm | , |  |  | Wheaton Scientific 900200,soda-lime glass,capacity 20 up to 3 × 2-in. slides (horizontally),95 mm × 76 mm × 64 mm
,for 20 slides, dishes with covers only,,,,, | S4892 |  | Sigma | Wheaton staining dishes |  | ,,,, | Alcan Packaging , Alcan Packaging Microscopy , Labware , Manufacturer Browser , Microscopy & Staining , Staining , Wheaton , Wheaton Microscopy |  | Wheaton Scientific 900203,95 mm × 76 mm × 64 mm | , |  |  | Wheaton Scientific 900203,95 mm × 76 mm × 64 mm
,for 20 slides, dishes only,,,,, | S4642 |  | Sigma | Wheaton staining dishes |  | ,,,, | Alcan Packaging , Alcan Packaging Microscopy , Labware , Manufacturer Browser , Microscopy & Staining , Staining , Wheaton , Wheaton Microscopy |  | Wheaton Scientific 900201,soda-lime glass,95 mm × 76 mm × 64 mm | , |  |  | Wheaton Scientific 900201,soda-lime glass,95 mm × 76 mm × 64 mm
,20 slides, covers only,,,,, | S4767 |  | Sigma | Wheaton staining dishes |  | ,,,, | Alcan Packaging , Alcan Packaging Microscopy , Labware , Manufacturer Browser , Microscopy & Staining , Staining , Wheaton , Wheaton Microscopy |  | Wheaton Scientific 900202,soda-lime glass | , |  |  | Wheaton Scientific 900202,soda-lime glass
,20 slides, rack only,,,,, | S5017 |  | Sigma | Wheaton staining dishes |  | ,,,, | Alcan Packaging , Alcan Packaging Microscopy , Labware , Manufacturer Browser , Microscopy & Staining , Staining , Wheaton , Wheaton Microscopy |  | Wheaton Scientific 900204 | , |  |  | Wheaton Scientific 900204
,20 slides, rack handle only,,,,, | S5142 |  | Sigma | Wheaton staining dishes |  | ,,,, | Alcan Packaging , Alcan Packaging Microscopy , Labware , Manufacturer Browser , Microscopy & Staining , Staining , Wheaton , Wheaton Microscopy |  | Wheaton Scientific 900205 | , |  |  | Wheaton Scientific 900205
,50 slide staining dishes complete with covers, slide rack and handle,,,,, | Z710938 |  | Sigma | Wheaton staining dishes |  | ,,,, | Alcan Packaging , Alcan Packaging Microscopy , Labware , Manufacturer Browser , Microscopy & Staining , Staining , Wheaton , Wheaton Microscopy |  | Wheaton Scientific 900400,185 mm × 88 mm × 68 mm | , |  |  | Wheaton Scientific 900400,185 mm × 88 mm × 68 mm
,with covers for 50 slides,,,,, | Z710946 |  | Sigma | Wheaton staining dishes |  | ,,,, | Alcan Packaging , Alcan Packaging Microscopy , Labware , Manufacturer Browser , Microscopy & Staining , Staining , Wheaton , Wheaton Microscopy |  | Wheaton Scientific 900403,185 mm × 88 mm × 68 mm | , |  |  | Wheaton Scientific 900403,185 mm × 88 mm × 68 mm
,16/20/30 slides, with covers,,,,, | Z710954 |  | Sigma | Wheaton staining dishes |  | ,,,, | Alcan Packaging , Alcan Packaging Microscopy , Labware , Manufacturer Browser , Microscopy & Staining , Staining , Wheaton , Wheaton Microscopy |  | Wheaton Scientific 900303,118 mm × 88 mm × 70 mm | , |  |  | Wheaton Scientific 900303,118 mm × 88 mm × 70 mm
,1-5 μL, accuracy: 1.0%,,,,, | Z114898 |  | Aldrich | Wheaton positive displacement micropipette |  | ,,,, | Alcan Packaging , Alcan Packaging Pipettors & Tips , Labware , Liquid Handling Equipment , Manufacturer Browser , Pipettes, Pipettors and Tips , Pipettors , Wheaton , Wheaton Pipettors , Wheaton Pipettors & Tips |  | white capillary,Wheaton Scientific,1-5 μL, accuracy: 1.0%,subdivision μL 1,2,3,4,5 | , |  |  | white capillary,Wheaton Scientific,1-5 μL, accuracy: 1.0%,subdivision μL 1,2,3,4,5
,O.D. × I.D. 115 mm × 105 mm, fits up to 400 mL tall form beaker or flask,,,,, | Z174424 |  | Aldrich | Glass water bath |  | ,,,, | Aldrich , Aldrich Baths , Baths and Circulators , General Purpose Baths and Circulators , Labware , Manufacturer Browser |  | fits up to 400 mL tall form beaker or flask,115 mm × 105 mm | , |  |  | fits up to 400 mL tall form beaker or flask,115 mm × 105 mm
,capacity 10 L,,,,, | Z169153 |  | Aldrich | Aldrich ® large glass beaker |  | ,,,, | Aldrich , Aldrich Beakers , Aldrich Glass Beakers , Beakers , Labware , Manufacturer Browser |  | 340 mm × 225 mm,10 L | , |  |  | 340 mm × 225 mm,10 L
,capacity 20 L,,,,, | Z169161 |  | Aldrich | Aldrich ® large glass beaker |  | ,,,, | Aldrich , Aldrich Beakers , Aldrich Glass Beakers , Beakers , Labware , Manufacturer Browser |  | 430 mm × 285 mm,20 L | , |  |  | 430 mm × 285 mm,20 L
,capacity 50 mL,,,,, | Z202738 |  | Aldrich | Jacketed beaker |  | ,,,, | Aldrich , Aldrich Beakers , Beakers , Jacketed Glass Beakers , Labware , Manufacturer Browser |  | 50 mL | , |  |  | 50 mL
,capacity 100 mL,,,,, | Z202746 |  | Aldrich | Jacketed beaker |  | ,,,, | Aldrich , Aldrich Beakers , Beakers , Jacketed Glass Beakers , Labware , Manufacturer Browser |  | 100 mL | , |  |  | 100 mL
,on 3 1/2 in. diskette,,,,, | Z406716 |  | Aldrich | Aldrich ® CH109 ™ Chemical Calculator |  | ,,,, | Aldrich , Aldrich Computer Software , Chemistry software , Computer Software , Labware , Manufacturer Browser |  |  | ,
,Demonstration program,,,,, | Z541591 |  | Aldrich | Aldrich ® Spectral Viewer ™ |  | ,,,, | A , Aldrich , Aldrich Computer Software , Aldrich Titles , Alphabetical Listings , Books and Software , Computer Software , Fats (fatty acids, FAMEs, glycerides), Edible Oils, Sterols , IR and NMR Books and Software , IR and NMR Spectroscopy Techniques , Labware , Manufacturer Browser , Spectral Libraries , Spectroscopy Books , Stable Isotopes , 分析/色谱 , 应用 , 食品和饮料分析 |  |  | ,
,FT-NMR, standard library, single user, academic,,,,, | Z541389 |  | Aldrich | Aldrich ® Spectral Viewer ™ |  | ,,,, | A , Aldrich , Aldrich Computer Software , Aldrich Titles , Alphabetical Listings , Books and Software , Computer Software , Fats (fatty acids, FAMEs, glycerides), Edible Oils, Sterols , IR and NMR Books and Software , IR and NMR Spectroscopy Techniques , Labware , Manufacturer Browser , Spectral Libraries , Spectroscopy Books , Stable Isotopes , 分析/色谱 , 应用 , 食品和饮料分析 |  |  | ,
,FT-NMR, standard library, single user, commercial,,,,, | Z541265 |  | Aldrich | Aldrich ® Spectral Viewer ™ |  | ,,,, | A , Aldrich , Aldrich Computer Software , Aldrich Titles , Alphabetical Listings , Books and Software , Computer Software , Fats (fatty acids, FAMEs, glycerides), Edible Oils, Sterols , IR and NMR Books and Software , IR and NMR Spectroscopy Techniques , Labware , Manufacturer Browser , Spectral Libraries , Spectroscopy Books , Stable Isotopes , 分析/色谱 , 应用 , 食品和饮料分析 |  |  | ,
,FT-NMR, standard library, network version,,,,, | Z541494 |  | Aldrich | Aldrich ® Spectral Viewer ™ |  | ,,,, | A , Aldrich , Aldrich Computer Software , Aldrich Titles , Alphabetical Listings , Books and Software , Computer Software , Fats (fatty acids, FAMEs, glycerides), Edible Oils, Sterols , IR and NMR Books and Software , IR and NMR Spectroscopy Techniques , Labware , Manufacturer Browser , Spectral Libraries , Spectroscopy Books , Stable Isotopes , 分析/色谱 , 应用 , 食品和饮料分析 |  |  | ,
,FT-NMR, 2001 supplemental library, single user, academic,,,,, | Z538183 |  | Aldrich | Aldrich ® Spectral Viewer ™ |  | ,,,, | A , Aldrich , Aldrich Computer Software , Aldrich Titles , Alphabetical Listings , Books and Software , Computer Software , Fats (fatty acids, FAMEs, glycerides), Edible Oils, Sterols , IR and NMR Books and Software , IR and NMR Spectroscopy Techniques , Labware , Manufacturer Browser , Spectral Libraries , Spectroscopy Books , Stable Isotopes , 分析/色谱 , 应用 , 食品和饮料分析 |  |  | ,
,FT-NMR, 2001 supplemental library, single user commercial,,,,, | Z538086 |  | Aldrich | Aldrich ® Spectral Viewer ™ |  | ,,,, | A , Aldrich , Aldrich Computer Software , Aldrich Titles , Alphabetical Listings , Books and Software , Computer Software , Fats (fatty acids, FAMEs, glycerides), Edible Oils, Sterols , IR and NMR Books and Software , IR and NMR Spectroscopy Techniques , Labware , Manufacturer Browser , Spectral Libraries , Spectroscopy Books , Stable Isotopes , 分析/色谱 , 应用 , 食品和饮料分析 |  |  | ,
,FT-NMR, 2001 supplemental library, network version,,,,, | Z537977 |  | Aldrich | Aldrich ® Spectral Viewer ™ |  | ,,,, | A , Aldrich , Aldrich Computer Software , Aldrich Titles , Alphabetical Listings , Books and Software , Computer Software , Fats (fatty acids, FAMEs, glycerides), Edible Oils, Sterols , IR and NMR Books and Software , IR and NMR Spectroscopy Techniques , Labware , Manufacturer Browser , Spectral Libraries , Spectroscopy Books , Stable Isotopes , 分析/色谱 , 应用 , 食品和饮料分析 |  |  | ,
,FT-IR, 2002 library, single user, academic,,,,, | Z540285 |  | Aldrich | Aldrich ® Spectral Viewer ™ |  | ,,,, | Aldrich , Aldrich Computer Software , Aldrich Titles , Books and Software , Computer Software , Labware , Manufacturer Browser , Spectral Libraries |  |  | ,
,FT-IR, 2002 library, single user, commercial,,,,, | Z540161 |  | Aldrich | Aldrich ® Spectral Viewer ™ |  | ,,,, | Aldrich , Aldrich Computer Software , Aldrich Titles , Books and Software , Computer Software , Labware , Manufacturer Browser , Spectral Libraries |  |  | ,
,FT-IR, 2002 library, network version,,,,, | Z540390 |  | Aldrich | Aldrich ® Spectral Viewer ™ |  | ,,,, | Aldrich , Aldrich Computer Software , Aldrich Titles , Books and Software , Computer Software , Labware , Manufacturer Browser , Spectral Libraries |  |  | ,
,ATR-IR, single user, academic,,,,, | Z547492 |  | Aldrich | Aldrich ® Spectral Viewer ™ |  | ,,,, | A , Aldrich , Aldrich Computer Software , Alphabetical Listings , Computer Software , Labware , Manufacturer Browser , Spectral Libraries , Stable Isotopes |  |  | ,
,ATR-IR, single user, commercial,,,,, | Z547484 |  | Aldrich | Aldrich ® Spectral Viewer ™ |  | ,,,, | A , Aldrich , Aldrich Computer Software , Alphabetical Listings , Computer Software , Labware , Manufacturer Browser , Spectral Libraries , Stable Isotopes |  |  | ,
,ATR-IR, network version,,,,, | Z547506 |  | Aldrich | Aldrich ® Spectral Viewer ™ |  | ,,,, | A , Aldrich , Aldrich Computer Software , Alphabetical Listings , Computer Software , Labware , Manufacturer Browser , Spectral Libraries , Stable Isotopes |  |  | ,
,Raman FT-IR, single user, academic,,,,, | Z560774 |  | Aldrich | Aldrich ® Spectral Viewer ™ |  | ,,,, | Aldrich , Aldrich Computer Software , Computer Software , Labware , Manufacturer Browser , Spectral Libraries |  |  | ,
,Raman FT-IR, single user, commercial,,,,, | Z560766 |  | Aldrich | Aldrich ® Spectral Viewer ™ |  | ,,,, | Aldrich , Aldrich Computer Software , Computer Software , Labware , Manufacturer Browser , Spectral Libraries |  |  | ,
,Raman FT-IR library, CD-ROM, network,,,,, | Z560782 |  | Aldrich | Aldrich ® Spectral Viewer ™ |  | ,,,, | Aldrich , Aldrich Computer Software , Computer Software , Labware , Manufacturer Browser , Spectral Libraries |  |  | ,
,AC input 115 V, Analog cold plate,,,,, | Z176664 |  | Aldrich | Aldrich ® cold plate |  | ,,,, | Aldrich , Aldrich Cooling & Cryogenics Equipment , Cold Plates and Electronic Chillers , Cryoware , Labware , Manufacturer Browser |  | none,non-treated surface treatment,non-sterile,not available in EU | , |  |  | none,non-treated surface treatment,non-sterile,not available in EU
,AC input 115 V, Digital cold plate stirrer,,,,, | Z269743 |  | Aldrich | Aldrich ® cold plate stirrer |  | ,,,, | Aldrich , Aldrich Cooling & Cryogenics Equipment , Cold Plates and Electronic Chillers , Cryoware , Labware , Manufacturer Browser |  | none,non-treated surface treatment,non-sterile,not available in EU | , |  |  | none,non-treated surface treatment,non-sterile,not available in EU
,female Joint: ST/NS 14/20, 5 mL volume, accuracy: 0.05 mL,,,,, | Z532355 |  | Aldrich | Aldrich ® graduated cylinders with joint, Class A |  | ,,,, | Aldrich , Aldrich Cylinders , Aldrich Graduated Cylinders , Aldrich Volumetric Cylinders , Labware , Manufacturer Browser , Volumetric , Volumetric Cylinders |  | female Joint: ST/NS14/20,5 mL volume, accuracy: 0.05 mL,subdivision 0.1 mL | , |  |  | female Joint: ST/NS14/20,5 mL volume, accuracy: 0.05 mL,subdivision 0.1 mL
,female Joint: ST/NS 14/20, 10 mL volume, accuracy: 0.10 mL,,,,, | Z532363 |  | Aldrich | Aldrich ® graduated cylinders with joint, Class A |  | ,,,, | Aldrich , Aldrich Cylinders , Aldrich Graduated Cylinders , Aldrich Volumetric Cylinders , Labware , Manufacturer Browser , Volumetric , Volumetric Cylinders |  | female Joint: ST/NS14/20,10 mL volume, accuracy: 0.10 mL,subdivision 0.2 mL | , |  |  | female Joint: ST/NS14/20,10 mL volume, accuracy: 0.10 mL,subdivision 0.2 mL
,female Joint: ST/NS 14/20, 25 mL volume, accuracy: 0.25 mL,,,,, | Z532371 |  | Aldrich | Aldrich ® graduated cylinders with joint, Class A |  | ,,,, | Aldrich , Aldrich Cylinders , Aldrich Graduated Cylinders , Aldrich Volumetric Cylinders , Labware , Manufacturer Browser , Volumetric , Volumetric Cylinders |  | female Joint: ST/NS14/20,25 mL volume, accuracy: 0.25 mL,subdivision 0.5 mL | , |  |  | female Joint: ST/NS14/20,25 mL volume, accuracy: 0.25 mL,subdivision 0.5 mL
,female Joint: ST/NS 14/20, 50 mL volume, accuracy: 0.50 mL,,,,, | Z532398 |  | Sigma-Aldrich | Aldrich ® graduated cylinders with joint, Class A |  | ,,,, | Aldrich , Aldrich Cylinders , Aldrich Graduated Cylinders , Aldrich Volumetric Cylinders , Labware , Manufacturer Browser , Volumetric , Volumetric Cylinders |  | female Joint: ST/NS14/20,50 mL volume, accuracy: 0.50 mL,subdivision 1.0 mL | , |  |  | female Joint: ST/NS14/20,50 mL volume, accuracy: 0.50 mL,subdivision 1.0 mL
,female Joint: ST/NS 24/40, 100 mL volume, accuracy: 0.50 mL,,,,, | Z532401 |  | Sigma-Aldrich | Aldrich ® graduated cylinders with joint, Class A |  | ,,,, | Aldrich , Aldrich Cylinders , Aldrich Graduated Cylinders , Aldrich Volumetric Cylinders , Labware , Manufacturer Browser , Volumetric , Volumetric Cylinders |  | female Joint: ST/NS24/40,100 mL volume, accuracy: 0.50 mL,subdivision 1.0 mL | , |  |  | female Joint: ST/NS24/40,100 mL volume, accuracy: 0.50 mL,subdivision 1.0 mL
,female Joint: ST/NS 24/40, 250 mL volume, accuracy: 1.00 mL,,,,, | Z532428 |  | Sigma-Aldrich | Aldrich ® graduated cylinders with joint, Class A |  | ,,,, | Aldrich , Aldrich Cylinders , Aldrich Graduated Cylinders , Aldrich Volumetric Cylinders , Labware , Manufacturer Browser , Volumetric , Volumetric Cylinders |  | female Joint: ST/NS24/40,250 mL volume, accuracy: 1.00 mL,subdivision 2.0 mL | , |  |  | female Joint: ST/NS24/40,250 mL volume, accuracy: 1.00 mL,subdivision 2.0 mL
,female Joint: ST/NS 24/40, 500 mL volume, accuracy: 2.50 mL,,,,, | Z532436 |  | Aldrich | Aldrich ® graduated cylinders with joint, Class A |  | ,,,, | Aldrich , Aldrich Cylinders , Aldrich Graduated Cylinders , Aldrich Volumetric Cylinders , Labware , Manufacturer Browser , Volumetric , Volumetric Cylinders |  | female Joint: ST/NS24/40,500 mL volume, accuracy: 2.50 mL,subdivision 5.0 mL | , |  |  | female Joint: ST/NS24/40,500 mL volume, accuracy: 2.50 mL,subdivision 5.0 mL
,female Joint: ST/NS 24/40, 1,000 mL volume, accuracy: 5.00 mL,,,,, | Z532444 |  | Aldrich | Aldrich ® graduated cylinders with joint, Class A |  | ,,,, | Aldrich , Aldrich Cylinders , Aldrich Graduated Cylinders , Aldrich Volumetric Cylinders , Labware , Manufacturer Browser , Volumetric , Volumetric Cylinders |  | female Joint: ST/NS24/40,1,000 mL volume, accuracy: 5.00 mL,subdivision 10.0 mL | , |  |  | female Joint: ST/NS24/40,1,000 mL volume, accuracy: 5.00 mL,subdivision 10.0 mL
,,,,,, | Z212423 |  | Aldrich | Drum thief sampler |  | ,,,, | Aldrich , Aldrich Drum Equipment , Drum Accessories , Drum Samplers , Labware , Manufacturer Browser |  |  | ,
,,,,,, | Z209554 |  | Aldrich | Drum thief sampler |  | ,,,, | Aldrich , Aldrich Drum Equipment , Drum Accessories , Drum Samplers , Labware , Manufacturer Browser |  |  | ,
,,,,,, | Z245321 |  | Aldrich | Aldrich ® lighted pen |  | ,,,, | Aldrich , Aldrich Educational & Drawing Aids , Educational Aids , Labware , Manufacturer Browser , Molecular Models and Educational Aids |  |  | ,
,,,,,, | Z243434 |  | Aldrich | Aldrich ® lighted pointer |  | ,,,, | Aldrich , Aldrich Educational & Drawing Aids , Educational Aids , Labware , Manufacturer Browser , Molecular Models and Educational Aids |  |  | ,
,Includes batteries, black aluminum body,,,,, | Z283401 |  | Aldrich | Laser pointer penclip |  | ,,,, | Aldrich , Aldrich Educational & Drawing Aids , Educational Aids , Labware , Manufacturer Browser , Molecular Models and Educational Aids |  | black aluminum body | , |  |  | black aluminum body
,W × L 8 1/2 in. × 11 in., pkg of 1 ea,,,,, | Z543233 |  | Aldrich | Periodic table mouse pad |  | ,,,, | Aldrich , Aldrich Educational & Drawing Aids , Educational Aids , Labware , Manufacturer Browser , Molecular Models and Educational Aids |  | pkg of 1 ea,8 1/2 in. × 11 in. | , |  |  | pkg of 1 ea,8 1/2 in. × 11 in.
,Poster size,,,,, | Z543209 |  | Aldrich | Periodic table of the elements |  | ,,,, | Aldrich , Aldrich Educational & Drawing Aids , Educational Aids , Labware , Manufacturer Browser , Molecular Models and Educational Aids |  | 24 in. × 36 in. | , |  |  | 24 in. × 36 in.
,capacity 1.8 gal (6.8 L),,,,, | Z288497 |  | Aldrich | Aldrich ® Imperial mini-spill kits |  | ,,,, | Aldrich , Aldrich Safety Equipment , Labware , Manufacturer Browser , Safety Equipment , Spill Control |  | 1.8 gal (6.8 L) | , |  |  | 1.8 gal (6.8 L)
,capacity 3.6 gal (13.6 L),,,,, | Z288500 |  | Aldrich | Aldrich ® Imperial mini-spill kits |  | ,,,, | Aldrich , Aldrich Safety Equipment , Labware , Manufacturer Browser , Safety Equipment , Spill Control |  | 3.6 gal (13.6 L) | , |  |  | 3.6 gal (13.6 L)
,Pillow, capacity 250 mL,,,,, | Z158038 |  | Aldrich | Spilfyter ® hazmat spill control, polypropylene |  | ,,,, | Aldrich , Aldrich Safety Equipment , Labware , Manufacturer Browser , Pillows and Socks , Safety Equipment , Spill Control |  | pkg of 20 ea,250 mL,10 in. × 10 in. | , |  |  | pkg of 20 ea,250 mL,10 in. × 10 in.
,Pillow, capacity 1 L,,,,, | Z158046 |  | Aldrich | Spilfyter ® hazmat spill control, polypropylene |  | ,,,, | Aldrich , Aldrich Safety Equipment , Labware , Manufacturer Browser , Pillows and Socks , Safety Equipment , Spill Control |  | pkg of 10 ea,1 L,8 1/2 in. × 17 in. | , |  |  | pkg of 10 ea,1 L,8 1/2 in. × 17 in.
,Pillow, capacity 4 L,,,,, | Z158054 |  | Aldrich | Spilfyter ® hazmat spill control, polypropylene |  | ,,,, | Aldrich , Aldrich Safety Equipment , Labware , Manufacturer Browser , Pillows and Socks , Safety Equipment , Spill Control |  | pkg of 10 ea,4 L,18 in. × 18 in. | , |  |  | pkg of 10 ea,4 L,18 in. × 18 in.
,Sock, W × L 3 in. × 4 ft,,,,, | Z201073 |  | Aldrich | Spilfyter ® hazmat spill control, polypropylene |  | ,,,, | Aldrich , Aldrich Safety Equipment , Labware , Manufacturer Browser , Pillows and Socks , Safety Equipment , Spill Control |  | pkg of 15 ea,3 in. × 4 ft | , |  |  | pkg of 15 ea,3 in. × 4 ft
,Sock, W × L 3 in. × 10 ft,,,,, | Z201081 |  | Aldrich | Spilfyter ® hazmat spill control, polypropylene |  | ,,,, | Aldrich , Aldrich Safety Equipment , Labware , Manufacturer Browser , Pillows and Socks , Safety Equipment , Spill Control |  | pkg of 6 ea,3 in. × 10 ft | , |  |  | pkg of 6 ea,3 in. × 10 ft
,Roll, W × L 16 in. × 150 ft,,,,, | Z201030 |  | Aldrich | Spilfyter ® hazmat spill control, polypropylene |  | ,,,, | Aldrich , Aldrich Safety Equipment , Labware , Manufacturer Browser , Pillows and Socks , Safety Equipment , Spill Control |  | 16 in. × 150 ft | , |  |  | 16 in. × 150 ft
,Roll, W × L 24 in. × 100 ft,,,,, | Z201049 |  | Aldrich | Spilfyter ® hazmat spill control, polypropylene |  | ,,,, | Aldrich , Aldrich Safety Equipment , Labware , Manufacturer Browser , Pillows and Socks , Safety Equipment , Spill Control |  | yellow,24 in. × 100 ft | , |  |  | yellow,24 in. × 100 ft
,Pad, W × L 12 in. × 12 in.,,,,, | Z201057 |  | Aldrich | Spilfyter ® hazmat spill control, polypropylene |  | ,,,, | Aldrich , Aldrich Safety Equipment , Labware , Manufacturer Browser , Pillows and Socks , Safety Equipment , Spill Control |  | pkg of 25 ea,12 in. × 12 in. | , |  |  | pkg of 25 ea,12 in. × 12 in.
,Pad, W × L 16 in. × 18 in., single weight,,,,, | Z550787 |  | Aldrich | Spilfyter ® hazmat spill control, polypropylene |  | ,,,, | Aldrich , Aldrich Safety Equipment , Labware , Manufacturer Browser , Pillows and Socks , Safety Equipment , Spill Control |  | pkg of 200 ea,16 in. × 18 in. | , |  |  | pkg of 200 ea,16 in. × 18 in.
,Pad, W × L 16 in. × 18 in., medium weight,,,,, | Z548219 |  | Aldrich | Spilfyter ® hazmat spill control, polypropylene |  | ,,,, | Aldrich , Aldrich Safety Equipment , Labware , Manufacturer Browser , Pillows and Socks , Safety Equipment , Spill Control |  | pkg of 125 ea,16 in. × 18 in. | , |  |  | pkg of 125 ea,16 in. × 18 in.
,Pad, W × L 16 in. × 18 in., double weight,,,,, | Z550833 |  | Aldrich | Spilfyter ® hazmat spill control, polypropylene |  | ,,,, | Aldrich , Aldrich Safety Equipment , Labware , Manufacturer Browser , Pillows and Socks , Safety Equipment , Spill Control |  | pkg of 100 ea,16 in. × 18 in. | , |  |  | pkg of 100 ea,16 in. × 18 in.
,drum top, diam. 22 in., double weight,,,,, | Z548227 |  | Aldrich | Spilfyter ® hazmat spill control, polypropylene |  | ,,,, | Aldrich , Aldrich Safety Equipment , Labware , Manufacturer Browser , Pillows and Socks , Safety Equipment , Spill Control |  | pkg of 25 ea,22 in. | , |  |  | pkg of 25 ea,22 in.
,L 12 in.,,,,, | Z283274 |  | Aldrich | Aldrich ® heavy-duty spatula |  | ,,,, | Aldrich , Aldrich Spatulas , Labware , Manufacturer Browser , Spatulas and Scoops |  | stainless steel,12 in. | , |  |  | stainless steel,12 in.
,L 18 in.,,,,, | Z283282 |  | Aldrich | Aldrich ® heavy-duty spatula |  | ,,,, | Aldrich , Aldrich Spatulas , Labware , Manufacturer Browser , Spatulas and Scoops |  | stainless steel,18 in. | , |  |  | stainless steel,18 in.
,Spoon and paddle ends, diam. × L 7 mm × 200 mm,,,,, | Z202827 |  | Aldrich | Glass spatulas |  | ,,,, | Aldrich , Aldrich Spatulas , Labware , Manufacturer Browser , Spatulas and Scoops |  | 7 mm × 200 mm | , |  |  | 7 mm × 200 mm
,Square-cut and angled-cut ends, diam. × L 8 mm × 200 mm,,,,, | Z202819 |  | Aldrich | Glass spatulas |  | ,,,, | Aldrich , Aldrich Spatulas , Labware , Manufacturer Browser , Spatulas and Scoops |  | 8 mm × 200 mm | , |  |  | 8 mm × 200 mm
,nickel-stainless steel, L 9 in.,,,,, | Z282774 |  | Aldrich | Lab spoons |  | ,,,, | Aldrich , Aldrich Spatulas , Labware , Manufacturer Browser , Spatulas and Scoops |  | pkg of 6 ea,1/2 in. × 1 in.,nickel-stainless steel,9 in. | , |  |  | pkg of 6 ea,1/2 in. × 1 in.,nickel-stainless steel,9 in.
,L × W 5 in. × 3 1/2 in.,,,,, | Z252956 |  | Aldrich | Aldrich ® Flavors and Fragrances test strips |  | ,,,, | Aldrich , Aldrich Test Strips , Indicator Paper, Strips and Kits , Labware , Manufacturer Browser , pH Supplies , pH Test Paper and Strips |  | pkg of 100 ea,5 in. × 3 1/2 in. | , |  |  | pkg of 100 ea,5 in. × 3 1/2 in.
,size 2.175 in. × 3 3/8 in., pkg of 3 ea,,,,, | Z543330 |  | Aldrich | Aldrich ® Sure-Seal ™ bottle opener |  | ,,,, | Aldrich , Aldrich Tools , Labware , Manufacturer Browser , Tools |  | pkg of 3 ea,2.175 in. × 3 3/8 in. | , |  |  | pkg of 3 ea,2.175 in. × 3 3/8 in.
,heavy-duty drive gears and an extra-hard cutting wheel,,,,, | Z103403 |  | Aldrich | Swing-A Way portable can opener |  | ,,,, | Aldrich , Aldrich Tools , Knives and Cutters , Labware , Manufacturer Browser , Tools |  |  | ,
,Coupling insert,,,,, | Z553379 |  | Aldrich | Aldrich ® automatic shut-off quick-disconnect |  | ,,,, | Accessories , Aldrich , Aldrich Tubing , Labware , Manufacturer Browser , Tubing |  | GL 14 inner thread | , |  |  | GL 14 inner thread
,Coupling body,,,,, | Z553387 |  | Aldrich | Aldrich ® automatic shut-off quick-disconnect |  | ,,,, | Accessories , Aldrich , Aldrich Tubing , Labware , Manufacturer Browser , Tubing |  | 1/4 in. I.D. tubing connection | , |  |  | 1/4 in. I.D. tubing connection
,for tubing i.d., 1/8 in.,,,,, | Z274240 |  | Aldrich | Aldrich ® tube fitting kit |  | ,,,, | Aldrich , Aldrich Tubing , Hose Coupling Tubing Connector , Labware , Manufacturer Browser , Tubing Connectors |  | for tubing i.d. 1/8 in. | , |  |  | for tubing i.d. 1/8 in.
,for tubing i.d., 1/4 in.,,,,, | Z274259 |  | Aldrich | Aldrich ® tube fitting kit |  | ,,,, | Aldrich , Aldrich Tubing , Hose Coupling Tubing Connector , Labware , Manufacturer Browser , Tubing Connectors |  | for tubing i.d. 1/4 in. | , |  |  | for tubing i.d. 1/4 in.
,Type 106, red, I.D. 0.106 in., O.D. 0.380 in.,,,,, | Z222518 |  | Aldrich | Chem- FLEX ™ tubing |  | ,,,, | Aldrich , Aldrich Tubing , Chem-Flex Tubing , Labware , Manufacturer Browser , Tubing |  | red,0.106 in.,0.380 in. | , |  |  | red,0.106 in.,0.380 in.
,Type 125, blue, I.D. 1/8 in., O.D. 0.4 in.,,,,, | Z222526 |  | Aldrich | Chem- FLEX ™ tubing |  | ,,,, | Aldrich , Aldrich Tubing , Chem-Flex Tubing , Labware , Manufacturer Browser , Tubing |  | blue,1/8 in.,0.4 in. | , |  |  | blue,1/8 in.,0.4 in.
,Type 250, black, I.D. 1/4 in., O.D. 0.525 in.,,,,, | Z222542 |  | Aldrich | Chem- FLEX ™ tubing |  | ,,,, | Aldrich , Aldrich Tubing , Chem-Flex Tubing , Labware , Manufacturer Browser , Tubing |  | black,1/4 in.,0.525 in. | , |  |  | black,1/4 in.,0.525 in.
Hand-operated aluminum cap crimper,O.D. 8 mm,,,,, | Z114219 |  | Aldrich | 手动铝盖钳口封盖器 |  | ,,,, | Aldrich , Aldrich Vials & Caps , Crimpers and Decappers , Labware , Manufacturer Browser , Vial Accessories , Vials , Wheaton E-Z Crimper , 分析/色谱 |  | 8 mm | , |  |  | 8 mm
Hand-operated aluminum cap crimper,O.D. 11 mm,,,,, | Z114227 |  | Aldrich | 手动铝盖钳口封盖器 |  | ,,,, | Aldrich , Aldrich Vials & Caps , Crimpers and Decappers , Labware , Manufacturer Browser , Vial Accessories , Vials , Wheaton E-Z Crimper , 分析/色谱 |  | 11 mm | , |  |  | 11 mm
Hand-operated aluminum cap crimper,O.D. 13 mm,,,,, | Z114235 |  | Aldrich | 手动铝盖钳口封盖器 |  | ,,,, | Aldrich , Aldrich Vials & Caps , Crimpers and Decappers , Labware , Manufacturer Browser , Vial Accessories , Vials , Wheaton E-Z Crimper , 分析/色谱 |  | 13 mm | , |  |  | 13 mm
Hand-operated aluminum cap crimper,O.D. 20 mm,,,,, | Z114243 |  | Aldrich | 手动铝盖钳口封盖器 |  | ,,,, | Aldrich , Aldrich Vials & Caps , Crimpers and Decappers , Labware , Manufacturer Browser , Vial Accessories , Vials , Wheaton E-Z Crimper , 分析/色谱 |  | 20 mm | , |  |  | 20 mm
Plier-type decapper,O.D. 8 mm,,,,, | Z225355 |  | Aldrich | 钳口启盖器 |  | ,,,, | Aldrich , Aldrich Pliers-type decapper , Aldrich Vials & Caps , Crimpers and Decappers , Labware , Manufacturer Browser , Vial Accessories , Vials , 分析/色谱 |  | 8 mm | , |  |  | 8 mm
Plier-type decapper,O.D. 13 mm,,,,, | Z114251 |  | Aldrich | 钳口启盖器 |  | ,,,, | Aldrich , Aldrich Pliers-type decapper , Aldrich Vials & Caps , Crimpers and Decappers , Labware , Manufacturer Browser , Vial Accessories , Vials , 分析/色谱 |  | 13 mm | , |  |  | 13 mm
Plier-type decapper,O.D. 20 mm,,,,, | Z114278 |  | Aldrich | 钳口启盖器 |  | ,,,, | Aldrich , Aldrich Pliers-type decapper , Aldrich Vials & Caps , Crimpers and Decappers , Labware , Manufacturer Browser , Vial Accessories , Vials , 分析/色谱 |  | 20 mm | , |  |  | 20 mm
,(non-ferrous alloy), L 4 1/4 in.,,,,, | Z508950 |  | Aldrich | Non-sparking tweezers |  | ,,,, | AMPCO , AMPCO Forceps , Forceps and Tweezers , Labware , Manufacturer Browser , Specialist Forceps and Tweezers |  | AMPCO 8340,(non-ferrous alloy),4 1/4 in. | , |  |  | AMPCO 8340,(non-ferrous alloy),4 1/4 in.
,blade L × W 5 3/4 in. × 1 in., Non-sparking,,,,, | Z179027 |  | Aldrich | Spatulas with wooden handle |  | ,,,, | AMPCO , AMPCO Spatulas , Labware , Manufacturer Browser , Spatulas and Scoops |  | AMPCO S90,stainless steel,5 3/4 in. × 1 in. | , |  |  | AMPCO S90,stainless steel,5 3/4 in. × 1 in.
,AC input 115 V,,,,, | Z266426 |  | Aldrich | Barnant dual shaft mixer |  | ,,,, | Barnant , Barnant Stirrers , Labware , Manufacturer Browser , Overhead - SS Stirrers , Stirrers |  | 50-5000 rpm (direct drive),Barnant,3-250 rpm (gear drive),fits shaft o.d. 0.3125 ‑ 0.375 in.,7 lb (3.2 kg) | , |  |  | 50-5000 rpm (direct drive),Barnant,3-250 rpm (gear drive),fits shaft o.d. 0.3125 ‑ 0.375 in.,7 lb (3.2 kg)
,AC input 115 V,,,,, | Z266418 |  | Aldrich | Barnant general-purpose mixer |  | ,,,, | Barnant , Barnant Stirrers , Labware , Manufacturer Browser , Overhead - SS Stirrers , Stirrers |  | Barnant,500-10000 rpm,fits shaft o.d. 0.3125 ‑ 0.375 in.,5 lb (2.3 kg),1 1/2 in. × 12 in. | , |  |  | Barnant,500-10000 rpm,fits shaft o.d. 0.3125 ‑ 0.375 in.,5 lb (2.3 kg),1 1/2 in. × 12 in.
,,,,,, | Z266817 |  | Aldrich | Screw-in support rod for Z266817 |  | ,,,, | Barnant , Barnant Stirrers , Labware , Manufacturer Browser |  | Barnant,303 stainless steel,5/8 in. × 29 in. | , |  |  | Barnant,303 stainless steel,5/8 in. × 29 in.
,three-bladed, paddle diam. 1 1/2 in., bore diam. 5/16 in.,,,,, | Z266620 |  | Aldrich | 316 SS propeller |  | ,,,, | Barnant , Barnant Stirrers , Labware , Manufacturer Browser , Overhead - SS Stirrers , Stirrers |  | Barnant,5/16 in.,1 1/2 in. | , |  |  | Barnant,5/16 in.,1 1/2 in.
,three-bladed, paddle diam. 2 in., bore diam. 5/16 in.,,,,, | Z266639 |  | Aldrich | 316 SS propeller |  | ,,,, | Barnant , Barnant Stirrers , Labware , Manufacturer Browser , Overhead - SS Stirrers , Stirrers |  | Barnant,5/16 in.,2 in. | , |  |  | Barnant,5/16 in.,2 in.
,shaft diam. × L 5/16 in. × 12 in.,,,,, | Z266728 |  | Aldrich | Stirring shaft 316 SS |  | ,,,, | Barnant , Barnant Stirrers , Labware , Manufacturer Browser , Overhead - SS Stirrers , Stirrers |  | Barnant,5/16 in. × 12 in. | , |  |  | Barnant,5/16 in. × 12 in.
,shaft diam. × L 3/8 in. × 24 in.,,,,, | Z266760 |  | Aldrich | Stirring shaft 316 SS |  | ,,,, | Barnant , Barnant Stirrers , Labware , Manufacturer Browser , Overhead - SS Stirrers , Stirrers |  | Barnant,3/8 in. × 24 in. | , |  |  | Barnant,3/8 in. × 24 in.
,PTFE-coated, Type-J,,,,, | Z289159 |  | Aldrich | Barnant thermocouple probe |  | ,,,, | Barnant , Barnant Temperature Measurement , Labware , Manufacturer Browser , Temperature , Thermocouples |  | Barnant,-190-260 °C temp. range (-310-500 °F),10 in. × 0.145 in.,B | , |  |  | Barnant,-190-260 °C temp. range (-310-500 °F),10 in. × 0.145 in.,B
,PTFE-coated, Type-K,,,,, | Z289167 |  | Aldrich | Barnant thermocouple probe |  | ,,,, | Barnant , Barnant Temperature Measurement , Labware , Manufacturer Browser , Temperature , Thermocouples |  | Barnant,-250-260 °C temp. range (-418-500 °F),10 in. × 0.145 in.,B | , |  |  | Barnant,-250-260 °C temp. range (-418-500 °F),10 in. × 0.145 in.,B
,Flexible high-temp, Type-K,,,,, | Z289507 |  | Aldrich | Barnant thermocouple probe |  | ,,,, | Barnant , Barnant Temperature Measurement , Labware , Manufacturer Browser , Temperature , Thermocouples |  | Barnant,1100 °C temp. limit (≤2012 °F),12 in. × 0.04 in.,C | , |  |  | Barnant,1100 °C temp. limit (≤2012 °F),12 in. × 0.04 in.,C
,DuaLogR,,,,, | Z287903 |  | Aldrich | Dual input meter |  | ,,,, | Barnant , Barnant Temperature Measurement , Labware , Manufacturer Browser , Temperature , Thermocouples |  | Barnant,JTEKRSNB,158 mm × 84 mm × 30 mm | , |  |  | Barnant,JTEKRSNB,158 mm × 84 mm × 30 mm
,Dual J-T-E-K,,,,, | Z287962 |  | Aldrich | Dual input meter |  | ,,,, | Barnant , Barnant Temperature Measurement , Labware , Manufacturer Browser , Temperature , Thermocouples |  | Barnant,JTEK,158 mm × 84 mm × 30 mm | , |  |  | Barnant,JTEK,158 mm × 84 mm × 30 mm
,Type-K,,,,, | Z287989 |  | Aldrich | Single input meter |  | ,,,, | Barnant , Barnant Temperature Measurement , Labware , Manufacturer Browser , Temperature , Thermocouples |  | Barnant,158 mm × 84 mm × 30 mm | , |  |  | Barnant,158 mm × 84 mm × 30 mm
,Type J,,,,, | P2936 |  | Sigma | Thermocouple probe, PTFE coated stainless steel |  | ,,,, | Barnant , Barnant Temperature Measurement , Labware , Manufacturer Browser , Temperature , Thermocouples |  | Barnant,-250-260 °C temp. range (-418-500 °F),10 in. × 0.145 in. | , |  |  | Barnant,-250-260 °C temp. range (-418-500 °F),10 in. × 0.145 in.
,Type K,,,,, | P3061 |  | Sigma | Thermocouple probe, PTFE coated stainless steel |  | ,,,, | Barnant , Barnant Temperature Measurement , Labware , Manufacturer Browser , Temperature , Thermocouples |  | Barnant,-250-260 °C temp. range (-418-500 °F),10 in. × 0.145 in. | , |  |  | Barnant,-250-260 °C temp. range (-418-500 °F),10 in. × 0.145 in.
,Type T,,,,, | P3186 |  | Sigma | Thermocouple probe, PTFE coated stainless steel |  | ,,,, | Barnant , Barnant Temperature Measurement , Labware , Manufacturer Browser , Temperature , Thermocouples |  | Barnant,-250-260 °C temp. range (-418-500 °F),10 in. × 0.145 in. | , |  |  | Barnant,-250-260 °C temp. range (-418-500 °F),10 in. × 0.145 in.
,Small diameter, Type-K,,,,, | Z289132 |  | Aldrich | Thermocouple probes small diameter |  | ,,,, | Barnant , Barnant Temperature Measurement , Labware , Manufacturer Browser , Temperature , Thermocouples |  | Barnant,-250-816 °C temp. range (-418-1500 °F),4 in. × 1/16 in. | , |  |  | Barnant,-250-816 °C temp. range (-418-1500 °F),4 in. × 1/16 in.
,Biocane, 20,,,,, | F1411 |  | Sigma | Barnstead/Thermolyne ® Dewars, Biocane ™ series |  | ,,,, | Barnstead Thermolyne , Barnstead Thermolyne Cooling & Cryogenics , Barnstead/Thermolyne Dewars, Biocane Series , Cryoware , Labware , Manufacturer Browser |  | Barnstead International CK509X2,Biocane, 20,20 L,2 in. (5 cm),static liquid nitrogen 0.09 L/day (average consumption),14 1/2 in. (37 cm) × 25.7 in. (65 cm) | , |  |  | Barnstead International CK509X2,Biocane, 20,20 L,2 in. (5 cm),static liquid nitrogen 0.09 L/day (average consumption),14 1/2 in. (37 cm) × 25.7 in. (65 cm)
,Biocane, 34,,,,, | F1536 |  | Sigma | Barnstead/Thermolyne ® Dewars, Biocane ™ series |  | ,,,, | Barnstead Thermolyne , Barnstead Thermolyne Cooling & Cryogenics , Barnstead/Thermolyne Dewars, Biocane Series , Cryoware , Labware , Manufacturer Browser |  | Barnstead International CK509X3,Biocane, 34,34 L,3 1/2 in. (9 cm),static liquid nitrogen 0.17 L/day (average consumption),18.2 in. (46 cm) × 26.6 in. (68 cm) | , |  |  | Barnstead International CK509X3,Biocane, 34,34 L,3 1/2 in. (9 cm),static liquid nitrogen 0.17 L/day (average consumption),18.2 in. (46 cm) × 26.6 in. (68 cm)
,Biocane, 47,,,,, | F1661 |  | Sigma | Barnstead/Thermolyne ® Dewars, Biocane ™ series |  | ,,,, | Barnstead Thermolyne , Barnstead Thermolyne Cooling & Cryogenics , Barnstead/Thermolyne Dewars, Biocane Series , Cryoware , Labware , Manufacturer Browser |  | Barnstead International CK509X4,Biocane, 47,47 L,5 in. (12.7 cm),static liquid nitrogen 0.37 L/day (average consumption),20 in. (51 cm) × 26 1/2 in. (67 cm) | , |  |  | Barnstead International CK509X4,Biocane, 47,47 L,5 in. (12.7 cm),static liquid nitrogen 0.37 L/day (average consumption),20 in. (51 cm) × 26 1/2 in. (67 cm)
,Locator Jr., 50L flask,,,,, | F0911 |  | Sigma | Barnstead/Thermolyne ® Dewars, Locator ® series |  | ,,,, | Barnstead Thermolyne , Barnstead Thermolyne Cooling & Cryogenics , Barnstead/Thermolyne Dewars, Locator Series , Cryoware , Labware , Manufacturer Browser |  | Locator Jr.,Barnstead International CY50925,22 in. (56 cm) × 26 in. (66 cm),static liquid nitrogen 0.65 L/day (avg.),8 1/2 in. (21.6 cm) | , |  |  | Locator Jr.,Barnstead International CY50925,22 in. (56 cm) × 26 in. (66 cm),static liquid nitrogen 0.65 L/day (avg.),8 1/2 in. (21.6 cm)
,Locator 4, 110L flask,,,,, | F1036 |  | Sigma | Barnstead/Thermolyne ® Dewars, Locator ® series |  | ,,,, | Barnstead Thermolyne , Barnstead Thermolyne Cooling & Cryogenics , Barnstead/Thermolyne Dewars, Locator Series , Cryoware , Labware , Manufacturer Browser |  | Locator 4,Barnstead International CY50935,22 in. (56 cm) × 36 in. (91 cm),static liquid nitrogen 0.65 L/day (avg.),8 1/2 in. (21.6 cm) | , |  |  | Locator 4,Barnstead International CY50935,22 in. (56 cm) × 36 in. (91 cm),static liquid nitrogen 0.65 L/day (avg.),8 1/2 in. (21.6 cm)
,Locator 8, 110L flask,,,,, | F1161 |  | Sigma | Barnstead/Thermolyne ® Dewars, Locator ® series |  | ,,,, | Barnstead Thermolyne , Barnstead Thermolyne Cooling & Cryogenics , Barnstead/Thermolyne Dewars, Locator Series , Cryoware , Labware , Manufacturer Browser |  | Locator 8,Barnstead International CY50945,22 in. (56 cm) × 36 in. (91 cm),static liquid nitrogen 0.4 L/day (avg.),6 in. (156 cm) | , |  |  | Locator 8,Barnstead International CY50945,22 in. (56 cm) × 36 in. (91 cm),static liquid nitrogen 0.4 L/day (avg.),6 in. (156 cm)
,Four-wheel roller base,,,,, | R9640 |  | Sigma | Barnstead/Thermolyne ® Dewars, Locator ® series |  | ,,,, | Barnstead Thermolyne , Barnstead Thermolyne Cooling & Cryogenics , Barnstead/Thermolyne Dewars, Locator Series , Cryoware , Labware , Manufacturer Browser |  | Barnstead International AY509X1 | , |  |  | Barnstead International AY509X1
,,,,,, | Z373192 |  | Sigma | Rubber suction cup replacements for Cryoclaw |  | ,,,, | Barnstead Thermolyne , Barnstead Thermolyne Cooling & Cryogenics , Cryoware , Labware , Manufacturer Browser , Taylor-Wharton Dewar Accessories |  | Barnstead International AY509X19 | , |  |  | Barnstead International AY509X19
,AC input 100 - 120 V,,,,, | Z251984 |  | Aldrich | CHEM-DRY ® integrated chemical dryer |  | ,,,, | Barnstead Thermolyne , Barnstead Thermolyne Desiccation Equipment , Chemical Dryer , Desiccators and Desiccants , Labware , Manufacturer Browser |  | Barnstead International 2001D | , |  |  | Barnstead International 2001D
,capacity 1.0 L,,,,, | Z217123 |  | Aldrich | Thermo-Flasks ™ |  | ,,,, | Barnstead Thermolyne , Barnstead Thermolyne Dewars , Barnstead/Thermolyne Dewars, Thermo-Flask Series , Cryoware , Labware , Manufacturer Browser |  | 3.3 in. × 9 in.,Barnstead International 2122,1.0 L,liq N 2 retention 30 hr (At 80% capacity) | , |  |  | 3.3 in. × 9 in.,Barnstead International 2122,1.0 L,liq N 2 retention 30 hr (At 80% capacity)
,capacity 2.0 L,,,,, | Z217131 |  | Aldrich | Thermo-Flasks ™ |  | ,,,, | Barnstead Thermolyne , Barnstead Thermolyne Dewars , Barnstead/Thermolyne Dewars, Thermo-Flask Series , Cryoware , Labware , Manufacturer Browser |  | 4.2 in. × 10.5 in.,Barnstead International 2123,2.0 L,liq N 2 retention 36 hr (At 80% capacity) | , |  |  | 4.2 in. × 10.5 in.,Barnstead International 2123,2.0 L,liq N 2 retention 36 hr (At 80% capacity)
,capacity 4.5 L,,,,, | Z217158 |  | Aldrich | Thermo-Flasks ™ |  | ,,,, | Barnstead Thermolyne , Barnstead Thermolyne Dewars , Barnstead/Thermolyne Dewars, Thermo-Flask Series , Cryoware , Labware , Manufacturer Browser |  | 5.9 in. × 13.8 in.,Barnstead International 2124,4.5 L,liq N 2 retention 60 hr (At 80% capacity) | , |  |  | 5.9 in. × 13.8 in.,Barnstead International 2124,4.5 L,liq N 2 retention 60 hr (At 80% capacity)
,capacity 7.0 L,,,,, | Z217166 |  | Aldrich | Thermo-Flasks ™ |  | ,,,, | Barnstead Thermolyne , Barnstead Thermolyne Dewars , Barnstead/Thermolyne Dewars, Thermo-Flask Series , Cryoware , Labware , Manufacturer Browser |  | 7.9 in. × 13.2 in.,Barnstead International 2125,7.0 L,liq N 2 retention 70 hr (At 80% capacity) | , |  |  | 7.9 in. × 13.2 in.,Barnstead International 2125,7.0 L,liq N 2 retention 70 hr (At 80% capacity)
,,,,,, | Z217174 |  | Aldrich | Thermo-Flask ™ wide-mouth |  | ,,,, | Barnstead Thermolyne , Barnstead Thermolyne Dewars , Barnstead/Thermolyne Dewars, Thermo-Flask Series , Cryoware , Labware , Manufacturer Browser |  | 3.3 in. × 8.7 in.,Barnstead International 2110,1.0 L | , |  |  | 3.3 in. × 8.7 in.,Barnstead International 2110,1.0 L
,,,,,, | Z204331 |  | Aldrich | Electrothermal Digital Melting Point Apparatus |  | ,,,, | Barnstead Thermolyne , Barnstead Thermolyne Melting Point Apparatus , Labware , Manufacturer Browser , Melting Point Apparatus |  | Barnstead Thermolyne | , |  |  | Barnstead Thermolyne
,AC input 110 - 120 V,,,,, | Z289051 |  | Aldrich | MEL-TEMP ® capillary melting point apparatus |  | ,,,, | Barnstead Thermolyne , Barnstead Thermolyne Melting Point Apparatus , Labware , Manufacturer Browser , Melting Point Apparatus |  | temp. range≤ 500 °C,Barnstead International 1001,14 cm × 11 cm × 22 cm, overall,CE compliant,2.3 kg | , |  |  | temp. range≤ 500 °C,Barnstead International 1001,14 cm × 11 cm × 22 cm, overall,CE compliant,2.3 kg
,AC input 210 - 230 V,,,,, | Z289078 |  | Aldrich | MEL-TEMP ® capillary melting point apparatus |  | ,,,, | Barnstead Thermolyne , Barnstead Thermolyne Melting Point Apparatus , Labware , Manufacturer Browser , Melting Point Apparatus |  | temp. range≤ 500 °C,Barnstead International 1002,14 cm × 11 cm × 22 cm, overall,CE compliant,2.3 kg | , |  |  | temp. range≤ 500 °C,Barnstead International 1002,14 cm × 11 cm × 22 cm, overall,CE compliant,2.3 kg
,AC input 110 - 120 V,,,,, | Z150630 |  | Aldrich | MEL-TEMP ® light bulb |  | ,,,, | Barnstead Thermolyne , Barnstead Thermolyne Melting Point Apparatus , Labware , Manufacturer Browser , Melting Point Apparatus |  | Barnstead International 1009 | , |  |  | Barnstead International 1009
,AC input 210 - 230 V,,,,, | Z212938 |  | Aldrich | MEL-TEMP ® light bulb |  | ,,,, | Barnstead Thermolyne , Barnstead Thermolyne Melting Point Apparatus , Labware , Manufacturer Browser , Melting Point Apparatus |  | Barnstead Thermolyne | , |  |  | Barnstead Thermolyne
,For use with Mel-Temp 3.0 apparatus, pk of 100,,,,, | Z286737 |  | Aldrich | Melting point capillary tubes for MEL-TEMP ® apparatus |  | ,,,, | Barnstead Thermolyne , Barnstead Thermolyne Melting Point Apparatus , Labware , Manufacturer Browser , Melting Point Apparatus |  | pk of 100,Barnstead International 1403 | , |  |  | pk of 100,Barnstead International 1403
,AC input 120 V, 0.3 A, output25 W,,,,, | Z110930 |  | Aldrich | Thermolyne ® Nuova ™ stirrer |  | ,,,, | Barnstead Thermolyne , Barnstead Thermolyne Stirrers , Labware , Magnetic Stirrers , Manufacturer Browser , Stirrers |  | not available in EU,Barnstead International S18525,11 in. × 7 1/4 in. × 3 1/2 in., overall,25 W,60-1000 rpm,not available in EU | , |  |  | not available in EU,Barnstead International S18525,11 in. × 7 1/4 in. × 3 1/2 in., overall,25 W,60-1000 rpm,not available in EU
,L 305 mm (12 in.),,,,, | Z277495 |  | Aldrich | Quartz glass thermocouple probes |  | ,,,, | Barnstead Thermolyne , Barnstead Thermolyne Temperature Measurement Equipment , Labware , Manufacturer Browser , Temperature , Thermocouples |  | Barnstead International 8003,−200-500 °C temperature,probe type K,305 mm (12 in.) | , |  |  | Barnstead International 8003,−200-500 °C temperature,probe type K,305 mm (12 in.)
,L 457 mm (18 in.),,,,, | Z277509 |  | Aldrich | Quartz glass thermocouple probes |  | ,,,, | Barnstead Thermolyne , Barnstead Thermolyne Temperature Measurement Equipment , Labware , Manufacturer Browser , Temperature , Thermocouples |  | Barnstead International 8005,−200-500 °C temperature,probe type K,457 mm (18 in.) | , |  |  | Barnstead International 8005,−200-500 °C temperature,probe type K,457 mm (18 in.)
,L 609 mm (24 in.),,,,, | Z277517 |  | Aldrich | Quartz glass thermocouple probes |  | ,,,, | Barnstead Thermolyne , Barnstead Thermolyne Temperature Measurement Equipment , Labware , Manufacturer Browser , Temperature , Thermocouples |  | Barnstead International 8007,−200-500 °C temperature,probe type K,609 mm (24 in.) | , |  |  | Barnstead International 8007,−200-500 °C temperature,probe type K,609 mm (24 in.)
,L 305 mm (12 in.),,,,, | Z277525 |  | Aldrich | Quartz glass thermocouple probes |  | ,,,, | Barnstead Thermolyne , Barnstead Thermolyne Temperature Measurement Equipment , Labware , Manufacturer Browser , Temperature , Thermocouples |  | Barnstead International 8004,−200-500 °C temperature,probe type J,305 mm (12 in.) | , |  |  | Barnstead International 8004,−200-500 °C temperature,probe type J,305 mm (12 in.)
,Permanently affixed bevel point needle, capacity 0.5 mL,,,,, | Z192082 |  | Aldrich | Becton Dickinson polypropylene tuberculin syringes |  | ,,,, | Becton Dickinson , Becton Dickinson Polypropylene Tuberculin Syringes , Labware , Manufacturer Browser , Polypropylene Tuberculin Syringes , Syringes and Needles , Tuberculin Syringes |  | Becton-Dickinson & Co.,0.5 mL,graduated 0.01 mL,27 × 1/2 in. | , |  |  | Becton-Dickinson & Co.,0.5 mL,graduated 0.01 mL,27 × 1/2 in.
,capacity 1.0 mL,,,,, | Z192090 |  | Aldrich | Becton Dickinson polypropylene tuberculin syringes |  | ,,,, | Becton Dickinson , Becton Dickinson Polypropylene Tuberculin Syringes , Labware , Manufacturer Browser , Polypropylene Tuberculin Syringes , Syringes and Needles , Tuberculin Syringes |  | Becton-Dickinson & Co. 309659,1.0 mL,graduated 0.01 mL | , |  |  | Becton-Dickinson & Co. 309659,1.0 mL,graduated 0.01 mL
,gauge 30, L 1/2 in.,,,,, | Z192341 |  | Aldrich | BD Precisionglide ® syringe needles |  | ,,,, | Becton Dickinson , Becton Dickinson Precisionglide Syringe Needles , Disposable syringes , Labware , Manufacturer Browser , Syringes and Needles |  | pkg of 100 ea,Becton-Dickinson & Co. 305106,30,1/2 in.,light brown | , |  |  | pkg of 100 ea,Becton-Dickinson & Co. 305106,30,1/2 in.,light brown
,gauge 30, L 1 in.,,,,, | Z192368 |  | Aldrich | BD Precisionglide ® syringe needles |  | ,,,, | Becton Dickinson , Becton Dickinson Precisionglide Syringe Needles , Disposable syringes , Labware , Manufacturer Browser , Syringes and Needles |  | pkg of 100 ea,Becton-Dickinson & Co. 305128,30,1 in.,light brown | , |  |  | pkg of 100 ea,Becton-Dickinson & Co. 305128,30,1 in.,light brown
,gauge 27, L 1/2 in.,,,,, | Z192384 |  | Aldrich | BD Precisionglide ® syringe needles |  | ,,,, | Becton Dickinson , Becton Dickinson Precisionglide Syringe Needles , Disposable syringes , Labware , Manufacturer Browser , Syringes and Needles |  | pkg of 100 ea,Becton-Dickinson & Co. 305109,27,1/2 in.,gray | , |  |  | pkg of 100 ea,Becton-Dickinson & Co. 305109,27,1/2 in.,gray
,gauge 27, L 1 1/4 in.,,,,, | Z192376 |  | Aldrich | BD Precisionglide ® syringe needles |  | ,,,, | Becton Dickinson , Becton Dickinson Precisionglide Syringe Needles , Disposable syringes , Labware , Manufacturer Browser , Syringes and Needles |  | pkg of 100 ea,Becton-Dickinson & Co. 305136,27,1 1/4 in.,gray | , |  |  | pkg of 100 ea,Becton-Dickinson & Co. 305136,27,1 1/4 in.,gray
,gauge 26, L 1/2 in.,,,,, | Z192392 |  | Aldrich | BD Precisionglide ® syringe needles |  | ,,,, | Becton Dickinson , Becton Dickinson Precisionglide Syringe Needles , Disposable syringes , Labware , Manufacturer Browser , Syringes and Needles |  | pkg of 100 ea,Becton-Dickinson & Co. 305111,26,1/2 in.,tan | , |  |  | pkg of 100 ea,Becton-Dickinson & Co. 305111,26,1/2 in.,tan
,gauge 25, L 1 in.,,,,, | Z192406 |  | Aldrich | BD Precisionglide ® syringe needles |  | ,,,, | Becton Dickinson , Becton Dickinson Precisionglide Syringe Needles , Disposable syringes , Labware , Manufacturer Browser , Microbiology Equipment , Syringes and Needles , Vaccine Tools |  | pkg of 100 ea,Becton-Dickinson & Co. 305125,25,1 in.,blue | , |  |  | pkg of 100 ea,Becton-Dickinson & Co. 305125,25,1 in.,blue
,gauge 25, L 1 1/2 in.,,,,, | Z192414 |  | Aldrich | BD Precisionglide ® syringe needles |  | ,,,, | Becton Dickinson , Becton Dickinson Precisionglide Syringe Needles , Disposable syringes , Labware , Manufacturer Browser , Microbiology Equipment , Syringes and Needles , Vaccine Tools |  | pkg of 100 ea,Becton-Dickinson & Co. 305127,25,1 1/2 in.,blue | , |  |  | pkg of 100 ea,Becton-Dickinson & Co. 305127,25,1 1/2 in.,blue
,gauge 23, L 3/4 in.,,,,, | Z192449 |  | Aldrich | BD Precisionglide ® syringe needles |  | ,,,, | Becton Dickinson , Becton Dickinson Precisionglide Syringe Needles , Disposable syringes , Labware , Manufacturer Browser , Syringes and Needles |  | pkg of 100 ea,Becton-Dickinson & Co. 305143,23,3/4 in.,turquoise | , |  |  | pkg of 100 ea,Becton-Dickinson & Co. 305143,23,3/4 in.,turquoise
,gauge 23, L 1 in.,,,,, | Z192457 |  | Aldrich | BD Precisionglide ® syringe needles |  | ,,,, | Becton Dickinson , Becton Dickinson Precisionglide Syringe Needles , Disposable syringes , Labware , Manufacturer Browser , Syringes and Needles |  | pkg of 100 ea,Becton-Dickinson & Co. 305145,23,1 in.,turquoise | , |  |  | pkg of 100 ea,Becton-Dickinson & Co. 305145,23,1 in.,turquoise
,gauge 23, L 1 1/4 in.,,,,, | Z192430 |  | Aldrich | BD Precisionglide ® syringe needles |  | ,,,, | Becton Dickinson , Becton Dickinson Precisionglide Syringe Needles , Disposable syringes , Labware , Manufacturer Browser , Syringes and Needles |  | pkg of 100 ea,Becton-Dickinson & Co. 305120,23,1 1/4 in.,turquoise | , |  |  | pkg of 100 ea,Becton-Dickinson & Co. 305120,23,1 1/4 in.,turquoise
,gauge 22, L 1 1/2 in.,,,,, | Z192473 |  | Aldrich | BD Precisionglide ® syringe needles |  | ,,,, | Becton Dickinson , Becton Dickinson Precisionglide Syringe Needles , Disposable syringes , Labware , Manufacturer Browser , Syringes and Needles |  | pkg of 100 ea,Becton-Dickinson & Co. 305156,22,1 1/2 in.,black | , |  |  | pkg of 100 ea,Becton-Dickinson & Co. 305156,22,1 1/2 in.,black
,gauge 21, L 1 in.,,,,, | Z192481 |  | Aldrich | BD Precisionglide ® syringe needles |  | ,,,, | Becton Dickinson , Becton Dickinson Precisionglide Syringe Needles , Disposable syringes , Labware , Manufacturer Browser , Syringes and Needles |  | pkg of 100 ea,Becton-Dickinson & Co. 305165,21,1 in.,green | , |  |  | pkg of 100 ea,Becton-Dickinson & Co. 305165,21,1 in.,green
,gauge 21, L 1 1/2 in.,,,,, | Z192503 |  | Aldrich | BD Precisionglide ® syringe needles |  | ,,,, | Becton Dickinson , Becton Dickinson Precisionglide Syringe Needles , Disposable syringes , Labware , Manufacturer Browser , Syringes and Needles |  | pkg of 100 ea,Becton-Dickinson & Co. 305167,21,1 1/2 in.,green | , |  |  | pkg of 100 ea,Becton-Dickinson & Co. 305167,21,1 1/2 in.,green
,gauge 21, L 2 in.,,,,, | Z192570 |  | Aldrich | BD Precisionglide ® syringe needles |  | ,,,, | Becton Dickinson , Becton Dickinson Precisionglide Syringe Needles , Disposable syringes , Labware , Manufacturer Browser , Syringes and Needles |  | pkg of 100 ea,Becton-Dickinson & Co. 305129,21,2 in.,green | , |  |  | pkg of 100 ea,Becton-Dickinson & Co. 305129,21,2 in.,green
,gauge 20, L 1 in.,,,,, | Z192511 |  | Aldrich | BD Precisionglide ® syringe needles |  | ,,,, | Becton Dickinson , Becton Dickinson Precisionglide Syringe Needles , Disposable syringes , Labware , Manufacturer Browser , Syringes and Needles |  | pkg of 100 ea,Becton-Dickinson & Co. 305175,20,1 in.,yellow | , |  |  | pkg of 100 ea,Becton-Dickinson & Co. 305175,20,1 in.,yellow
,gauge 20, L 1 1/2 in.,,,,, | Z118052 |  | Aldrich | BD Precisionglide ® syringe needles |  | ,,,, | Becton Dickinson , Becton Dickinson Precisionglide Syringe Needles , Disposable syringes , Labware , Manufacturer Browser , Syringes and Needles |  | pkg of 100 ea,Becton-Dickinson & Co. 305176,20,1 1/2 in.,yellow | , |  |  | pkg of 100 ea,Becton-Dickinson & Co. 305176,20,1 1/2 in.,yellow
,gauge 19 , thin wall, L 1 in.,,,,, | Z192538 |  | Aldrich | BD Precisionglide ® syringe needles |  | ,,,, | Becton Dickinson , Becton Dickinson Precisionglide Syringe Needles , Disposable syringes , Labware , Manufacturer Browser , Syringes and Needles |  | pkg of 100 ea,Becton-Dickinson & Co. 305186,19 , thin wall,1 in.,brown | , |  |  | pkg of 100 ea,Becton-Dickinson & Co. 305186,19 , thin wall,1 in.,brown
,gauge 19 , thin wall, L 1 1/2 in.,,,,, | Z192546 |  | Aldrich | BD Precisionglide ® syringe needles |  | ,,,, | Becton Dickinson , Becton Dickinson Precisionglide Syringe Needles , Disposable syringes , Labware , Manufacturer Browser , Syringes and Needles |  | pkg of 100 ea,Becton-Dickinson & Co. 305187,19 , thin wall,1 1/2 in.,brown | , |  |  | pkg of 100 ea,Becton-Dickinson & Co. 305187,19 , thin wall,1 1/2 in.,brown
,gauge 19 , 5 μm filter, L 1 1/2 in.,,,,, | Z191973 |  | Aldrich | BD Precisionglide ® syringe needles |  | ,,,, | Becton Dickinson , Becton Dickinson Precisionglide Syringe Needles , Disposable syringes , Labware , Manufacturer Browser , Syringes and Needles |  | pkg of 100 ea,Becton-Dickinson & Co. 305200,19 , 5 μm filter,1 1/2 in.,clear | , |  |  | pkg of 100 ea,Becton-Dickinson & Co. 305200,19 , 5 μm filter,1 1/2 in.,clear
,gauge 18, L 1 in.,,,,, | Z192554 |  | Aldrich | BD Precisionglide ® syringe needles |  | ,,,, | Becton Dickinson , Becton Dickinson Precisionglide Syringe Needles , Disposable syringes , Labware , Manufacturer Browser , Syringes and Needles |  | pkg of 100 ea,Becton-Dickinson & Co. 305195,18,1 in.,pink | , |  |  | pkg of 100 ea,Becton-Dickinson & Co. 305195,18,1 in.,pink
,gauge 18, L 1 1/2 in.,,,,, | Z118044 |  | Aldrich | BD Precisionglide ® syringe needles |  | ,,,, | Becton Dickinson , Becton Dickinson Precisionglide Syringe Needles , Disposable syringes , Labware , Manufacturer Browser , Microbiology Equipment , Syringes and Needles , Vaccine Tools |  | pkg of 100 ea,Becton-Dickinson & Co. 305196,18,1 1/2 in.,pink | , |  |  | pkg of 100 ea,Becton-Dickinson & Co. 305196,18,1 1/2 in.,pink
,gauge 18 , NO-KOR, L 1 1/2 in.,,,,, | Z192007 |  | Aldrich | BD Precisionglide ® syringe needles |  | ,,,, | Becton Dickinson , Becton Dickinson Precisionglide Syringe Needles , Disposable syringes , Labware , Manufacturer Browser , Syringes and Needles |  | pkg of 100 ea,Becton-Dickinson & Co. 305215,18 , NO-KOR,1 1/2 in.,pink | , |  |  | pkg of 100 ea,Becton-Dickinson & Co. 305215,18 , NO-KOR,1 1/2 in.,pink
,gauge 18 , NO-KOR, 5 μm filter, L 1 1/2 in.,,,,, | Z191981 |  | Aldrich | BD Precisionglide ® syringe needles |  | ,,,, | Becton Dickinson , Becton Dickinson Precisionglide Syringe Needles , Disposable syringes , Labware , Manufacturer Browser , Syringes and Needles |  | pkg of 100 ea,Becton-Dickinson & Co. 305201,18 , NO-KOR, 5 μm filter,1 1/2 in.,clear | , |  |  | pkg of 100 ea,Becton-Dickinson & Co. 305201,18 , NO-KOR, 5 μm filter,1 1/2 in.,clear
,gauge 16, L 1 in.,,,,, | Z192562 |  | Aldrich | BD Precisionglide ® syringe needles |  | ,,,, | Becton Dickinson , Becton Dickinson Precisionglide Syringe Needles , Disposable syringes , Labware , Manufacturer Browser , Syringes and Needles |  | pkg of 100 ea,Becton-Dickinson & Co. 305197,16,1 in.,purple | , |  |  | pkg of 100 ea,Becton-Dickinson & Co. 305197,16,1 in.,purple
,gauge 16 , NO-KOR, L 1 in.,,,,, | Z192015 |  | Aldrich | BD Precisionglide ® syringe needles |  | ,,,, | Becton Dickinson , Becton Dickinson Precisionglide Syringe Needles , Disposable syringes , Labware , Manufacturer Browser , Syringes and Needles |  | pkg of 100 ea,Becton-Dickinson & Co.,16 , NO-KOR,1 in.,purple | , |  |  | pkg of 100 ea,Becton-Dickinson & Co.,16 , NO-KOR,1 in.,purple
,gauge 16, L 1 1/2 in.,,,,, | Z118036 |  | Aldrich | BD Precisionglide ® syringe needles |  | ,,,, | Becton Dickinson , Becton Dickinson Precisionglide Syringe Needles , Disposable syringes , Labware , Manufacturer Browser , Syringes and Needles |  | pkg of 100 ea,Becton-Dickinson & Co. 305198,16,1 1/2 in.,purple | , |  |  | pkg of 100 ea,Becton-Dickinson & Co. 305198,16,1 1/2 in.,purple
,Joint: ST/NS 10/18, opening size 6-7 mm,,,,, | Z268771 |  | Aldrich | Safe-Lab ™ Thermometer/Tubing Adapter |  | ,,,, | Bel-Art , Bel-Art Adapters , Glassware , Glassware Adapters , Labware , Manufacturer Browser , Safe-Lab , Safe-Lab Adapters , Safe-Lab adapters , Thermometer |  | 6-7 mm,Joint: ST/NS10/18,Bel-Art | , |  |  | 6-7 mm,Joint: ST/NS10/18,Bel-Art
,Joint: ST/NS 14/20, opening size 6-7 mm,,,,, | Z268798 |  | Aldrich | Safe-Lab ™ Thermometer/Tubing Adapter |  | ,,,, | Bel-Art , Bel-Art Adapters , Glassware , Glassware Adapters , Labware , Manufacturer Browser , Safe-Lab , Safe-Lab Adapters , Safe-Lab adapters , Thermometer |  | 6-7 mm,Joint: ST/NS14/20,Bel-Art | , |  |  | 6-7 mm,Joint: ST/NS14/20,Bel-Art
,Joint: ST/NS 19/22, opening size 6-7 mm,,,,, | Z268801 |  | Aldrich | Safe-Lab ™ Thermometer/Tubing Adapter |  | ,,,, | Bel-Art , Bel-Art Adapters , Glassware , Glassware Adapters , Labware , Manufacturer Browser , Safe-Lab , Safe-Lab Adapters , Safe-Lab adapters , Thermometer |  | 6-7 mm,Joint: ST/NS19/22,Bel-Art | , |  |  | 6-7 mm,Joint: ST/NS19/22,Bel-Art
,Joint: ST/NS 24/40, opening size 6-7 mm,,,,, | Z268828 |  | Aldrich | Safe-Lab ™ Thermometer/Tubing Adapter |  | ,,,, | Bel-Art , Bel-Art Adapters , Glassware , Glassware Adapters , Labware , Manufacturer Browser , Safe-Lab , Safe-Lab Adapters , Safe-Lab adapters , Thermometer |  | 6-7 mm,Joint: ST/NS24/40,Bel-Art | , |  |  | 6-7 mm,Joint: ST/NS24/40,Bel-Art
,Joint: ST/NS 24/40, opening size 8 mm,,,,, | Z268887 |  | Aldrich | Safe-Lab ™ Thermometer/Tubing Adapter |  | ,,,, | Bel-Art , Bel-Art Adapters , Glassware , Glassware Adapters , Labware , Manufacturer Browser , Safe-Lab , Safe-Lab Adapters , Safe-Lab adapters , Thermometer |  | 8 mm,Joint: ST/NS24/40,Bel-Art | , |  |  | 8 mm,Joint: ST/NS24/40,Bel-Art
,opening size 6 mm,,,,, | Z268909 |  | Aldrich | Safe-Lab ™ Therm-O-Vac ® port adapter |  | ,,,, | Bel-Art , Bel-Art Adapters , Glassware , Glassware Adapters , Labware , Manufacturer Browser , Safe-Lab , Safe-Lab Adapters , Safe-Lab adapters , Thermometer |  | 6 mm | , |  |  | 6 mm
,opening size 8 mm,,,,, | Z268917 |  | Aldrich | Safe-Lab ™ Therm-O-Vac ® port adapter |  | ,,,, | Bel-Art , Bel-Art Adapters , Glassware , Glassware Adapters , Labware , Manufacturer Browser , Safe-Lab , Safe-Lab Adapters , Safe-Lab adapters , Thermometer |  | 8 mm | , |  |  | 8 mm
,Joint: ST/NS 14/20,,,,, | Z268836 |  | Aldrich | Scienceware ® Safe-Lab ™ vacuum adapter |  | ,,,, | Bel-Art , Bel-Art Adapters , Glassware , Glassware Adapters , Labware , Manufacturer Browser , Safe-Lab , Safe-Lab Adapters , Safe-Lab adapters , Thermometer |  | Joint: ST/NS14/20,Bel-Art | , |  |  | Joint: ST/NS14/20,Bel-Art
,Joint: ST/NS 19/22,,,,, | Z268844 |  | Aldrich | Scienceware ® Safe-Lab ™ vacuum adapter |  | ,,,, | Bel-Art , Bel-Art Adapters , Glassware , Glassware Adapters , Labware , Manufacturer Browser , Safe-Lab , Safe-Lab Adapters , Safe-Lab adapters , Thermometer |  | Joint: ST/NS19/22,Bel-Art | , |  |  | Joint: ST/NS19/22,Bel-Art
,Joint: ST/NS 24/40,,,,, | Z268852 |  | Aldrich | Scienceware ® Safe-Lab ™ vacuum adapter |  | ,,,, | Bel-Art , Bel-Art Adapters , Glassware , Glassware Adapters , Labware , Manufacturer Browser , Safe-Lab , Safe-Lab Adapters , Safe-Lab adapters , Thermometer |  | Joint: ST/NS24/40,Bel-Art | , |  |  | Joint: ST/NS24/40,Bel-Art
,size 13 3/4 in. × 13 3/4 in.,,,,, | Z408476 |  | Aldrich | Scienceware ® Vibrasorb ® vibration damping mount |  | ,,,, | Balances and Accessories , Bel-Art , Bel-Art Balance Accessories , Labware , Manufacturer Browser , Other Balance Accessories |  | Bel-Art,42 lb,13 3/4 in. × 13 3/4 in. | , |  |  | Bel-Art,42 lb,13 3/4 in. × 13 3/4 in.
,size 18 in. × 22 in.,,,,, | Z217050 |  | Aldrich | Scienceware ® Vibrasorb ® vibration damping mount |  | ,,,, | Balances and Accessories , Bel-Art , Bel-Art Balance Accessories , Labware , Manufacturer Browser , Other Balance Accessories |  | Bel-Art,87 lb,18 in. × 22 in. | , |  |  | Bel-Art,87 lb,18 in. × 22 in.
,Labmat ™ roll, white, roll W 20 in. (50 cm) × 50 ft (15.2 m),,,,, | L2271 |  | Sigma | Scienceware ® bench liners |  | ,,,, | Bel-Art , Bel-Art Bench Protection , Bench Protection , Labware , Manufacturer Browser |  | Bel-Art,20 in. (50 cm) × 50 ft (15.2 m) | , |  |  | Bel-Art,20 in. (50 cm) × 50 ft (15.2 m)
,Labmat ™ roll, orange, roll W 20 in. (50 cm) × 50 ft (15.2 m),,,,, | Z363472 |  | Sigma | Scienceware ® bench liners |  | ,,,, | Bel-Art , Bel-Art Bench Protection , Bench Protection , Labware , Manufacturer Browser |  | Bel-Art,20 in. (50 cm) × 50 ft (15.2 m) | , |  |  | Bel-Art,20 in. (50 cm) × 50 ft (15.2 m)
,roll W × L 30 in. × 50 ft,,,,, | Z115460 |  | Aldrich | Scienceware ® Covamat ® PE liner |  | ,,,, | Bel-Art , Bel-Art Bench Protection , Bench Protection , Labware , Manufacturer Browser |  | Bel-Art,30 in. × 50 ft | , |  |  | Bel-Art,30 in. × 50 ft
,capacity 250 mL, Narrow-mouth,,,,, | Z104639 |  | Aldrich | LDPE wash bottles |  | ,,,, | Bel-Art , Bel-Art Bottles and Bottle Accessories , Bottles and Caps , LDPE Wash Bottles , Labware , Manufacturer Browser , Wash Bottles |  | Bel-Art,250 mL | , |  |  | Bel-Art,250 mL
,capacity 500 mL, Narrow-mouth,,,,, | Z104647 |  | Aldrich | LDPE wash bottles |  | ,,,, | Bel-Art , Bel-Art Bottles and Bottle Accessories , Bottles and Caps , LDPE Wash Bottles , Labware , Manufacturer Browser , Wash Bottles |  | Bel-Art,500 mL | , |  |  | Bel-Art,500 mL
,capacity 250 mL, Wide-mouth,,,,, | Z177016 |  | Aldrich | LDPE wash bottles |  | ,,,, | Bel-Art , Bel-Art Bottles and Bottle Accessories , Bottles and Caps , LDPE Wash Bottles , Labware , Manufacturer Browser , Wash Bottles |  | Bel-Art,250 mL | , |  |  | Bel-Art,250 mL
,capacity 500 mL, Wide-mouth,,,,, | Z177024 |  | Aldrich | LDPE wash bottles |  | ,,,, | Bel-Art , Bel-Art Bottles and Bottle Accessories , Bottles and Caps , LDPE Wash Bottles , Labware , Manufacturer Browser , Wash Bottles |  | Bel-Art,500 mL | , |  |  | Bel-Art,500 mL
,capacity 1,000 mL, Wide-mouth,,,,, | Z177032 |  | Aldrich | LDPE wash bottles |  | ,,,, | Bel-Art , Bel-Art Bottles and Bottle Accessories , Bottles and Caps , LDPE Wash Bottles , Labware , Manufacturer Browser , Wash Bottles |  | Bel-Art,1,000 mL | , |  |  | Bel-Art,1,000 mL
,Wide-mouth, capacity 125 mL,,,,, | Z187852 |  | Aldrich | Precisionware ™ bottles |  | ,,,, | Bel-Art , Bel-Art Bottles and Bottle Accessories , Bottles and Caps , High-Density Polyethylene , Labware , Manufacturer Browser , Plastic Bottles |  | pkg of 12 ea,high-density polyethylene,125 mL | , |  |  | pkg of 12 ea,high-density polyethylene,125 mL
,Wide-mouth, capacity 250 mL,,,,, | Z187860 |  | Aldrich | Precisionware ™ bottles |  | ,,,, | Bel-Art , Bel-Art Bottles and Bottle Accessories , Bottles and Caps , High-Density Polyethylene , Labware , Manufacturer Browser , Plastic Bottles |  | pkg of 12 ea,high-density polyethylene,250 mL | , |  |  | pkg of 12 ea,high-density polyethylene,250 mL
,Wide-mouth, capacity 500 mL,,,,, | Z187879 |  | Aldrich | Precisionware ™ bottles |  | ,,,, | Bel-Art , Bel-Art Bottles and Bottle Accessories , Bottles and Caps , High-Density Polyethylene , Labware , Manufacturer Browser , Plastic Bottles |  | pkg of 12 ea,high-density polyethylene,500 mL | , |  |  | pkg of 12 ea,high-density polyethylene,500 mL
,Wide-mouth, capacity 1,000 mL,,,,, | Z187887 |  | Aldrich | Precisionware ™ bottles |  | ,,,, | Bel-Art , Bel-Art Bottles and Bottle Accessories , Bottles and Caps , High-Density Polyethylene , Labware , Manufacturer Browser , Plastic Bottles |  | pkg of 6 ea,high-density polyethylene,1,000 mL | , |  |  | pkg of 6 ea,high-density polyethylene,1,000 mL
,Narrow-mouth, capacity 1,000 mL,,,,, | Z187941 |  | Aldrich | Precisionware ™ bottles |  | ,,,, | Bel-Art , Bel-Art Bottles and Bottle Accessories , Bottles and Caps , High-Density Polyethylene , Labware , Manufacturer Browser , Plastic Bottles |  | pack of 6 ea,high-density polyethylene,1,000 mL | , |  |  | pack of 6 ea,high-density polyethylene,1,000 mL
,Acetone,,,,, | Z423092 |  | Aldrich | Scienceware ® safety labeled wash bottles |  | ,,,, | Bel-Art , Bel-Art Bottles and Bottle Accessories , Bottles and Caps , Labware , Manufacturer Browser , Safety Wash Bottles , Wash Bottles |  | pack of 6 bottles,Bel-Art,low-density polyethylene,500 mL,opaque | , |  |  | pack of 6 bottles,Bel-Art,low-density polyethylene,500 mL,opaque
,Deionized water,,,,, | Z423106 |  | Aldrich | Scienceware ® safety labeled wash bottles |  | ,,,, | Bel-Art , Bel-Art Bottles and Bottle Accessories , Bottles and Caps , Labware , Manufacturer Browser , Safety Wash Bottles , Wash Bottles |  | pack of 6 bottles,Bel-Art,low-density polyethylene,500 mL,opaque | , |  |  | pack of 6 bottles,Bel-Art,low-density polyethylene,500 mL,opaque
,Ethanol,,,,, | Z423114 |  | Aldrich | Scienceware ® safety labeled wash bottles |  | ,,,, | Bel-Art , Bel-Art Bottles and Bottle Accessories , Bottles and Caps , Labware , Manufacturer Browser , Safety Wash Bottles , Wash Bottles |  | pack of 6 bottles,Bel-Art,low-density polyethylene,500 mL,opaque | , |  |  | pack of 6 bottles,Bel-Art,low-density polyethylene,500 mL,opaque
,Isopropanol,,,,, | Z423122 |  | Aldrich | Scienceware ® safety labeled wash bottles |  | ,,,, | Bel-Art , Bel-Art Bottles and Bottle Accessories , Bottles and Caps , Labware , Manufacturer Browser , Safety Wash Bottles , Wash Bottles |  | pack of 6 bottles,Bel-Art,low-density polyethylene,500 mL,opaque | , |  |  | pack of 6 bottles,Bel-Art,low-density polyethylene,500 mL,opaque
,Label your own,,,,, | Z423149 |  | Aldrich | Scienceware ® safety labeled wash bottles |  | ,,,, | Bel-Art , Bel-Art Bottles and Bottle Accessories , Bottles and Caps , Labware , Manufacturer Browser , Safety Wash Bottles , Wash Bottles |  | pack of 6 bottles,Bel-Art,low-density polyethylene,500 mL,opaque | , |  |  | pack of 6 bottles,Bel-Art,low-density polyethylene,500 mL,opaque
,Methanol,,,,, | Z423130 |  | Aldrich | Scienceware ® safety labeled wash bottles |  | ,,,, | Bel-Art , Bel-Art Bottles and Bottle Accessories , Bottles and Caps , Labware , Manufacturer Browser , Safety Wash Bottles , Wash Bottles |  | pack of 6 bottles,Bel-Art,low-density polyethylene,500 mL,opaque | , |  |  | pack of 6 bottles,Bel-Art,low-density polyethylene,500 mL,opaque
,Water,,,,, | Z423335 |  | Aldrich | Scienceware ® safety labeled wash bottles |  | ,,,, | Bel-Art , Bel-Art Bottles and Bottle Accessories , Bottles and Caps , Labware , Manufacturer Browser , Safety Wash Bottles , Wash Bottles |  | pack of 6 bottles,Bel-Art,low-density polyethylene,500 mL,opaque | , |  |  | pack of 6 bottles,Bel-Art,low-density polyethylene,500 mL,opaque
,transports up to six 8 or 16 oz wash bottles,,,,, | Z408514 |  | Aldrich | Scienceware ® wash bottle carrier |  | ,,,, | Bel-Art , Bel-Art Bottles and Bottle Accessories , Bottles and Caps , Labware , Manufacturer Browser , Wash Bottle Carrier , Wash Bottles |  | Bel-Art,286 mm × 194 mm × 225 mm,transports up to six 8 or 16 oz wash bottles | , |  |  | Bel-Art,286 mm × 194 mm × 225 mm,transports up to six 8 or 16 oz wash bottles
,capacity 250 mL,,,,, | BAF116330000 |  | Aldrich | Spray pump bottles |  | ,,,, | Bel-Art , Bel-Art Bottles and Bottle Accessories , Bottles and Caps , Labware , Low-Density Polyethylene Bottles , Manufacturer Browser , Plastic Bottles , Spray heads , Wash Bottles |  | pack of 12 ea,Bel-Art, F11633-0000,250 mL | , |  |  | pack of 12 ea,Bel-Art, F11633-0000,250 mL
,capacity 500 mL,,,,, | BAF116340000 |  | Aldrich | Spray pump bottles |  | ,,,, | Bel-Art , Bel-Art Bottles and Bottle Accessories , Bottles and Caps , Labware , Low-Density Polyethylene Bottles , Manufacturer Browser , Plastic Bottles , Spray heads , Wash Bottles |  | pack of 12 ea,Bel-Art, F11634-0000,500 mL | , |  |  | pack of 12 ea,Bel-Art, F11634-0000,500 mL
,,,,,, | Z191965 |  | Aldrich | wide-mouth wash Bottles, labeled variety pack, 500ml |  | ,,,, | Bel-Art , Bel-Art Bottles and Bottle Accessories , Bottles and Caps , Labware , Manufacturer Browser , Wash Bottles , Wide-Mouth Wash Bottles |  | Bel-Art | , |  |  | Bel-Art
,capacity 5 L,,,,, | Z646210 |  | Aldrich | Jerricans |  | ,,,, | Bel-Art , Bel-Art Carboys , Carboys & Cans , Jerrican , Labware , Manufacturer Browser |  | Bel-Art H109350000,5 L,21.5 cm × 13 cm | , |  |  | Bel-Art H109350000,5 L,21.5 cm × 13 cm
,capacity 10 L,,,,, | Z646229 |  | Aldrich | Jerricans |  | ,,,, | Bel-Art , Bel-Art Carboys , Carboys & Cans , Jerrican , Labware , Manufacturer Browser |  | Bel-Art H109360000,10 L,25.4 cm × 18 cm | , |  |  | Bel-Art H109360000,10 L,25.4 cm × 18 cm
,capacity 20 L,,,,, | Z646237 |  | Aldrich | Jerricans |  | ,,,, | Bel-Art , Bel-Art Carboys , Carboys & Cans , Jerrican , Labware , Manufacturer Browser |  | Bel-Art H109370000,20 L,28 cm × 21.5 cm | , |  |  | Bel-Art H109370000,20 L,28 cm × 21.5 cm
,20 L,,,,, | Z675571 |  | Aldrich | Polyethylene carboy |  | ,,,, | Bel-Art , Bel-Art Carboys , Carboys & Cans , Labware , Manufacturer Browser , Round |  | Bel-Art F10795-0000,28 cm × 49.8 cm | , |  |  | Bel-Art F10795-0000,28 cm × 49.8 cm
,size 8 L,,,,, | Z675598 |  | Aldrich | Polyethylene carboy with spigot |  | ,,,, | Bel-Art , Bel-Art Carboys , Carboys & Cans , Labware , Manufacturer Browser , Round |  | Bel-Art F11847-0020,8 L | , |  |  | Bel-Art F11847-0020,8 L
,size 20 L,,,,, | Z675601 |  | Aldrich | Polyethylene carboy with spigot |  | ,,,, | Bel-Art , Bel-Art Carboys , Carboys & Cans , Labware , Manufacturer Browser , Round |  | Bel-Art F11847-0050,20 L | , |  |  | Bel-Art F11847-0050,20 L
,size 10 L,,,,, | Z675555 |  | Aldrich | Polypropylene carboy |  | ,,,, | Bel-Art , Bel-Art Carboys , Carboys & Cans , Labware , Manufacturer Browser , Round |  | Bel-Art F10794-0025,10 L | , |  |  | Bel-Art F10794-0025,10 L
,size 20 L,,,,, | Z675563 |  | Aldrich | Polypropylene carboy |  | ,,,, | Bel-Art , Bel-Art Carboys , Carboys & Cans , Labware , Manufacturer Browser , Round |  | Bel-Art F10794-0050,20 L | , |  |  | Bel-Art F10794-0050,20 L
,size 10 L,,,,, | Z675539 |  | Aldrich | Polypropylene carboy with spigot |  | ,,,, | Bel-Art , Bel-Art Carboys , Carboys & Cans , Labware , Manufacturer Browser , Round |  | Bel-Art F11846-0025,10 L | , |  |  | Bel-Art F11846-0025,10 L
,size 20 L,,,,, | Z675547 |  | Aldrich | Polypropylene carboy with spigot |  | ,,,, | Bel-Art , Bel-Art Carboys , Carboys & Cans , Labware , Manufacturer Browser , Round |  | Bel-Art F11846-0050,20 L | , |  |  | Bel-Art F11846-0050,20 L
,snap closure, prevents "glugging", pkg of 1 ea,,,,, | Z178365 |  | Aldrich | Scienceware ® dispensing jug |  | ,,,, | Bel-Art , Bel-Art Carboys , Carboys & Cans , Jerrican , Labware , Manufacturer Browser |  | pkg of 1 ea,Bel-Art,5 gal (20 L) | , |  |  | pkg of 1 ea,Bel-Art,5 gal (20 L)
,,,,,, | Z503320 |  | Aldrich | Scienceware ® acetal clamp |  | ,,,, | Bel-Art , Bel-Art Clamps & Clips , Chemistry Equipment and Labware , Clamps and Supports , Labware , Manufacturer Browser , Tubing |  | pkg of 12 ea,Bel-Art | , |  |  | pkg of 12 ea,Bel-Art
,midi,,,,, | Z503371 |  | Aldrich | Scienceware ® clip clamp |  | ,,,, | Bel-Art , Bel-Art Clamps & Clips , Chemistry Equipment and Labware , Clamps and Supports , Labware , Manufacturer Browser , Tubing |  | pkg of 12 ea,Bel-Art,for tubing o.d. 3.2 ‑ 11 mm | , |  |  | pkg of 12 ea,Bel-Art,for tubing o.d. 3.2 ‑ 11 mm
,for tubing with a 6.4 mm O.D., Nylon, pkg of 12 ea,,,,, | Z526460 |  | Aldrich | Scienceware ® compressor clamp |  | ,,,, | Bel-Art , Bel-Art Clamps & Clips , Chemistry Equipment and Labware , Clamps and Supports , Labware , Manufacturer Browser , Tubing |  | pkg of 12 ea,Bel-Art,Nylon,for tubing with a 6.4 mm O.D. | , |  |  | pkg of 12 ea,Bel-Art,Nylon,for tubing with a 6.4 mm O.D.
,pkg of 3 ea,,,,, | Z503282 |  | Aldrich | Scienceware ® Delrin ® screw clamp |  | ,,,, | Bel-Art , Bel-Art Clamps & Clips , Chemistry Equipment and Labware , Clamps and Supports , Labware , Manufacturer Browser , Tubing |  | pkg of 3 ea,Bel-Art | , |  |  | pkg of 3 ea,Bel-Art
,for tubing o.d., 10 mm,,,,, | Z503339 |  | Aldrich | Scienceware ® Swing Jaw ™ clamp |  | ,,,, | Bel-Art , Bel-Art Clamps & Clips , Chemistry Equipment and Labware , Clamps and Supports , Labware , Manufacturer Browser , Tubing |  | pk of 3 ea,Bel-Art,zinc-plated steel,for tubing o.d. 10 mm | , |  |  | pk of 3 ea,Bel-Art,zinc-plated steel,for tubing o.d. 10 mm
,overall L 8 1/2 in.,,,,, | Z177288 |  | Aldrich | Stainless steel clamp |  | ,,,, | Bel-Art , Bel-Art Clamps & Clips , Chemistry Equipment and Labware , Clamps and Supports , Labware , Manufacturer Browser , Tubing |  | Bel-Art,8 1/2 in. | , |  |  | Bel-Art,8 1/2 in.
,,,,,, | Z273260 |  | Aldrich | Scienceware ® Aquet ® liquid detergent |  | ,,,, | Bel-Art , Bel-Art Cleaners , Cleaners , Detergents , Labware , Manufacturer Browser |  | 3.8 L (1 gal),Bel-Art | , |  |  | 3.8 L (1 gal),Bel-Art
,does not scratch glass or irritate hands, pkg of 2 ea,,,,, | Z178527 |  | Aldrich | Scienceware ® stainless-steel sponge |  | ,,,, | Bel-Art , Bel-Art Cleaners , Cleaners , Laboratory Cleaning Wipes and More , Labware , Manufacturer Browser |  | pkg of 2 ea,Bel-Art,~64 mm × 100 mm | , |  |  | pkg of 2 ea,Bel-Art,~64 mm × 100 mm
,capacity 10 L (10.6 qt),,,,, | Z136131 |  | Aldrich | Scienceware ® heavy-duty pail |  | ,,,, | Bel-Art , Bel-Art Containers , Bowls and Pails , Containers , Labware , Manufacturer Browser |  | Bel-Art,12 in. × 9 5/8 in.,10 L (10.6 qt) | , |  |  | Bel-Art,12 in. × 9 5/8 in.,10 L (10.6 qt)
,capacity 15 L (15.4 qt),,,,, | Z136158 |  | Aldrich | Scienceware ® heavy-duty pail |  | ,,,, | Bel-Art , Bel-Art Containers , Bowls and Pails , Containers , Labware , Manufacturer Browser |  | Bel-Art,13 in. × 11 in.,15 L (15.4 qt) | , |  |  | Bel-Art,13 in. × 11 in.,15 L (15.4 qt)
,L × W 30 cm × 20 cm,,,,, | Z177814 |  | Aldrich | Scienceware ® polypropylene trays |  | ,,,, | Bel-Art , Bel-Art Containers , Containers , Labware , Manufacturer Browser , Pans and Trays |  | Bel-Art,30 cm × 20 cm | , |  |  | Bel-Art,30 cm × 20 cm
,L × W 48 cm × 27 cm,,,,, | Z177822 |  | Aldrich | Scienceware ® polypropylene trays |  | ,,,, | Bel-Art , Bel-Art Containers , Containers , Labware , Manufacturer Browser , Pans and Trays |  | Bel-Art,48 cm × 27 cm | , |  |  | Bel-Art,48 cm × 27 cm
,L × W 51 cm × 39 cm,,,,, | Z177830 |  | Aldrich | Scienceware ® polypropylene trays |  | ,,,, | Bel-Art , Bel-Art Containers , Containers , Labware , Manufacturer Browser , Pans and Trays |  | Bel-Art,51 cm × 39 cm | , |  |  | Bel-Art,51 cm × 39 cm
,w/o faucet, inside dimensions L × W × H 30 cm × 41 cm × 7.6 cm,,,,, | Z503797 |  | Aldrich | Scienceware ® trays |  | ,,,, | Bel-Art , Bel-Art Containers , Containers , Labware , Manufacturer Browser , Pans and Trays |  | Bel-Art,30 cm × 41 cm × 7.6 cm | , |  |  | Bel-Art,30 cm × 41 cm × 7.6 cm
,w/o faucet, inside dimensions L × W × H 41 cm × 51 cm × 7.6 cm,,,,, | Z503819 |  | Aldrich | Scienceware ® trays |  | ,,,, | Bel-Art , Bel-Art Containers , Containers , Labware , Manufacturer Browser , Pans and Trays |  | Bel-Art,41 cm × 51 cm × 7.6 cm | , |  |  | Bel-Art,41 cm × 51 cm × 7.6 cm
,w/ faucet, inside dimensions L × W × H 30 cm × 41 cm × 7.6 cm,,,,, | Z503800 |  | Aldrich | Scienceware ® trays |  | ,,,, | Bel-Art , Bel-Art Containers , Containers , Labware , Manufacturer Browser , Pans and Trays |  | Bel-Art,30 cm × 41 cm × 7.6 cm | , |  |  | Bel-Art,30 cm × 41 cm × 7.6 cm
,w/o faucet, inside dimensions L × W × H 46 cm × 56 cm × 10.2 cm,,,,, | Z503835 |  | Aldrich | Scienceware ® trays |  | ,,,, | Bel-Art , Bel-Art Containers , Containers , Labware , Manufacturer Browser , Pans and Trays |  | Bel-Art,46 cm × 56 cm × 10.2 cm | , |  |  | Bel-Art,46 cm × 56 cm × 10.2 cm
,w/o faucet, inside dimensions L × W × H 55 cm × 65 cm × 10.2 cm,,,,, | Z503878 |  | Aldrich | Scienceware ® trays |  | ,,,, | Bel-Art , Bel-Art Containers , Containers , Labware , Manufacturer Browser , Pans and Trays |  | Bel-Art,55 cm × 65 cm × 10.2 cm | , |  |  | Bel-Art,55 cm × 65 cm × 10.2 cm
,European connections,,,,, | Z304964 |  | Aldrich | Frigimat ® economy dry ice makers |  | ,,,, | Bel-Art , Bel-Art Cooling & Cryogenics , Cryoware , Dry Ice Maker , Labware , Manufacturer Browser |  | Bel-Art | , |  |  | Bel-Art
,neoprene,,,,, | Z195499 |  | Aldrich | O-ring for Frigimat ® dry ice maker |  | ,,,, | Bel-Art , Bel-Art Cooling & Cryogenics , Cryoware , Dry Ice Maker , Labware , Manufacturer Browser |  | Bel-Art,neoprene | , |  |  | Bel-Art,neoprene
,fits US connections,,,,, | Z560693 |  | Aldrich | Scienceware ® Frigimat ® Cub dry ice maker |  | ,,,, | Bel-Art , Bel-Art Cooling & Cryogenics , Cryoware , Dry Ice Maker , Labware , Manufacturer Browser |  | pkg of 1 ea,Bel-Art, F388740000,transparent polycarbonate body | , |  |  | pkg of 1 ea,Bel-Art, F388740000,transparent polycarbonate body
,European connectors,,,,, | Z269727 |  | Aldrich | Scienceware ® Frigimat ® dry ice makers |  | ,,,, | Bel-Art , Bel-Art Cooling & Cryogenics , Cryoware , Dry Ice Maker , Labware , Manufacturer Browser |  | Bel-Art,aluminum ice chamber | , |  |  | Bel-Art,aluminum ice chamber
,25-place, holds 2.0 mL vials, pack of 8 ea,,,,, | Z756776 |  | Sigma | Cryo-Safe ™ vial storage box |  | ,,,, | Bel-Art , Bel-Art Cryostorage , Cryo Containers , Cryoware , Labware , Manufacturer Browser |  | pack of 8 ea,Bel-Art, F18849-0000 | , |  |  | pack of 8 ea,Bel-Art, F18849-0000
,81-place, holds 2.0 mL vials, pack of 4 ea,,,,, | Z756784 |  | Sigma | Cryo-Safe ™ vial storage box |  | ,,,, | Bel-Art , Bel-Art Cryostorage , Cryo Containers , Cryoware , Labware , Manufacturer Browser |  | pack of 4 ea,Bel-Art, F18849-0001 | , |  |  | pack of 4 ea,Bel-Art, F18849-0001
,81-place, holds 5.0 mL vials, pack of 4 ea,,,,, | Z756792 |  | Sigma | Cryo-Safe ™ vial storage box |  | ,,,, | Bel-Art , Bel-Art Cryostorage , Cryo Containers , Cryoware , Labware , Manufacturer Browser |  | pack of 4 ea,Bel-Art, F18849-0002 | , |  |  | pack of 4 ea,Bel-Art, F18849-0002
,4 levels,,,,, | Z756806 |  | Sigma | Cryo tower storage system |  | ,,,, | Bel-Art , Bel-Art Cryostorage , Cryo Containers , Cryoware , Labware , Manufacturer Browser |  | Bel-Art, F18853-0004 | , |  |  | Bel-Art, F18853-0004
,natural,,,,, | Z756628 |  | Sigma | Freezer storage box, 81-place |  | ,,,, | Bel-Art , Bel-Art Cryostorage , Cryo Containers , Cryoware , Labware , Manufacturer Browser |  | natural,Bel-Art, F18852-0011,14 cm × 14 cm × 4.9 cm,natural polypropylene,pkg of 5 ea | , |  |  | natural,Bel-Art, F18852-0011,14 cm × 14 cm × 4.9 cm,natural polypropylene,pkg of 5 ea
,blue,,,,, | Z756636 |  | Sigma | Freezer storage box, 81-place |  | ,,,, | Bel-Art , Bel-Art Cryostorage , Cryo Containers , Cryoware , Labware , Manufacturer Browser |  | natural polypropylene,Bel-Art, F18852-0012,14 cm × 14 cm × 4.9 cm,blue,pkg of 5 ea | , |  |  | natural polypropylene,Bel-Art, F18852-0012,14 cm × 14 cm × 4.9 cm,blue,pkg of 5 ea
,green,,,,, | Z756644 |  | Sigma | Freezer storage box, 81-place |  | ,,,, | Bel-Art , Bel-Art Cryostorage , Cryo Containers , Cryoware , Labware , Manufacturer Browser |  | natural polypropylene,Bel-Art, F18852-0013,14 cm × 14 cm × 4.9 cm,green,pkg of 5 ea | , |  |  | natural polypropylene,Bel-Art, F18852-0013,14 cm × 14 cm × 4.9 cm,green,pkg of 5 ea
,orange,,,,, | Z756652 |  | Sigma | Freezer storage box, 81-place |  | ,,,, | Bel-Art , Bel-Art Cryostorage , Cryo Containers , Cryoware , Labware , Manufacturer Browser |  | orange,Bel-Art, F18852-0014,14 cm × 14 cm × 4.9 cm,natural polypropylene,pkg of 5 ea | , |  |  | orange,Bel-Art, F18852-0014,14 cm × 14 cm × 4.9 cm,natural polypropylene,pkg of 5 ea
,purple,,,,, | Z756660 |  | Sigma | Freezer storage box, 81-place |  | ,,,, | Bel-Art , Bel-Art Cryostorage , Cryo Containers , Cryoware , Labware , Manufacturer Browser |  | purple,Bel-Art, F18852-0015,14 cm × 14 cm × 4.9 cm,natural polypropylene,pkg of 5 ea | , |  |  | purple,Bel-Art, F18852-0015,14 cm × 14 cm × 4.9 cm,natural polypropylene,pkg of 5 ea
,assorted colors,,,,, | Z756679 |  | Sigma | Freezer storage box, 81-place |  | ,,,, | Bel-Art , Bel-Art Cryostorage , Cryo Containers , Cryoware , Labware , Manufacturer Browser |  | natural polypropylene,Bel-Art, F18852-0016,14 cm × 14 cm × 4.9 cm,assorted colors,pkg of 5 ea | , |  |  | natural polypropylene,Bel-Art, F18852-0016,14 cm × 14 cm × 4.9 cm,assorted colors,pkg of 5 ea
,,,,,, | Z370819 |  | Sigma | Scienceware ® replicator, 96-well |  | ,,,, | Bel-Art , Bel-Art Culture , Labware , Manufacturer Browser , Multiwell Plates , Washers, Orienters, etc. |  |  | ,
,1000 mL volume,,,,, | Z370762 |  | Sigma | Scienceware ® Holdfast ™ graduated cylinders with handle |  | ,,,, | Bel-Art , Bel-Art Cylinders , Labware , Manufacturer Browser , Scienceware Volumetric Cylinders , Volumetric , Volumetric Cylinders |  | Bel-Art,polypropylene,1000 mL volume | , |  |  | Bel-Art,polypropylene,1000 mL volume
,2000 mL volume,,,,, | Z370770 |  | Sigma | Scienceware ® Holdfast ™ graduated cylinders with handle |  | ,,,, | Bel-Art , Bel-Art Cylinders , Labware , Manufacturer Browser , Scienceware Volumetric Cylinders , Volumetric , Volumetric Cylinders |  | Bel-Art,polypropylene,2000 mL volume | , |  |  | Bel-Art,polypropylene,2000 mL volume
,measures from 5 to 25 mL, polyethylene/ polyallomer,,,,, | Z176990 |  | Aldrich | Measure-Matic ™ dispenser |  | ,,,, | Bel-Art , Bel-Art Dispensers , Dispensers , Labware , Liquid Handling Equipment , Manufacturer Browser |  | Bel-Art | , |  |  | Bel-Art
,For use with 30 gal (114 L) drum, L 23 1/2 in. (59 cm),,,,, | Z118648 |  | Aldrich | Scienceware ® hand pumps |  | ,,,, | Bel-Art , Bel-Art Drum Equipment , Drum Accessories , Drum Pumps , Labware , Manufacturer Browser |  | Bel-Art,23 1/2 in. (59 cm) | , |  |  | Bel-Art,23 1/2 in. (59 cm)
,For use with 55 gal (220 L) drum, L 32 in. (81 cm),,,,, | Z118656 |  | Aldrich | Scienceware ® hand pumps |  | ,,,, | Bel-Art , Bel-Art Drum Equipment , Drum Accessories , Drum Pumps , Labware , Manufacturer Browser |  | Bel-Art,32 in. (81 cm) | , |  |  | Bel-Art,32 in. (81 cm)
,handle L 6 ft,,,,, | Z206725 |  | Aldrich | Scienceware ® polyethylene dipper |  | ,,,, | Bel-Art , Bel-Art Drum Equipment , Drum Accessories , Drum Samplers , Labware , Manufacturer Browser |  | Bel-Art,one-piece,6 ft | , |  |  | Bel-Art,one-piece,6 ft
,Normal energy level,,,,, | Z363510 |  | Sigma | Scienceware ® autoradiography pen |  | ,,,, | Autoradiography , Autoradiography Film Accessories , Bel-Art , Bel-Art Electrophoresis Supplies , Electrophoresis Supplies , Labware , Manufacturer Browser |  |  | ,
,High energy level,,,,, | Z363529 |  | Sigma | Scienceware ® autoradiography pen |  | ,,,, | Autoradiography , Autoradiography Film Accessories , Bel-Art , Bel-Art Electrophoresis Supplies , Electrophoresis Supplies , Labware , Manufacturer Browser |  |  | ,
,7 slots for single plates and 3 slots for double plates, pkg of 1 ea,,,,, | Z374423 |  | Sigma | Scienceware ® electrophoresis plate rack, coated steel |  | ,,,, | Bel-Art , Bel-Art Electrophoresis Supplies , Electrophoresis Supplies , Equipment and Accessories , Gel Handling , Labware , Manufacturer Browser , Protein Electrophoresis Equipment , Proteomics Supplies , 分子生物学 , 自动测序 |  | pkg of 1 ea | , |  |  | pkg of 1 ea
,pkg of 1 ea,,,,, | Z363502 |  | Sigma | Scienceware ® exposure cassette security bag |  | ,,,, | Autoradiography , Autoradiography Film Accessories , Bel-Art , Bel-Art Electrophoresis Supplies , Electrophoresis Supplies , Labware , Manufacturer Browser |  | pkg of 1 ea,black Nylon | , |  |  | pkg of 1 ea,black Nylon
,L × W × H 16 in. (40 cm) × 20 in. (50 cm) × 3 in. (7 cm),,,,, | Z363413 |  | Sigma | Scienceware ® gel fixing tray |  | ,,,, | Bel-Art , Bel-Art Electrophoresis Supplies , Electrophoresis Supplies , Gel Staining , Labware , Manufacturer Browser |  | 16 in. (40 cm) × 20 in. (50 cm) × 3 in. (7 cm) | , |  |  | 16 in. (40 cm) × 20 in. (50 cm) × 3 in. (7 cm)
,L × W × H 21.5 in. (55 cm) × 25.5 in. (65 cm) × 4 in. (10 cm),,,,, | Z363421 |  | Sigma | Scienceware ® gel fixing tray |  | ,,,, | Bel-Art , Bel-Art Electrophoresis Supplies , Electrophoresis Supplies , Gel Staining , Labware , Manufacturer Browser |  | 21.5 in. (55 cm) × 25.5 in. (65 cm) × 4 in. (10 cm) | , |  |  | 21.5 in. (55 cm) × 25.5 in. (65 cm) × 4 in. (10 cm)
,acrylic,,,,, | P8299 |  | Sigma | Parafilm ® "M" cutter/dispenser |  | ,,,, | Bel-Art , Bel-Art Films, Foils & Tapes , Films and Foils , Labware , Manufacturer Browser |  | clear,Bel-Art,acrylic | , |  |  | clear,Bel-Art,acrylic
,sheet size 4 in. × 4 in.,,,,, | Z265071 |  | Aldrich | Scienceware ® Super-Polyfoil ™ |  | ,,,, | Bel-Art , Bel-Art Films, Foils & Tapes , Films and Foils , Labware , Manufacturer Browser |  | pkg of 100 ea,Bel-Art,4 in. × 4 in. | , |  |  | pkg of 100 ea,Bel-Art,4 in. × 4 in.
,sheet size 8 in. × 8 in.,,,,, | Z265101 |  | Aldrich | Scienceware ® Super-Polyfoil ™ |  | ,,,, | Bel-Art , Bel-Art Films, Foils & Tapes , Films and Foils , Labware , Manufacturer Browser |  | pkg of 100 ea,Bel-Art,8 in. × 8 in. | , |  |  | pkg of 100 ea,Bel-Art,8 in. × 8 in.
,diam. × L 40 mm × 90 mm,,,,, | Z253170 |  | Aldrich | Scienceware ® Fritware ® immersion filters |  | ,,,, | Bel-Art , Bel-Art Filtration Equipment , Filtration , Labware , Manufacturer Browser , Membrane Filters , Microbiology Equipment |  | pkg of 2,Bel-Art,high-density polyethylene,40 mm × 90 mm | , |  |  | pkg of 2,Bel-Art,high-density polyethylene,40 mm × 90 mm
,diam. × L 125 mm × 150 mm,,,,, | Z419923 |  | Aldrich | Scienceware ® Fritware ® immersion filters |  | ,,,, | Bel-Art , Bel-Art Filtration Equipment , Filtration , Labware , Manufacturer Browser , Membrane Filters , Microbiology Equipment |  | pkg of 1,Bel-Art,high-density polyethylene,125 mm × 150 mm | , |  |  | pkg of 1,Bel-Art,high-density polyethylene,125 mm × 150 mm
,diam. × L 1/4 in. (6.35 mm) × 12 in. (305 mm),,,,, | Z247782 |  | Aldrich | Scienceware ® Fritware ® porous rods |  | ,,,, | Bel-Art , Bel-Art Filtration Equipment , Filtration Supplies , Labware , Manufacturer Browser , Vacuum Filtration |  | Bel-Art,PE (Linear),93 °C temperature (200°F),90-130 μm,1/4 in. (6.35 mm) × 12 in. (305 mm) | , |  |  | Bel-Art,PE (Linear),93 °C temperature (200°F),90-130 μm,1/4 in. (6.35 mm) × 12 in. (305 mm)
,diam. × L 1/2 in. (12.7 mm) × 12 in. (305 mm),,,,, | Z247804 |  | Aldrich | Scienceware ® Fritware ® porous rods |  | ,,,, | Bel-Art , Bel-Art Filtration Equipment , Filtration Supplies , Labware , Manufacturer Browser , Vacuum Filtration |  | Bel-Art,PE (Linear),93 °C temperature (200°F),90-130 μm,1/2 in. (12.7 mm) × 12 in. (305 mm) | , |  |  | Bel-Art,PE (Linear),93 °C temperature (200°F),90-130 μm,1/2 in. (12.7 mm) × 12 in. (305 mm)
,3 ea of 10, 25, 50, and 100 mL sizes,,,,, | Z420204 |  | Aldrich | Flaskup ® holders assortment pack |  | ,,,, | Bel-Art , Bel-Art Flasks , Flask Supports , Flasks , Labware , Manufacturer Browser , Round-bottom Flasks |  | Bel-Art | , |  |  | Bel-Art
,fits flask, 10 mL,,,,, | Z420131 |  | Aldrich | Flaskup ® holders for round-bottom flasks |  | ,,,, | Bel-Art , Bel-Art Flasks , Flask Supports , Flasks , Labware , Manufacturer Browser , Round-bottom Flasks |  | pkg of 3 ea,Bel-Art,fits flask 10 mL | , |  |  | pkg of 3 ea,Bel-Art,fits flask 10 mL
,fits flask, 25 mL,,,,, | Z420158 |  | Aldrich | Flaskup ® holders for round-bottom flasks |  | ,,,, | Bel-Art , Bel-Art Flasks , Flask Supports , Flasks , Labware , Manufacturer Browser , Round-bottom Flasks |  | pkg of 3 ea,Bel-Art,fits flask 25 mL | , |  |  | pkg of 3 ea,Bel-Art,fits flask 25 mL
,fits flask, 50 mL,,,,, | Z420166 |  | Aldrich | Flaskup ® holders for round-bottom flasks |  | ,,,, | Bel-Art , Bel-Art Flasks , Flask Supports , Flasks , Labware , Manufacturer Browser , Round-bottom Flasks |  | pkg of 3 ea,Bel-Art,fits flask 50 mL | , |  |  | pkg of 3 ea,Bel-Art,fits flask 50 mL
,fits flask, 100 mL,,,,, | Z420174 |  | Aldrich | Flaskup ® holders for round-bottom flasks |  | ,,,, | Bel-Art , Bel-Art Flasks , Flask Supports , Flasks , Labware , Manufacturer Browser , Round-bottom Flasks |  | pkg of 3 ea,Bel-Art,fits flask 100 mL | , |  |  | pkg of 3 ea,Bel-Art,fits flask 100 mL
,fits flask, 250 mL,,,,, | Z420182 |  | Aldrich | Flaskup ® holders for round-bottom flasks |  | ,,,, | Bel-Art , Bel-Art Flasks , Flask Supports , Flasks , Labware , Manufacturer Browser , Round-bottom Flasks |  | pkg of 3 ea,Bel-Art,fits flask 250 mL | , |  |  | pkg of 3 ea,Bel-Art,fits flask 250 mL
,fits flask, 500 mL,,,,, | Z420190 |  | Aldrich | Flaskup ® holders for round-bottom flasks |  | ,,,, | Bel-Art , Bel-Art Flasks , Flask Supports , Flasks , Labware , Manufacturer Browser , Round-bottom Flasks |  | pkg of 3 ea,Bel-Art,fits flask 500 mL | , |  |  | pkg of 3 ea,Bel-Art,fits flask 500 mL
,holds 15 mL or 50 mL tubes, white polypropylene, autoclavable,,,,, | Z756717 |  | Sigma | Clear view conical tube holder |  | ,,,, | Bel-Art , Bel-Art Floating Racks , Labware , Manufacturer Browser , Tube caps , Tubes |  | bag of 4 ea,Bel-Art, F18796-0000,white polypropylene,autoclavable | , |  |  | bag of 4 ea,Bel-Art, F18796-0000,white polypropylene,autoclavable
,non-grip style, white polystyrene round,,,,, | Z756695 |  | Sigma | Scienceware ® 50 mL tube holder |  | ,,,, | Bel-Art , Bel-Art Floating Racks , Labware , Manufacturer Browser , Tube caps , Tubes |  | bag of 5 ea,Bel-Art, F18795-0000,white polystyrene round | , |  |  | bag of 5 ea,Bel-Art, F18795-0000,white polystyrene round
,grip style, blue polystyrene round,,,,, | Z756709 |  | Sigma | Scienceware ® 50 mL tube holder |  | ,,,, | Bel-Art , Bel-Art Floating Racks , Labware , Manufacturer Browser , Tube caps , Tubes |  | bag of 5 ea,Bel-Art, F18795-0001,blue polystyrene round | , |  |  | bag of 5 ea,Bel-Art, F18795-0001,blue polystyrene round
,is ideal for schools, junior colleges, and universities,,,,, | Z177628 |  | Aldrich | Bench-top fume hood |  | ,,,, | Bel-Art , Bel-Art Fume Hoods , Bench-top fume hood , Ductless Air Cleaning System , Fume Hood , Labware , Manufacturer Browser , System Configuration - Step 1 |  | Bel-Art,18 1/2 in. × 22 1/4 in. × 10 in.,PE | , |  |  | Bel-Art,18 1/2 in. × 22 1/4 in. × 10 in.,PE
,Threaded metal,,,,, | Z170011 |  | Aldrich | Scienceware ® glove box adapter |  | ,,,, | Bel-Art , Bel-Art Glove Bags & Boxes , Labware , Manufacturer Browser |  | Bel-Art,D | , |  |  | Bel-Art,D
,gauntlet L 5 in. (13 cm), overall L 13 in. (33 cm),,,,, | Z408492 |  | Aldrich | Clavies ® biohazard autoclave gloves |  | ,,,, | Bel-Art , Bel-Art Gloves , Clavies Biohazard Autoclave Gloves , Gloves , Labware , Manufacturer Browser , Specialist Gloves |  | reusable,Bel-Art,orange,cotton,CE compliant,pkg of 1 pair,one size fits all,non-sterile,5 in. (13 cm),13 in. (33 cm) | , |  |  | reusable,Bel-Art,orange,cotton,CE compliant,pkg of 1 pair,one size fits all,non-sterile,5 in. (13 cm),13 in. (33 cm)
,gauntlet L 11 in. (28 cm), overall L 18 1/2 in. (47 cm),,,,, | Z408506 |  | Aldrich | Clavies ® biohazard autoclave gloves |  | ,,,, | Bel-Art , Bel-Art Gloves , Clavies Biohazard Autoclave Gloves , Gloves , Labware , Manufacturer Browser , Specialist Gloves |  | reusable,Bel-Art,orange,cotton,CE compliant,pkg of 1 pair,one size fits all,non-sterile,11 in. (28 cm),18 1/2 in. (47 cm) | , |  |  | reusable,Bel-Art,orange,cotton,CE compliant,pkg of 1 pair,one size fits all,non-sterile,11 in. (28 cm),18 1/2 in. (47 cm)
,clear,,,,, | Z197386 |  | Aldrich | Disposable glove dispenser |  | ,,,, | Bel-Art , Bel-Art Gloves , Glove Dispensers , Gloves , Labware , Manufacturer Browser |  | clear,Bel-Art,11 1/8 in. (283 mm) × 6 5/8 in. (168 mm) × 4 in. (102 mm),acrylic | , |  |  | clear,Bel-Art,11 1/8 in. (283 mm) × 6 5/8 in. (168 mm) × 4 in. (102 mm),acrylic
,L × W 10 in. × 4 in. , mitt size,,,,, | Z104612 |  | Aldrich | Rubber hand protector |  | ,,,, | Bel-Art , Bel-Art Gloves , Gloves , Hand Protector Grip Gloves , Labware , Manufacturer Browser , Specialist Gloves |  | Bel-Art,10 in. × 4 in. , mitt size | , |  |  | Bel-Art,10 in. × 4 in. , mitt size
,L 152 mm (6 in.), pkg of 1 ea,,,,, | Z378623 |  | Sigma | Double-ended pestle for microcentrifuge tubes |  | ,,,, | Bel-Art , Bel-Art Homogenizers , Centrifugation Supplies , Labware , Leaf Grinding Products , Manufacturer Browser , Microcentrifuge Tubes , Microcentrifuge tube accessories , Plant Biotechnology , Plant Laboratory Supplies and Books , 分子生物学 |  | pkg of 1 ea,Bel-Art,152 mm (6 in.) | , |  |  | pkg of 1 ea,Bel-Art,152 mm (6 in.)
,jaw closes automatically when not in use,,,,, | Z146277 |  | Aldrich | Scienceware ® plastic-tubing cutter |  | ,,,, | Bel-Art , Bel-Art Knives & Cutters , Knives and Cutters , Labware , Manufacturer Browser |  | Bel-Art | , |  |  | Bel-Art
,size 7/8 in.,,,,, | Z146242 |  | Aldrich | Scienceware ® plastic-tubing cutter, replacement blade |  | ,,,, | Bel-Art , Bel-Art Knives & Cutters , Knives and Cutters , Labware , Manufacturer Browser |  | Bel-Art,7/8 in. | , |  |  | Bel-Art,7/8 in.
,allows one-handed uncapping and capping of marker,,,,, | Z675520 |  | Aldrich | Captor ® pen holder |  | ,,,, | Bel-Art , Bel-Art Labels & Markers , Labels and Markers , Labware , Manufacturer Browser , Markers |  | Bel-Art F13373-0000,25 mm (1 in.) × 25 mm (1 in.) × 51 mm (2 in.),black polycarbonate | , |  |  | Bel-Art F13373-0000,25 mm (1 in.) × 25 mm (1 in.) × 51 mm (2 in.),black polycarbonate
,blue ink,,,,, | Z225045 |  | Aldrich | Scienceware ® Bel-Pen ™ marking pen |  | ,,,, | Bel-Art , Bel-Art Labels & Markers , Labels and Markers , Labware , Manufacturer Browser , Markers |  | pkg of 3,Bel-Art,blue ink | , |  |  | pkg of 3,Bel-Art,blue ink
,size 1/2 in. × 1 1/2 in.,,,,, | Z115517 |  | Aldrich | Scienceware ® protective lab-labeling system labels |  | ,,,, | Bel-Art , Bel-Art Labels & Markers , Labeling Systems , Labels and Markers , Labware , Manufacturer Browser , Scienceware protective lab-labeling system |  | pkg of 10 (100 labels per pad),Bel-Art,white,1/2 in. × 1 1/2 in. | , |  |  | pkg of 10 (100 labels per pad),Bel-Art,white,1/2 in. × 1 1/2 in.
,size 1 in. × 3 in.,,,,, | Z115525 |  | Aldrich | Scienceware ® protective lab-labeling system labels |  | ,,,, | Bel-Art , Bel-Art Labels & Markers , Labeling Systems , Labels and Markers , Labware , Manufacturer Browser , Scienceware protective lab-labeling system |  | pkg of 10 (100 labels per pad),Bel-Art,white,1 in. × 3 in. | , |  |  | pkg of 10 (100 labels per pad),Bel-Art,white,1 in. × 3 in.
,size 1 1/2 in. × 3 in.,,,,, | Z115533 |  | Aldrich | Scienceware ® protective lab-labeling system labels |  | ,,,, | Bel-Art , Bel-Art Labels & Markers , Labeling Systems , Labels and Markers , Labware , Manufacturer Browser , Scienceware protective lab-labeling system |  | pkg of 10 (100 labels per pad),Bel-Art,white,1 1/2 in. × 3 in. | , |  |  | pkg of 10 (100 labels per pad),Bel-Art,white,1 1/2 in. × 3 in.
,W 1 in.,,,,, | Z115487 |  | Aldrich | Scienceware ® protective lab-labeling system tape |  | ,,,, | Bel-Art , Bel-Art Labels & Markers , General Labels , Label Tape , Labeling Systems , Labels and Markers , Labware , Manufacturer Browser , Scienceware protective lab-labeling system |  | roll of 32.9 m,Bel-Art,polyester tape,1 in.,1 mil | , |  |  | roll of 32.9 m,Bel-Art,polyester tape,1 in.,1 mil
,W 1 1/2 in.,,,,, | Z115495 |  | Aldrich | Scienceware ® protective lab-labeling system tape |  | ,,,, | Bel-Art , Bel-Art Labels & Markers , General Labels , Label Tape , Labeling Systems , Labels and Markers , Labware , Manufacturer Browser , Scienceware protective lab-labeling system |  | roll of 32.9 m,Bel-Art,polyester tape,1 1/2 in.,1 mil | , |  |  | roll of 32.9 m,Bel-Art,polyester tape,1 1/2 in.,1 mil
,W 2 in.,,,,, | Z115509 |  | Aldrich | Scienceware ® protective lab-labeling system tape |  | ,,,, | Bel-Art , Bel-Art Labels & Markers , General Labels , Label Tape , Labeling Systems , Labels and Markers , Labware , Manufacturer Browser , Scienceware protective lab-labeling system |  | roll of 32.9 m,Bel-Art,polyester tape,2 in.,1 mil | , |  |  | roll of 32.9 m,Bel-Art,polyester tape,2 in.,1 mil
,,,,,, | Z244384 |  | Aldrich | Scienceware ® protective lab-labeling system weight attachment for tape dispenser |  | ,,,, | Bel-Art , Bel-Art Labels & Markers , General Labels , Label Tape , Labels and Markers , Labware , Manufacturer Browser |  | Bel-Art,5 in. × 8 1/2 in. × 1/2 in. | , |  |  | Bel-Art,5 in. × 8 1/2 in. × 1/2 in.
,W 1/2 in.,,,,, | Z135887 |  | Aldrich | Write-on ™ label tape |  | ,,,, | Bel-Art , Bel-Art Labels & Markers , General Labels , Label Tape , Labels and Markers , Labware , Manufacturer Browser |  | Bel-Art,1/2 in. | , |  |  | Bel-Art,1/2 in.
,W 3/4 in.,,,,, | Z135895 |  | Aldrich | Write-on ™ label tape |  | ,,,, | Bel-Art , Bel-Art Labels & Markers , General Labels , Label Tape , Labels and Markers , Labware , Manufacturer Browser |  | Bel-Art,3/4 in. | , |  |  | Bel-Art,3/4 in.
,W 1 in.,,,,, | Z135909 |  | Aldrich | Write-on ™ label tape |  | ,,,, | Bel-Art , Bel-Art Labels & Markers , General Labels , Label Tape , Labels and Markers , Labware , Manufacturer Browser |  | Bel-Art,1 in. | , |  |  | Bel-Art,1 in.
,comes with built-in cutting-edge, plus finger holes that permit easy removal of tap,,,,, | Z135879 |  | Aldrich | Write-on ™ label-tape dispenser |  | ,,,, | Bel-Art , Bel-Art Labels & Markers , General Labels , Label Tape , Labels and Markers , Labware , Manufacturer Browser |  | Bel-Art | , |  |  | Bel-Art
,accuracy: ± 0.1 mm,,,,, | Z503576 |  | Aldrich | Scienceware ® Digi-Max ™ slide caliper |  | ,,,, | Bel-Art , Bel-Art Measurement Supplies , Labware , Manufacturer Browser , Measurement Devices |  | pkg of 1 ea,Bel-Art | , |  |  | pkg of 1 ea,Bel-Art
,Direct-reading type,,,,, | Z136115 |  | Aldrich | Scienceware ® vernier caliper |  | ,,,, | Bel-Art , Bel-Art Measurement Supplies , Labware , Manufacturer Browser , Measurement Devices |  | Bel-Art H134150000 | , |  |  | Bel-Art H134150000
,Holds approximately 72 slides,,,,, | Z374415 |  | Sigma | Scienceware ® microscope slide dispenser |  | ,,,, | Bel-Art , Bel-Art Microscopy Supplies , Labware , Light Microscopy , Manufacturer Browser , Microscopy & Staining |  | Bel-Art,4 3/8 in. (111 mm) × 4 7/8 in. (124 mm) × 5 in. (140 mm) | , |  |  | Bel-Art,4 3/8 in. (111 mm) × 4 7/8 in. (124 mm) × 5 in. (140 mm)
,accepts up to 10 single or double slides standing on end,,,,, | Z374407 |  | Sigma | Scienceware ® microscope slide holder |  | ,,,, | Bel-Art , Bel-Art Microscopy Supplies , Labware , Light Microscopy , Manufacturer Browser , Microscopy & Staining |  | Bel-Art,10 in. (25 cm) × 2 in. (5 cm) × 1 1/4 in. (3 cm) | , |  |  | Bel-Art,10 in. (25 cm) × 2 in. (5 cm) × 1 1/4 in. (3 cm)
,provides the utmost protection for up to 100 − 1 in. × 3 in. (25 × 75 mm) microscope slides,,,,, | Z374385 |  | Sigma | Scienceware ® slide box, hinged |  | ,,,, | Antibody Cover Glasses and Slides , Antibody/Immunology Supplies , Bel-Art , Bel-Art Microscopy Supplies , Labware , Light Microscopy , Manufacturer Browser , Microscopy & Staining |  | Bel-Art | , |  |  | Bel-Art
,non-sterile,,,,, | Z379271 |  | Sigma | Deepwell 96 well plate |  | ,,,, | 96 Well Plates , Bel-Art , Bel-Art Multiwell Plates , Drug Discovery , Labware , Manufacturer Browser , Multiwell Plates , Other 96-Well Multiwell Plates , Uncoated Multiwell Plates , 细胞培养 |  | clear polypropylene wells conical bottom (translucent),Bel-Art,polypropylene plate,2 mL,translucent,non-sterile,Non-treated surface treatment,2 mL,96 wells | , |  |  | clear polypropylene wells conical bottom (translucent),Bel-Art,polypropylene plate,2 mL,translucent,non-sterile,Non-treated surface treatment,2 mL,96 wells
,Cover only,,,,, | Z379298 |  | Sigma | Deepwell 96 well plate |  | ,,,, | 96 Well Plates , Bel-Art , Bel-Art Multiwell Plates , Drug Discovery , Labware , Manufacturer Browser , Multiwell Plates , Other 96-Well Multiwell Plates , Uncoated Multiwell Plates , 细胞培养 |  | Bel-Art,Non-treated surface treatment,none,polypropylene plate,2 mL,non-sterile,96 wells | , |  |  | Bel-Art,Non-treated surface treatment,none,polypropylene plate,2 mL,non-sterile,96 wells
,can be tilted and locked in position with thumbwheels,,,,, | Z363359 |  | Sigma | Scienceware ® multiwell plate tilt stand |  | ,,,, | Bel-Art , Bel-Art Multiwell Plates , Labware , Manufacturer Browser , Multiwell Plates , Washers, Orienters, etc. |  | none,Bel-Art,Non-treated surface treatment,non-sterile | , |  |  | none,Bel-Art,Non-treated surface treatment,non-sterile
,,,,,, | Z379301 |  | Sigma | Side Loader collar for Deepwell plate |  | ,,,, | 96 Well Plates , Bel-Art , Bel-Art Multiwell Plates , Drug Discovery , Labware , Manufacturer Browser , Multiwell Plates , Other 96-Well Multiwell Plates , Uncoated Multiwell Plates , 细胞培养 |  | none,Bel-Art,Non-treated surface treatment,non-sterile,96 wells | , |  |  | none,Bel-Art,Non-treated surface treatment,non-sterile,96 wells
,polystyrene,,,,, | Z370797 |  | Sigma | Vaccu-Pette/96 ™ multiwell pipetter |  | ,,,, | Bel-Art , Bel-Art Multiwell Plates , Labware , Manufacturer Browser , Multiwell Plates , Washers, Orienters, etc. |  | Bel-Art,Non-treated surface treatment,127 mm × 86 × 37 mm,none,polystyrene,sterile,96 wells | , |  |  | Bel-Art,Non-treated surface treatment,127 mm × 86 × 37 mm,none,polystyrene,sterile,96 wells
,non-sterile, polycarbonate, autoclavable,,,,, | Z370800 |  | Sigma | Vaccu-Pette/96 ™ multiwell pipetter |  | ,,,, | Bel-Art , Bel-Art Multiwell Plates , Labware , Manufacturer Browser , Multiwell Plates , Washers, Orienters, etc. |  | polycarbonate,Bel-Art,polycarbonate plate,127 mm × 86 mm × 37 mm,none,Non-treated surface treatment,non-sterile,96 wells | , |  |  | polycarbonate,Bel-Art,polycarbonate plate,127 mm × 86 mm × 37 mm,none,Non-treated surface treatment,non-sterile,96 wells
,vinyl bulb, fits 6-8 mm pipettes, L × diam. 70 mm × 5 mm,,,,, | Z136085 |  | Aldrich | Bel-Bulb ™ pipettor |  | ,,,, | Bel-Art , Bel-Art Pipets , Labware , Liquid Handling Equipment , Manufacturer Browser , Pipette Bulbs and Fillers |  | Bel-Art,vinyl bulb,fits 6-8 mm pipettes,70 mm × 5 mm | , |  |  | Bel-Art,vinyl bulb,fits 6-8 mm pipettes,70 mm × 5 mm
,bulb draw 20 mL,,,,, | Z206784 |  | Aldrich | Bellows sampler |  | ,,,, | Bel-Art , Bel-Art Pipets , Drum Accessories , Drum Samplers , Labware , Manufacturer Browser |  | bag of 5 ea,Bel-Art,39 cm (15 1/4 in.),20 mL | , |  |  | bag of 5 ea,Bel-Art,39 cm (15 1/4 in.),20 mL
,bulb draw 50 mL,,,,, | Z206792 |  | Aldrich | Bellows sampler |  | ,,,, | Bel-Art , Bel-Art Pipets , Drum Accessories , Drum Samplers , Labware , Manufacturer Browser |  | bag of 5 ea,Bel-Art,49.5 cm (19 1/2 in.),50 mL | , |  |  | bag of 5 ea,Bel-Art,49.5 cm (19 1/2 in.),50 mL
,blue,,,,, | P8049 |  | Sigma | Pipette Pump ™ II |  | ,,,, | Bel-Art , Bel-Art Pipets , Labware , Liquid Handling Equipment , Manufacturer Browser , Pipette Controllers and Pumps |  | blue,Bel-Art | , |  |  | blue,Bel-Art
,green,,,,, | P7924 |  | Sigma | Pipette Pump ™ II |  | ,,,, | Bel-Art , Bel-Art Pipets , Labware , Liquid Handling Equipment , Manufacturer Browser , Pipette Controllers and Pumps |  | green,Bel-Art | , |  |  | green,Bel-Art
,red,,,,, | P7799 |  | Sigma | Pipette Pump ™ II |  | ,,,, | Bel-Art , Bel-Art Pipets , Labware , Liquid Handling Equipment , Manufacturer Browser , Pipette Controllers and Pumps |  | red,Bel-Art | , |  |  | red,Bel-Art
,pkg of 1 ea,,,,, | Z118923 |  | Aldrich | Safety bulb ® |  | ,,,, | Bel-Art , Bel-Art Pipets , Labware , Liquid Handling Equipment , Manufacturer Browser , Pipette Bulbs and Fillers |  | pkg of 1 ea,Bel-Art | , |  |  | pkg of 1 ea,Bel-Art
,pkg of 6 ea,,,,, | Z281514 |  | Aldrich | Scienceware ® Vikem ® pipette aid |  | ,,,, | Bel-Art , Bel-Art Pipets , Labware , Liquid Handling Equipment , Manufacturer Browser , Pipette Bulbs and Fillers |  | pkg of 6 ea,Bel-Art | , |  |  | pkg of 6 ea,Bel-Art
,stainless steel,,,,, | Z363499 |  | Sigma | Pipette workstation |  | ,,,, | Bel-Art , Bel-Art Pipettors & Tips , Labware , Liquid Handling Equipment , Manufacturer Browser , Pipettes, Pipettors and Tips , Pipettor Accessories , Pipettors |  | Bel-Art,stainless steel | , |  |  | Bel-Art,stainless steel
,each well holds 5 mL and has a V-bottom,,,,, | Z370843 |  | Sigma | Scienceware ® pipette reservoir, 12 well |  | ,,,, | Bel-Art , Bel-Art Pipettors & Tips , Labware , Liquid Handling Equipment , Manufacturer Browser , Pipettes, Pipettors and Tips , Pipetting Reservoirs , Pipettor Accessories , Pipettors |  | Bel-Art | , |  |  | Bel-Art
,64 mmHg (abs.) Max. vacuum,,,,, | Z104620 |  | Aldrich | PP water aspirator pump |  | ,,,, | Bel-Art , Bel-Art Pumps , Labware , Manufacturer Browser , Pump Aspirators , Pumps |  | Bel-Art,64 mmHg (abs.) Max. vacuum | , |  |  | Bel-Art,64 mmHg (abs.) Max. vacuum
,Medium, L × W × H 305 mm × 356 mm × 527 mm,,,,, | Z677809 |  | Aldrich | Acrylic workshield for ß-emitters |  | ,,,, | Bel-Art , Bel-Art Safety Equipment , Labware , Manufacturer Browser , Radiation Safety , Radiation Safety Workshields , Safety Equipment |  | Bel-Art F24976-0002,305 mm × 356 mm × 527 mm | , |  |  | Bel-Art F24976-0002,305 mm × 356 mm × 527 mm
,Large, L × W × H 314 mm × 406 mm × 521 mm,,,,, | Z677817 |  | Aldrich | Acrylic workshield for ß-emitters |  | ,,,, | Bel-Art , Bel-Art Safety Equipment , Labware , Manufacturer Browser , Radiation Safety , Radiation Safety Workshields , Safety Equipment |  | Bel-Art F24976-0003,314 mm × 406 mm × 521 mm | , |  |  | Bel-Art F24976-0003,314 mm × 406 mm × 521 mm
,Benchtop,,,,, | Z207187 |  | Aldrich | Broken-glass disposal boxes |  | ,,,, | Bel-Art , Bel-Art Safety Equipment , Cleaners , Containers , Laboratory Cleaning Wipes and More , Labware , Manufacturer Browser , Safety/disposal |  | pkg of 6 ea,Bel-Art,8 in. × 8 in. × 10 in.,not available in EU | , |  |  | pkg of 6 ea,Bel-Art,8 in. × 8 in. × 10 in.,not available in EU
,Floor,,,,, | Z207179 |  | Aldrich | Broken-glass disposal boxes |  | ,,,, | Bel-Art , Bel-Art Safety Equipment , Cleaners , Containers , Laboratory Cleaning Wipes and More , Labware , Manufacturer Browser , Safety/disposal |  | pkg of 6 ea,Bel-Art,12 in. × 12 in. × 27 in.,not available in EU | , |  |  | pkg of 6 ea,Bel-Art,12 in. × 12 in. × 27 in.,not available in EU
,Includes two 32oz polyethylene bottles with covered eye cups and discharge tube,,,,, | Z168068 |  | Aldrich | Double eyewash safety station |  | ,,,, | Bel-Art , Bel-Art Safety Equipment , Eye Protection Accessories , Eye Protection Equipment , Eyewash Equipment , Labware , Manufacturer Browser , Safety Equipment , Spill Control |  | Bel-Art,not available in EU | , |  |  | Bel-Art,not available in EU
,clear acrylic, H × W × D 3 1/4 in. × 9 in. × 6 3/4 in.,,,,, | Z205389 |  | Aldrich | Eye-protection holder |  | ,,,, | Bel-Art , Bel-Art Safety Equipment , Eye Protection Accessories , Eye Protection Equipment , Labware , Manufacturer Browser , Safety Equipment |  | Bel-Art,3 1/4 in. × 9 in. × 6 3/4 in.,clear acrylic,lid: No,6 in. | , |  |  | Bel-Art,3 1/4 in. × 9 in. × 6 3/4 in.,clear acrylic,lid: No,6 in.
,pkg of 1000 dots per roll,,,,, | Z363561 |  | Sigma | Indicator dots, “Radiation” |  | ,,,, | Bel-Art , Bel-Art Safety Equipment , Disposal Containers , General Labels , Labels and Markers , Labware , Manufacturer Browser , Pre-Printed Labels , Radiation Disposal Contaners , Radiation Safety , Radiation Safety Meters and Labels , Safety Equipment |  | pkg of 1000 dots per roll,Bel-Art | , |  |  | pkg of 1000 dots per roll,Bel-Art
,H × O.D. 48 mm × 105 mm,,,,, | Z189901 |  | Aldrich | Mercury collector |  | ,,,, | Bel-Art , Bel-Art Safety Equipment , Labware , Manufacturer Browser , Mercury Collection , Safety Equipment , Spill Control |  | 48 mm × 105 mm,Bel-Art | , |  |  | 48 mm × 105 mm,Bel-Art
,pkg of 12 ea,,,,, | Z189928 |  | Aldrich | Mercury collector replacement pads |  | ,,,, | Bel-Art , Bel-Art Safety Equipment , Labware , Manufacturer Browser , Mercury Collection , Safety Equipment , Spill Control |  | pkg of 12 ea,Bel-Art | , |  |  | pkg of 12 ea,Bel-Art
,W × H × D 8 in. × 20 in. × 4 in.,,,,, | Z205400 |  | Aldrich | Safety glasses dispenser |  | ,,,, | Bel-Art , Bel-Art Safety Equipment , Eye Protection Accessories , Eye Protection Equipment , Labware , Manufacturer Browser , Safety Equipment |  | Bel-Art,8 in. × 20 in. × 4 in.,clear acrylic | , |  |  | Bel-Art,8 in. × 20 in. × 4 in.,clear acrylic
,plastic, capacity 2.5 gal,,,,, | Z555940 |  | Aldrich | Scienceware ® Touch Free ™ automatic waste can |  | ,,,, | Bel-Art , Bel-Art Safety Equipment , Disposal Containers , General Disposal Contaners , Labware , Manufacturer Browser , Safety Equipment |  | Bel-Art,plastic,2.5 gal | , |  |  | Bel-Art,plastic,2.5 gal
,plastic, capacity 7.3 gal,,,,, | Z555959 |  | Aldrich | Scienceware ® Touch Free ™ automatic waste can |  | ,,,, | Bel-Art , Bel-Art Safety Equipment , Disposal Containers , General Disposal Contaners , Labware , Manufacturer Browser , Safety Equipment |  | Bel-Art,plastic,7.3 gal | , |  |  | Bel-Art,plastic,7.3 gal
,stainless steel, capacity 12 gal,,,,, | Z555967 |  | Aldrich | Scienceware ® Touch Free ™ automatic waste can |  | ,,,, | Bel-Art , Bel-Art Safety Equipment , Disposal Containers , General Disposal Contaners , Labware , Manufacturer Browser , Safety Equipment |  | Bel-Art,stainless steel,12 gal | , |  |  | Bel-Art,stainless steel,12 gal
,vibrating platform, size 1.52 mm (0.06 in.) , orbiting diameter,,,,, | Z363626 |  | Sigma | Shaker platform |  | ,,,, | Bel-Art , Bel-Art Shakers , General , Labware , Manufacturer Browser , Shaker Accessories , Shakers & Vortexers |  | Bel-Art,capacity 3 lb (1.4 kg),1.52 mm (0.06 in.) , orbiting diameter | , |  |  | Bel-Art,capacity 3 lb (1.4 kg),1.52 mm (0.06 in.) , orbiting diameter
,orbital shaker platform, size 21.7 mm ( 7/8 in.) , rotating orbit diameter,,,,, | Z363618 |  | Sigma | Shaker platform |  | ,,,, | Bel-Art , Bel-Art Shakers , General , Labware , Manufacturer Browser , Shaker Accessories , Shakers & Vortexers |  | Bel-Art,capacity 15 lb (6.8 kg),21.7 mm ( 7/8 in.) , rotating orbit diameter | , |  |  | Bel-Art,capacity 15 lb (6.8 kg),21.7 mm ( 7/8 in.) , rotating orbit diameter
,20-mm tubes 4 × 5 array,,,,, | Z380210 |  | Sigma | Test tube half racks for orbital mixer |  | ,,,, | Bel-Art , Bel-Art Shakers , General , Labware , Manufacturer Browser , Shaker Accessories , Shakers & Vortexers |  | Bel-Art,128 mm × 105 mm × 72 mm | , |  |  | Bel-Art,128 mm × 105 mm × 72 mm
,16-mm tubes 5 × 6 array,,,,, | Z380202 |  | Sigma | Test tube half racks for orbital mixer |  | ,,,, | Bel-Art , Bel-Art Shakers , General , Labware , Manufacturer Browser , Shaker Accessories , Shakers & Vortexers |  | Bel-Art,128 mm × 105 mm × 72 mm | , |  |  | Bel-Art,128 mm × 105 mm × 72 mm
,13-mm tubes 6 × 7 array,,,,, | Z380199 |  | Sigma | Test tube half racks for orbital mixer |  | ,,,, | Bel-Art , Bel-Art Shakers , General , Labware , Manufacturer Browser , Shaker Accessories , Shakers & Vortexers |  | Bel-Art,128 mm × 105 mm × 72 mm | , |  |  | Bel-Art,128 mm × 105 mm × 72 mm
Cuvette mixer,Square footprint,,,,, | Z370827 |  | Sigma | 比色皿混合器 |  | ,,,, | Bel-Art , Bel-Art Spectroscopy , Labware , Manufacturer Browser , Spectroscopy Supplies , Spectroscopy, UV |  | for full-size spectrophotometer cells and fluorimeter cells | , |  |  | for full-size spectrophotometer cells and fluorimeter cells
Cuvette mixer,Narrow footprint,,,,, | Z370835 |  | Sigma | 比色皿混合器 |  | ,,,, | Bel-Art , Bel-Art Spectroscopy , Labware , Manufacturer Browser , Spectroscopy Supplies , Spectroscopy, UV |  |  | ,
Cuvette rack,Holds 20 cuvettes,,,,, | Z363553 |  | Sigma | 比色皿架 |  | ,,,, | Bel-Art , Bel-Art Spectroscopy , Cuvette Racks, Washers and Tools , Labware , Manufacturer Browser , Spectroscopy , Spectroscopy Supplies , Spectroscopy, UV , UV/Visible (UV/VIS) Spectroscopy , 分析/色谱 , 分析试剂 |  | 8 1/4 in. × 2 3/4 in. × 1 3/8 in.,polypropylene,12.5-mm O.D. cells in two tiers | , |  |  | 8 1/4 in. × 2 3/4 in. × 1 3/8 in.,polypropylene,12.5-mm O.D. cells in two tiers
,holds seventy-two 5 mm tubes,,,,, | Z118257 |  | Aldrich | Polypropylene NMR tube rack |  | ,,,, | Accessories for NMR tubes , Aldrich ColorSpec NMR Tubes, Accessories & Solvents , Alphabetical Listings , Bel-Art , Bel-Art Spectroscopy , Labware , Manufacturer Browser , NMR Tube Accessories , NMR Tubes , NMR Tubes and Accessories , P , Spectroscopy Supplies , Stable Isotopes |  | Bel-Art, 18854-0005 | , |  |  | Bel-Art, 18854-0005
,holds seventy-two 3 mm tubes,,,,, | Z692131 |  | Aldrich | Polypropylene NMR tube rack |  | ,,,, | Accessories for NMR tubes , Aldrich ColorSpec NMR Tubes, Accessories & Solvents , Alphabetical Listings , Bel-Art , Bel-Art Spectroscopy , Labware , Manufacturer Browser , NMR Tube Accessories , NMR Tubes , NMR Tubes and Accessories , P , Spectroscopy Supplies , Stable Isotopes |  | Bel-Art, 18854-0003 | , |  |  | Bel-Art, 18854-0003
,,,,,, | Z177474 |  | Aldrich | Vakuwash ® |  | ,,,, | Bel-Art , Bel-Art Spectroscopy , Labware , Manufacturer Browser , Spectroscopy Supplies , Spectroscopy, UV |  |  | ,
,polypropylene, plate size 6 in. × 6 in.,,,,, | Z158062 |  | Aldrich | Poly-jaque ™ lab jack |  | ,,,, | Bel-Art , Bel-Art Supports , Chemistry Equipment and Labware , Clamps and Supports , Lab Jacks , Labware , Manufacturer Browser |  | Bel-Art,6 in. × 6 in.,polypropylene | , |  |  | Bel-Art,6 in. × 6 in.,polypropylene
,With center rod,,,,, | Z135666 |  | Aldrich | Polypropylene-coated support stand |  | ,,,, | Bel-Art , Bel-Art Supports , Chemistry Equipment and Labware , Clamps and Supports , Labware , Manufacturer Browser , Stands |  | 8 in. × 12 in.,1/2 in. | , |  |  | 8 in. × 12 in.,1/2 in.
,With end rod,,,,, | Z135674 |  | Aldrich | Polypropylene-coated support stand |  | ,,,, | Bel-Art , Bel-Art Supports , Chemistry Equipment and Labware , Clamps and Supports , Labware , Manufacturer Browser , Stands |  | 8 in. × 12 in.,1/2 in. | , |  |  | 8 in. × 12 in.,1/2 in.
,L 9 in.,,,,, | Z115436 |  | Aldrich | Safety tongs |  | ,,,, | Bel-Art , Bel-Art Tools , Labware , Manufacturer Browser , Tongs |  | Bel-Art,9 in. | , |  |  | Bel-Art,9 in.
,safe, useful tool for igniting Bunsen burners, gas stoves, propane, and oxyacetylene torches,,,,, | Z115231 |  | Aldrich | Scienceware ® piezoelectric lighter |  | ,,,, | Bel-Art , Bel-Art Tools , Burners , Heating , Labware , Manufacturer Browser |  | Bel-Art,1 in. × 1 1/2 in. × 8 in. | , |  |  | Bel-Art,1 in. × 1 1/2 in. × 8 in.
,free-floating action makes it easy to push in any direction,,,,, | Z178632 |  | Aldrich | Step stool |  | ,,,, | Bel-Art , Bel-Art Tools , Labware , Manufacturer Browser , Tools |  | 12 in. × 16 in.,Bel-Art | , |  |  | 12 in. × 16 in.,Bel-Art
,L × diam. 43.3 mm × 11 mm, pkg of 100 tubes,,,,, | Z217646 |  | Aldrich | Graduated micro sample tubes |  | ,,,, | Bel-Art , Bel-Art Tubes , Labware , Manufacturer Browser , Plastic Tubes , Tubes |  | pkg of 100 tubes,Bel-Art,43.3 mm × 11 mm | , |  |  | pkg of 100 tubes,Bel-Art,43.3 mm × 11 mm
,double-ended tool opens both small and larger tubes,,,,, | Z719943 |  | Sigma | Microcentrifuge Tube Opener |  | ,,,, | Bel-Art , Bel-Art Tubes , Centrifugation Supplies , Labware , Manufacturer Browser , Microcentrifuge Tubes , Microcentrifuge tube accessories |  | Bel-Art | , |  |  | Bel-Art
,L × diam. 42 mm × 11 mm, pkg of 100 tubes,,,,, | Z217638 |  | Aldrich | Micro sample tubes |  | ,,,, | Bel-Art , Bel-Art Tubes , Labware , Manufacturer Browser , Plastic Tubes , Tubes |  | pkg of 100 tubes,Bel-Art,42 mm × 11 mm | , |  |  | pkg of 100 tubes,Bel-Art,42 mm × 11 mm
,capacity 0.13 mL,,,,, | BAF175700000 |  | Aldrich | Sample vials with captive closure |  | ,,,, | Bel-Art , Bel-Art Tubes , Bottles and Caps , Containers , Labware , Manufacturer Browser , Plastic Bottles , Polystyrene Bottles , Sample Containers |  | pack of 12 ea,Bel-Art, F17570-0000,0.28 in. × 0.54 in.,0.13 mL | , |  |  | pack of 12 ea,Bel-Art, F17570-0000,0.28 in. × 0.54 in.,0.13 mL
,capacity 3.73 mL,,,,, | BAF175730000 |  | Aldrich | Sample vials with captive closure |  | ,,,, | Bel-Art , Bel-Art Tubes , Bottles and Caps , Containers , Labware , Manufacturer Browser , Plastic Bottles , Polystyrene Bottles , Sample Containers |  | pack of 12 ea,Bel-Art, F17573-0000,0.68 in. × 1.09 in.,3.73 mL | , |  |  | pack of 12 ea,Bel-Art, F17573-0000,0.68 in. × 1.09 in.,3.73 mL
,capacity 9.5 mL,,,,, | BAF175740000 |  | Aldrich | Sample vials with captive closure |  | ,,,, | Bel-Art , Bel-Art Tubes , Bottles and Caps , Containers , Labware , Manufacturer Browser , Plastic Bottles , Polystyrene Bottles , Sample Containers |  | pack of 12 ea,Bel-Art, F17574-0000,0.68 in. × 2.25 in.,9.5 mL | , |  |  | pack of 12 ea,Bel-Art, F17574-0000,0.68 in. × 2.25 in.,9.5 mL
,safely and easily removes the tips from PE, PP, and polyallomer microcentrifuge tubes,,,,, | Z217085 |  | Aldrich | Scienceware ® microtube cutter |  | ,,,, | Bel-Art , Bel-Art Tubes , Centrifugation Supplies , Labware , Manufacturer Browser , Microcentrifuge Tubes , Microcentrifuge tube accessories |  | Bel-Art | , |  |  | Bel-Art
,capacity 11 mL,,,,, | BAF175750003 |  | Aldrich | Snap Cap Vials |  | ,,,, | Bel-Art , Bel-Art Tubes , Bottles and Caps , Containers , Labware , Manufacturer Browser , Plastic Bottles , Polystyrene Bottles , Sample Containers |  | pack of 144 ea,Bel-Art, F17575-0003,11 mL | , |  |  | pack of 144 ea,Bel-Art, F17575-0003,11 mL
,capacity 19 mL,,,,, | BAF175750005 |  | Aldrich | Snap Cap Vials |  | ,,,, | Bel-Art , Bel-Art Tubes , Bottles and Caps , Containers , Labware , Manufacturer Browser , Plastic Bottles , Polystyrene Bottles , Sample Containers |  | pack of 144 ea,Bel-Art, F17575-0005,19 mL | , |  |  | pack of 144 ea,Bel-Art, F17575-0005,19 mL
,capacity 26 mL,,,,, | BAF175750007 |  | Aldrich | Snap Cap Vials |  | ,,,, | Bel-Art , Bel-Art Tubes , Bottles and Caps , Containers , Labware , Manufacturer Browser , Plastic Bottles , Polystyrene Bottles , Sample Containers |  | pack of 144 ea,Bel-Art, F17575-0007,26 mL | , |  |  | pack of 144 ea,Bel-Art, F17575-0007,26 mL
,capacity 37 mL,,,,, | BAF175750010 |  | Aldrich | Snap Cap Vials |  | ,,,, | Bel-Art , Bel-Art Tubes , Bottles and Caps , Containers , Labware , Manufacturer Browser , Plastic Bottles , Polystyrene Bottles , Sample Containers |  | pack of 144 ea,Bel-Art, F17575-0010,37 mL | , |  |  | pack of 144 ea,Bel-Art, F17575-0010,37 mL
,capacity 48 mL,,,,, | BAF175750013 |  | Aldrich | Snap Cap Vials |  | ,,,, | Bel-Art , Bel-Art Tubes , Bottles and Caps , Containers , Labware , Manufacturer Browser , Plastic Bottles , Polystyrene Bottles , Sample Containers |  | pack of 144 ea,Bel-Art, F17575-0013,48 mL | , |  |  | pack of 144 ea,Bel-Art, F17575-0013,48 mL
,capacity 55 mL,,,,, | BAF175750015 |  | Aldrich | Snap Cap Vials |  | ,,,, | Bel-Art , Bel-Art Tubes , Bottles and Caps , Containers , Labware , Manufacturer Browser , Plastic Bottles , Polystyrene Bottles , Sample Containers |  | pack of 144 ea,Bel-Art, F17575-0015,55 mL | , |  |  | pack of 144 ea,Bel-Art, F17575-0015,55 mL
,capacity 74 mL,,,,, | BAF175750020 |  | Aldrich | Snap Cap Vials |  | ,,,, | Bel-Art , Bel-Art Tubes , Bottles and Caps , Containers , Labware , Manufacturer Browser , Plastic Bottles , Polystyrene Bottles , Sample Containers |  | pack of 144 ea,Bel-Art, F17575-0020,74 mL | , |  |  | pack of 144 ea,Bel-Art, F17575-0020,74 mL
,capacity 111 mL,,,,, | BAF175750030 |  | Aldrich | Snap Cap Vials |  | ,,,, | Bel-Art , Bel-Art Tubes , Bottles and Caps , Containers , Labware , Manufacturer Browser , Plastic Bottles , Polystyrene Bottles , Sample Containers |  | pack of 72 ea,Bel-Art, F17575-0030,111 mL | , |  |  | pack of 72 ea,Bel-Art, F17575-0030,111 mL
,capacity 148 mL,,,,, | BAF175750040 |  | Aldrich | Snap Cap Vials |  | ,,,, | Bel-Art , Bel-Art Tubes , Bottles and Caps , Containers , Labware , Manufacturer Browser , Plastic Bottles , Polystyrene Bottles , Sample Containers |  | pack of 72 ea,Bel-Art, F17575-0040,148 mL | , |  |  | pack of 72 ea,Bel-Art, F17575-0040,148 mL
,for tubing i.d., 0.25 in., female,,,,, | Z420077 |  | Aldrich | STAT-O-LOK ™ quick-disconnect |  | ,,,, | Accessories , Bel-Art , Bel-Art Tubing , Labware , Manufacturer Browser , Tubing |  | Bel-Art,for tubing i.d. 0.25 in. | , |  |  | Bel-Art,for tubing i.d. 0.25 in.
,for tubing i.d., 0.25, male,,,,, | Z420085 |  | Aldrich | STAT-O-LOK ™ quick-disconnect |  | ,,,, | Accessories , Bel-Art , Bel-Art Tubing , Labware , Manufacturer Browser , Tubing |  | Bel-Art,for tubing i.d. 0.25 | , |  |  | Bel-Art,for tubing i.d. 0.25
,for tubing i.d., 1/8 ‑ 1/4 in.,,,,, | Z104485 |  | Aldrich | Tubing quick-disconnects |  | ,,,, | Bel-Art , Bel-Art Tubing , Hose Coupling Tubing Connector , Labware , Manufacturer Browser , Tubing Connectors |  | pack of 12 ea,Bel-Art, H19727-0000,PE,for tubing i.d. 1/8 ‑ 1/4 in. | , |  |  | pack of 12 ea,Bel-Art, H19727-0000,PE,for tubing i.d. 1/8 ‑ 1/4 in.
,for tubing i.d., 1/4 ‑ 5/16 in.,,,,, | Z104353 |  | Aldrich | Tubing quick-disconnects |  | ,,,, | Bel-Art , Bel-Art Tubing , Hose Coupling Tubing Connector , Labware , Manufacturer Browser , Tubing Connectors |  | pack of 12 ea,Bel-Art, H19728-0000,PE,for tubing i.d. 1/4 ‑ 5/16 in. | , |  |  | pack of 12 ea,Bel-Art, H19728-0000,PE,for tubing i.d. 1/4 ‑ 5/16 in.
,for tubing i.d., 3/8 ‑ 1/2 in.,,,,, | Z104361 |  | Aldrich | Tubing quick-disconnects |  | ,,,, | Bel-Art , Bel-Art Tubing , Hose Coupling Tubing Connector , Labware , Manufacturer Browser , Tubing Connectors |  | pack of 12 ea,Bel-Art, F19729-0000,PE,for tubing i.d. 3/8 ‑ 1/2 in. | , |  |  | pack of 12 ea,Bel-Art, F19729-0000,PE,for tubing i.d. 3/8 ‑ 1/2 in.
,determines I.D. and O.D. of glass tubing, test tubes, etc,,,,, | Z136255 |  | Aldrich | Tubing sizer |  | ,,,, | Accessories , Bel-Art , Bel-Art Tubing , Labware , Manufacturer Browser , Tubing |  | Bel-Art,120 mm × 50 mm × 12 mm,polypropylene,1.5-16 mm | , |  |  | Bel-Art,120 mm × 50 mm × 12 mm,polypropylene,1.5-16 mm
,capacity 0.13 mL,,,,, | Z136166 |  | Aldrich | Polyethylene sample vials |  | ,,,, | Bel-Art , Bel-Art Vials & Caps , Bottles and Caps , Containers , High-Density Polyethylene , Labware , Manufacturer Browser , Plastic Bottles , Plastic vials and inserts , Polyethylene sample vials , Sample Containers , Vials , 分析/色谱 |  | Bel-Art,0.28 in. × 0.54 in.,0.13 mL | , |  |  | Bel-Art,0.28 in. × 0.54 in.,0.13 mL
,capacity 3.73 mL,,,,, | Z136190 |  | Aldrich | Polyethylene sample vials |  | ,,,, | Bel-Art , Bel-Art Vials & Caps , Bottles and Caps , Containers , High-Density Polyethylene , Labware , Manufacturer Browser , Plastic Bottles , Plastic vials and inserts , Polyethylene sample vials , Sample Containers , Vials , 分析/色谱 |  | Bel-Art,0.68 in. × 1.09 in.,3.73 mL | , |  |  | Bel-Art,0.68 in. × 1.09 in.,3.73 mL
,capacity 9.5 mL,,,,, | Z136204 |  | Aldrich | Polyethylene sample vials |  | ,,,, | Bel-Art , Bel-Art Vials & Caps , Bottles and Caps , Containers , High-Density Polyethylene , Labware , Manufacturer Browser , Plastic Bottles , Plastic vials and inserts , Polyethylene sample vials , Sample Containers , Vials , 分析/色谱 |  | Bel-Art,0.68 in. × 2.25 in.,9.5 mL | , |  |  | Bel-Art,0.68 in. × 2.25 in.,9.5 mL
,L × W × H 5 in. × 5 in. × 2 3/4 in.,,,,, | Z169102 |  | Sigma | Kimwipes ® holder |  | ,,,, | Bel-Art , Bel-Art Wipers , Labware , Manufacturer Browser , Wipers |  | 5 in. × 5 in. × 2 3/4 in. | , |  |  | 5 in. × 5 in. × 2 3/4 in.
,with COMBI-Rotor ™ for microtubes or PCR strips/tubes, AC input, US 3-pin plug,,,,, | Z681717 |  | Aldrich | MyFuge ™ 12 mini centrifuge |  | ,,,, | Benchmark Scientific , Benchmark Scientific Centrifuges , Centrifugation Supplies , Centrifuges , Labware , Manufacturer Browser , MyFuge Mini-centrifuges |  | 100 - 240 V, 50 - 60 Hz,5.5 in. (14 cm) × 7.9 in. (20 cm) × 4.4 in. (11.2 cm),5500 rpm speed (2000 × g),Benchmark Scientific | , |  |  | 100 - 240 V, 50 - 60 Hz,5.5 in. (14 cm) × 7.9 in. (20 cm) × 4.4 in. (11.2 cm),5500 rpm speed (2000 × g),Benchmark Scientific
,with COMBI-Rotor ™ for microtubes or PCR strips/tubes, AC input, UK plug,,,,, | Z681725 |  | Aldrich | MyFuge ™ 12 mini centrifuge | (PDF) | ,,,, | Benchmark Scientific , Benchmark Scientific Centrifuges , Centrifugation Supplies , Centrifuges , Labware , Manufacturer Browser , MyFuge Mini-centrifuges |  | 100 - 240 V, 50 - 60 Hz,5.5 in. (14 cm) × 7.9 in. (20 cm) × 4.4 in. (11.2 cm),5500 rpm speed (2000 × g),CE compliant,Benchmark Scientific | , |  |  | 100 - 240 V, 50 - 60 Hz,5.5 in. (14 cm) × 7.9 in. (20 cm) × 4.4 in. (11.2 cm),5500 rpm speed (2000 × g),CE compliant,Benchmark Scientific
,with COMBI-Rotor ™ for microtubes or PCR strips/tubes, AC input, Schuko plug,,,,, | Z681733 |  | Aldrich | MyFuge ™ 12 mini centrifuge | (PDF) | ,,,, | Benchmark Scientific , Benchmark Scientific Centrifuges , Centrifugation Supplies , Centrifuges , Labware , Manufacturer Browser , MyFuge Mini-centrifuges |  | 100 - 240 V, 50 - 60 Hz,5.5 in. (14 cm) × 7.9 in. (20 cm) × 4.4 in. (11.2 cm),5500 rpm speed (2000 × g),CE compliant,Benchmark Scientific | , |  |  | 100 - 240 V, 50 - 60 Hz,5.5 in. (14 cm) × 7.9 in. (20 cm) × 4.4 in. (11.2 cm),5500 rpm speed (2000 × g),CE compliant,Benchmark Scientific
,for 0.2 mL tubes,,,,, | Z681768 |  | Aldrich | MyFuge ™ 12 Mini Centrifuge Adapters |  | ,,,, | Benchmark Scientific , Benchmark Scientific Centrifuges , Centrifugation Supplies , Centrifuges , Labware , Manufacturer Browser , MyFuge Mini-centrifuges |  | Benchmark Scientific,for 0.5 mL tubes | , |  |  | Benchmark Scientific,for 0.5 mL tubes
,for 0.5 mL tubes,,,,, | Z681741 |  | Aldrich | MyFuge ™ 12 Mini Centrifuge Adapters |  | ,,,, | Benchmark Scientific , Benchmark Scientific Centrifuges , Centrifugation Supplies , Centrifuges , Labware , Manufacturer Browser , MyFuge Mini-centrifuges |  | Benchmark Scientific,for 0.5 mL tubes | , |  |  | Benchmark Scientific,for 0.5 mL tubes
,pack of 1 ea,,,,, | Z740145 |  | Aldrich | BactiZapper ™ loop attachment |  | ,,,, | Benchmark Scientific , Benchmark Scientific Microsterilizer , Labware , Manufacturer Browser , Microbiology Equipment , Sterilization |  | pack of 1 ea,Benchmark Scientific, B1000-01 | , |  |  | pack of 1 ea,Benchmark Scientific, B1000-01
,AC input 115 V, capacity 4 L,,,,, | Z690600 |  | Aldrich | MyBath ™ mini water bath system |  | ,,,, | Baths and Circulators , Benchmark Scientific , Benchmark Scientific Water Baths , General Purpose Baths and Circulators , Labware , Manufacturer Browser |  | includes 1.5/2.0 mL, 15 mL & 50 mL tube racks,Benchmark Scientific, B2000-4,+5-100 °C temperature, accuracy: 0.2 °C, (ambient),stainless steel chamber,0.1 °C temp. increments,5.3 in. (13.5 cm) × 9.4 in. (24 cm) × 5.5 in. (14 cm),7.7 in. (19.5 cm) × 13.9 in. (35 cm) × 9 in. (23 cm),4 L | , |  |  | includes 1.5/2.0 mL, 15 mL & 50 mL tube racks,Benchmark Scientific, B2000-4,+5-100 °C temperature, accuracy: 0.2 °C, (ambient),stainless steel chamber,0.1 °C temp. increments,5.3 in. (13.5 cm) × 9.4 in. (24 cm) × 5.5 in. (14 cm),7.7 in. (19.5 cm) × 13.9 in. (35 cm) × 9 in. (23 cm),4 L
,AC input 230 V (UK plug), capacity 4 L,,,,, | Z690619 |  | Aldrich | MyBath ™ mini water bath system |  | ,,,, | Baths and Circulators , Benchmark Scientific , Benchmark Scientific Water Baths , General Purpose Baths and Circulators , Labware , Manufacturer Browser |  | includes 1.5/2.0 mL, 15 mL & 50 mL tube racks,Benchmark Scientific, B2000-4-GB,+5-100 °C temperature, accuracy: 0.2 °C, (ambient),stainless steel chamber,CE compliant,5.3 in. (13.5 cm) × 9.4 in. (24 cm) × 5.5 in. (14 cm),7.7 in. (19.5 cm) × 13.9 in. (35 cm) × 9 in. (23 cm),4 L | , |  |  | includes 1.5/2.0 mL, 15 mL & 50 mL tube racks,Benchmark Scientific, B2000-4-GB,+5-100 °C temperature, accuracy: 0.2 °C, (ambient),stainless steel chamber,CE compliant,5.3 in. (13.5 cm) × 9.4 in. (24 cm) × 5.5 in. (14 cm),7.7 in. (19.5 cm) × 13.9 in. (35 cm) × 9 in. (23 cm),4 L
,for 40 x 0.5 mL tubes,,,,, | Z690635 |  | Aldrich | MyBath ™ test tube rack |  | ,,,, | Baths and Circulators , Benchmark Scientific , Benchmark Scientific Water Baths , General Purpose Baths and Circulators , Labware , Manufacturer Browser |  | Benchmark Scientific, B2000-4-T5,for 40 x 0.5 mL tubes | , |  |  | Benchmark Scientific, B2000-4-T5,for 40 x 0.5 mL tubes
,size M,,,,, | Z405299 |  | Aldrich | Best ® butyl gloves |  | ,,,, | Best Butyl Gloves , Best Gloves , Butyl Heavyweight Gloves , Gloves , Heavyweight Gloves , Labware , Manufacturer Browser |  | reusable,Best Manufacturing 878-08,butyl rubber,latex free,pkg of 1 pair,350 mm × 0.70 mm,non-sterile,M | , |  |  | reusable,Best Manufacturing 878-08,butyl rubber,latex free,pkg of 1 pair,350 mm × 0.70 mm,non-sterile,M
,size L,,,,, | Z405302 |  | Aldrich | Best ® butyl gloves |  | ,,,, | Best Butyl Gloves , Best Gloves , Butyl Heavyweight Gloves , Gloves , Heavyweight Gloves , Labware , Manufacturer Browser |  | reusable,Best Manufacturing 878-09,butyl rubber,latex free,pkg of 1 pair,350 mm × 0.70 mm,non-sterile,L | , |  |  | reusable,Best Manufacturing 878-09,butyl rubber,latex free,pkg of 1 pair,350 mm × 0.70 mm,non-sterile,L
,size XL,,,,, | Z402362 |  | Aldrich | Best ® butyl gloves |  | ,,,, | Best Butyl Gloves , Best Gloves , Butyl Heavyweight Gloves , Gloves , Heavyweight Gloves , Labware , Manufacturer Browser |  | reusable,Best Manufacturing 878-10,butyl rubber,latex free,pkg of 1 pair,350 mm × 0.70 mm,non-sterile,XL | , |  |  | reusable,Best Manufacturing 878-10,butyl rubber,latex free,pkg of 1 pair,350 mm × 0.70 mm,non-sterile,XL
,size XXL,,,,, | Z402370 |  | Aldrich | Best ® butyl gloves |  | ,,,, | Best Butyl Gloves , Best Gloves , Butyl Heavyweight Gloves , Gloves , Heavyweight Gloves , Labware , Manufacturer Browser |  | reusable,Best Manufacturing, 878-11,butyl rubber,latex free,pkg of 1 pair,350 mm × 0.70 mm,non-sterile,XXL | , |  |  | reusable,Best Manufacturing, 878-11,butyl rubber,latex free,pkg of 1 pair,350 mm × 0.70 mm,non-sterile,XXL
,green, size 6‑7 S,,,,, | Z230359 |  | Aldrich | Best ® Derma Thin ™ gloves |  | ,,,, | Best Derma Thin Gloves , Best Gloves , Disposable Gloves , Disposable Latex Gloves , Gloves , Labware , Manufacturer Browser , Powdered Disposable Latex Gloves |  | pkg of 100 gloves,Best,9 1/2 in. × 0.005 in.,green,6‑7 S | , |  |  | pkg of 100 gloves,Best,9 1/2 in. × 0.005 in.,green,6‑7 S
,green, size 7‑8 M,,,,, | Z230367 |  | Aldrich | Best ® Derma Thin ™ gloves |  | ,,,, | Best Derma Thin Gloves , Best Gloves , Disposable Gloves , Disposable Latex Gloves , Gloves , Labware , Manufacturer Browser , Powdered Disposable Latex Gloves |  | powder-free: No,Best Manufacturing 1005SM,green,natural rubber,disposable,pkg of 100 gloves,9 1/2 in. × 0.005 in.,non-sterile,7‑8 M | , |  |  | powder-free: No,Best Manufacturing 1005SM,green,natural rubber,disposable,pkg of 100 gloves,9 1/2 in. × 0.005 in.,non-sterile,7‑8 M
,green, size 8‑9 L,,,,, | Z230375 |  | Aldrich | Best ® Derma Thin ™ gloves |  | ,,,, | Best Derma Thin Gloves , Best Gloves , Disposable Gloves , Disposable Latex Gloves , Gloves , Labware , Manufacturer Browser , Powdered Disposable Latex Gloves |  | powder-free: No,Best Manufacturing 1005ML,green,natural rubber,disposable,pkg of 100 gloves,9 1/2 in. × 0.005 in.,non-sterile,8‑9 L | , |  |  | powder-free: No,Best Manufacturing 1005ML,green,natural rubber,disposable,pkg of 100 gloves,9 1/2 in. × 0.005 in.,non-sterile,8‑9 L
,white, size 8‑9 L,,,,, | Z230405 |  | Aldrich | Best ® Derma Thin ™ gloves |  | ,,,, | Best Derma Thin Gloves , Best Gloves , Disposable Gloves , Disposable Latex Gloves , Gloves , Labware , Manufacturer Browser , Powdered Disposable Latex Gloves |  | powder-free: No,Best Manufacturing W1005ML,white,natural rubber,disposable,pkg of 100 gloves,9 1/2 in. × 0.005 in.,non-sterile,8‑9 L | , |  |  | powder-free: No,Best Manufacturing W1005ML,white,natural rubber,disposable,pkg of 100 gloves,9 1/2 in. × 0.005 in.,non-sterile,8‑9 L
,textured tips, size XS,,,,, | Z543489 |  | Aldrich | Best ® N-DEX ® free disposable nitrile gloves |  | ,,,, | Accelerator Free Disposable Nitrile Gloves , Best Gloves , Best N-DEX Free Disposable Nitrile Gloves , Best N-DEX Free disposable nitrile gloves , Disposable Gloves , Disposable Nitrile Gloves , Gloves , Labware , Manufacturer Browser , Powder-Free Disposable Nitrile Gloves |  | powder-free,Best Manufacturing 7705PFTXS-06,green,nitrile,latex free,pkg of 100 ea,9.5 in. × 4 mil,non-sterile,XS | , |  |  | powder-free,Best Manufacturing 7705PFTXS-06,green,nitrile,latex free,pkg of 100 ea,9.5 in. × 4 mil,non-sterile,XS
,textured tips, size S,,,,, | Z543497 |  | Aldrich | Best ® N-DEX ® free disposable nitrile gloves |  | ,,,, | Accelerator Free Disposable Nitrile Gloves , Best Gloves , Best N-DEX Free Disposable Nitrile Gloves , Best N-DEX Free disposable nitrile gloves , Disposable Gloves , Disposable Nitrile Gloves , Gloves , Labware , Manufacturer Browser , Powder-Free Disposable Nitrile Gloves |  | powder-free,Best Manufacturing 7705PFTS-07,green,nitrile,latex free,pkg of 100 ea,9.5 in. × 4 mil,non-sterile,S | , |  |  | powder-free,Best Manufacturing 7705PFTS-07,green,nitrile,latex free,pkg of 100 ea,9.5 in. × 4 mil,non-sterile,S
,textured tips, size M,,,,, | Z543500 |  | Aldrich | Best ® N-DEX ® free disposable nitrile gloves |  | ,,,, | Accelerator Free Disposable Nitrile Gloves , Best Gloves , Best N-DEX Free Disposable Nitrile Gloves , Best N-DEX Free disposable nitrile gloves , Disposable Gloves , Disposable Nitrile Gloves , Gloves , Labware , Manufacturer Browser , Powder-Free Disposable Nitrile Gloves |  | powder-free,Best Manufacturing 7705PFTM-08,green,nitrile,latex free,pkg of 100 ea,9.5 in. × 4 mil,non-sterile,M | , |  |  | powder-free,Best Manufacturing 7705PFTM-08,green,nitrile,latex free,pkg of 100 ea,9.5 in. × 4 mil,non-sterile,M
,textured tips, size L,,,,, | Z543519 |  | Aldrich | Best ® N-DEX ® free disposable nitrile gloves |  | ,,,, | Accelerator Free Disposable Nitrile Gloves , Best Gloves , Best N-DEX Free Disposable Nitrile Gloves , Best N-DEX Free disposable nitrile gloves , Disposable Gloves , Disposable Nitrile Gloves , Gloves , Labware , Manufacturer Browser , Powder-Free Disposable Nitrile Gloves |  | powder-free,Best Manufacturing 7705PFTL-09,green,nitrile,latex free,pkg of 100 ea,9.5 in. × 4 mil,non-sterile,L | , |  |  | powder-free,Best Manufacturing 7705PFTL-09,green,nitrile,latex free,pkg of 100 ea,9.5 in. × 4 mil,non-sterile,L
,textured tips, size XL,,,,, | Z543527 |  | Aldrich | Best ® N-DEX ® free disposable nitrile gloves |  | ,,,, | Accelerator Free Disposable Nitrile Gloves , Best Gloves , Best N-DEX Free Disposable Nitrile Gloves , Best N-DEX Free disposable nitrile gloves , Disposable Gloves , Disposable Nitrile Gloves , Gloves , Labware , Manufacturer Browser , Powder-Free Disposable Nitrile Gloves |  | powder-free,Best Manufacturing 7705PFTXL-10,green,nitrile,latex free,pkg of 100 ea,9.5 in. × 4 mil,non-sterile,XL | , |  |  | powder-free,Best Manufacturing 7705PFTXL-10,green,nitrile,latex free,pkg of 100 ea,9.5 in. × 4 mil,non-sterile,XL
,lightly powdered, cornstarch, thickness 0.10 mm, size 6‑7 S,,,,, | Z230316 |  | Aldrich | Best ® N-DEX ® laboratory gloves |  | ,,,, | Best Gloves , Best N-DEX Laboratory Gloves , Disposable Gloves , Disposable Nitrile Gloves , Gloves , Labware , Manufacturer Browser , Powdered Disposable Nitrile Gloves |  | lightly powdered cornstarch,N-DEX ® 7005,blue,nitrile,disposable,240 mm,pkg of 100 ea,0.10 mm,non-sterile,6‑7 S | , |  |  | lightly powdered cornstarch,N-DEX ® 7005,blue,nitrile,disposable,240 mm,pkg of 100 ea,0.10 mm,non-sterile,6‑7 S
,lightly powdered, cornstarch, thickness 4 mil (0.12 mm), size 7‑8 M,,,,, | Z230324 |  | Aldrich | Best ® N-DEX ® laboratory gloves |  | ,,,, | Best Gloves , Best N-DEX Laboratory Gloves , Disposable Gloves , Disposable Nitrile Gloves , Gloves , Labware , Manufacturer Browser , Powdered Disposable Nitrile Gloves |  | N-DEX ® 7005,blue,240 mm,lightly powdered cornstarch,pkg of 100 ea,4 mil (0.12 mm),7‑8 M | , |  |  | N-DEX ® 7005,blue,240 mm,lightly powdered cornstarch,pkg of 100 ea,4 mil (0.12 mm),7‑8 M
,lightly powdered, cornstarch, thickness 4 mil (0.12 mm), size 8‑9 L,,,,, | Z230332 |  | Aldrich | Best ® N-DEX ® laboratory gloves |  | ,,,, | Best Gloves , Best N-DEX Laboratory Gloves , Disposable Gloves , Disposable Nitrile Gloves , Gloves , Hematology and Histology Lab Accessories , Labware , Manufacturer Browser , Powdered Disposable Nitrile Gloves , 细胞生物学 , 血液学和组织学 |  | lightly powdered cornstarch,N-DEX ® 7005,blue,nitrile,disposable,240 mm,pkg of 100 ea,4 mil (0.12 mm),non-sterile,8‑9 L | , |  |  | lightly powdered cornstarch,N-DEX ® 7005,blue,nitrile,disposable,240 mm,pkg of 100 ea,4 mil (0.12 mm),non-sterile,8‑9 L
,lightly powdered, cornstarch, thickness 4 mil (0.12 mm), size 9‑10 XL,,,,, | Z230340 |  | Aldrich | Best ® N-DEX ® laboratory gloves |  | ,,,, | Best Gloves , Best N-DEX Laboratory Gloves , Disposable Gloves , Disposable Nitrile Gloves , Gloves , Labware , Manufacturer Browser , Powdered Disposable Nitrile Gloves |  | lightly powdered cornstarch,N-DEX ® 7005,blue,nitrile,disposable,240 mm,pkg of 100 ea,4 mil (0.12 mm),non-sterile,9‑10 XL | , |  |  | lightly powdered cornstarch,N-DEX ® 7005,blue,nitrile,disposable,240 mm,pkg of 100 ea,4 mil (0.12 mm),non-sterile,9‑10 XL
,lightly powdered, cornstarch, thickness 8 mil (0.25 mm), size 6‑7 S,,,,, | Z405353 |  | Aldrich | Best ® N-DEX ® laboratory gloves |  | ,,,, | Best Gloves , Best N-DEX Laboratory Gloves , Disposable Gloves , Disposable Nitrile Gloves , Gloves , Labware , Manufacturer Browser , Powdered Disposable Nitrile Gloves |  | lightly powdered cornstarch,N-DEX ® 8005,blue,nitrile,disposable,240 mm,pkg of 50 ea,8 mil (0.25 mm),non-sterile,6‑7 S | , |  |  | lightly powdered cornstarch,N-DEX ® 8005,blue,nitrile,disposable,240 mm,pkg of 50 ea,8 mil (0.25 mm),non-sterile,6‑7 S
,lightly powdered, cornstarch, thickness 8 mil (0.25 mm), size 7‑8 M,,,,, | Z405361 |  | Aldrich | Best ® N-DEX ® laboratory gloves |  | ,,,, | Best Gloves , Best N-DEX Laboratory Gloves , Disposable Gloves , Disposable Nitrile Gloves , Gloves , Labware , Manufacturer Browser , Powdered Disposable Nitrile Gloves |  | lightly powdered cornstarch,N-DEX ® 8005,blue,nitrile,disposable,240 mm,pkg of 50 ea,8 mil (0.25 mm),non-sterile,7‑8 M | , |  |  | lightly powdered cornstarch,N-DEX ® 8005,blue,nitrile,disposable,240 mm,pkg of 50 ea,8 mil (0.25 mm),non-sterile,7‑8 M
,lightly powdered, cornstarch, thickness 8 mil (0.25 mm), size 8‑9 L,,,,, | Z405388 |  | Aldrich | Best ® N-DEX ® laboratory gloves |  | ,,,, | Best Gloves , Best N-DEX Laboratory Gloves , Disposable Gloves , Disposable Nitrile Gloves , Gloves , Labware , Manufacturer Browser , Powdered Disposable Nitrile Gloves |  | lightly powdered cornstarch,N-DEX ® 8005,blue,nitrile,disposable,240 mm,pkg of 50 ea,8 mil (0.25 mm),non-sterile,8‑9 L | , |  |  | lightly powdered cornstarch,N-DEX ® 8005,blue,nitrile,disposable,240 mm,pkg of 50 ea,8 mil (0.25 mm),non-sterile,8‑9 L
,lightly powdered, cornstarch, thickness 8 mil (0.25 mm), size 9‑10 XL,,,,, | Z405396 |  | Aldrich | Best ® N-DEX ® laboratory gloves |  | ,,,, | Best Gloves , Best N-DEX Laboratory Gloves , Disposable Gloves , Disposable Nitrile Gloves , Gloves , Labware , Manufacturer Browser , Powdered Disposable Nitrile Gloves |  | lightly powdered cornstarch,N-DEX ® 8005,blue,nitrile,disposable,240 mm,pkg of 50 ea,8 mil (0.25 mm),non-sterile,9‑10 XL | , |  |  | lightly powdered cornstarch,N-DEX ® 8005,blue,nitrile,disposable,240 mm,pkg of 50 ea,8 mil (0.25 mm),non-sterile,9‑10 XL
,powder-free, thickness 4 mil (0.12 mm), size 6‑7 S,,,,, | Z423254 |  | Aldrich | Best ® N-DEX ® laboratory gloves |  | ,,,, | Best Gloves , Best N-DEX Laboratory Gloves , Best N-DEX laboratory gloves , Disposable Gloves , Disposable Nitrile Gloves , Gloves , Labware , Manufacturer Browser , Powder-Free Disposable Nitrile Gloves |  | powder-free,N-DEX ® 7005 PF,blue,nitrile,disposable,240 mm,pkg of 100 ea,4 mil (0.12 mm),non-sterile,6‑7 S | , |  |  | powder-free,N-DEX ® 7005 PF,blue,nitrile,disposable,240 mm,pkg of 100 ea,4 mil (0.12 mm),non-sterile,6‑7 S
,powder-free, thickness 4 mil (0.12 mm), size 7‑8 M,,,,, | Z423262 |  | Aldrich | Best ® N-DEX ® laboratory gloves |  | ,,,, | Best Gloves , Best N-DEX Laboratory Gloves , Best N-DEX laboratory gloves , Disposable Gloves , Disposable Nitrile Gloves , Gloves , Labware , Manufacturer Browser , Powder-Free Disposable Nitrile Gloves |  | powder-free,N-DEX ® 7005 PF,blue,nitrile,disposable,240 mm,pkg of 100 ea,4 mil (0.12 mm),non-sterile,7‑8 M | , |  |  | powder-free,N-DEX ® 7005 PF,blue,nitrile,disposable,240 mm,pkg of 100 ea,4 mil (0.12 mm),non-sterile,7‑8 M
,powder-free, thickness 4 mil (0.12 mm), size 8‑9 L,,,,, | Z423270 |  | Aldrich | Best ® N-DEX ® laboratory gloves |  | ,,,, | Best Gloves , Best N-DEX Laboratory Gloves , Best N-DEX laboratory gloves , Disposable Gloves , Disposable Nitrile Gloves , Gloves , Labware , Manufacturer Browser , Powder-Free Disposable Nitrile Gloves |  | powder-free,N-DEX ® 7005 PF,blue,nitrile,disposable,240 mm,pkg of 100 ea,4 mil (0.12 mm),non-sterile,8‑9 L | , |  |  | powder-free,N-DEX ® 7005 PF,blue,nitrile,disposable,240 mm,pkg of 100 ea,4 mil (0.12 mm),non-sterile,8‑9 L
,powder-free, thickness 4 mil (0.12 mm), size 9‑10 XL,,,,, | Z423289 |  | Aldrich | Best ® N-DEX ® laboratory gloves |  | ,,,, | Best Gloves , Best N-DEX Laboratory Gloves , Best N-DEX laboratory gloves , Disposable Gloves , Disposable Nitrile Gloves , Gloves , Labware , Manufacturer Browser , Powder-Free Disposable Nitrile Gloves |  | powder-free,N-DEX ® 7005 PF,blue,nitrile,disposable,240 mm,pkg of 100 ea,4 mil (0.12 mm),non-sterile,9‑10 XL | , |  |  | powder-free,N-DEX ® 7005 PF,blue,nitrile,disposable,240 mm,pkg of 100 ea,4 mil (0.12 mm),non-sterile,9‑10 XL
,size 6‑7 S,,,,, | Z402036 |  | Aldrich | Best ® N-DEX ® powder-free medical exam gloves |  | ,,,, | Best Gloves , Best N-DEX Powder-Free Medical Exam Gloves , Best N-DEX medical exam gloves , Disposable Gloves , Disposable Nitrile Gloves , Gloves , Labware , Manufacturer Browser , Powder-Free Disposable Nitrile Gloves |  | powder-free,Best Manufacturing 6005PFS,ambidextrous,CE compliant,pkg of 100 ea,240 mm × 0.10 mm,sterile,6‑7 S | , |  |  | powder-free,Best Manufacturing 6005PFS,ambidextrous,CE compliant,pkg of 100 ea,240 mm × 0.10 mm,sterile,6‑7 S
,size 7‑8 M,,,,, | Z402044 |  | Aldrich | Best ® N-DEX ® powder-free medical exam gloves |  | ,,,, | Best Gloves , Best N-DEX Powder-Free Medical Exam Gloves , Best N-DEX medical exam gloves , Disposable Gloves , Disposable Nitrile Gloves , Gloves , Labware , Manufacturer Browser , Powder-Free Disposable Nitrile Gloves |  | powder-free,Best Manufacturing 6005PFM,ambidextrous,CE compliant,pkg of 100 ea,240 mm × 0.10 mm,sterile,7‑8 M | , |  |  | powder-free,Best Manufacturing 6005PFM,ambidextrous,CE compliant,pkg of 100 ea,240 mm × 0.10 mm,sterile,7‑8 M
,size 8‑9 L,,,,, | Z402052 |  | Aldrich | Best ® N-DEX ® powder-free medical exam gloves |  | ,,,, | Best Gloves , Best N-DEX Powder-Free Medical Exam Gloves , Best N-DEX medical exam gloves , Disposable Gloves , Disposable Nitrile Gloves , Gloves , Labware , Manufacturer Browser , Powder-Free Disposable Nitrile Gloves |  | powder-free,Best Manufacturing 6005PFL,ambidextrous,CE compliant,pkg of 100 ea,240 mm × 0.10 mm,sterile,8‑9 L | , |  |  | powder-free,Best Manufacturing 6005PFL,ambidextrous,CE compliant,pkg of 100 ea,240 mm × 0.10 mm,sterile,8‑9 L
,size 9‑10 XL,,,,, | Z402060 |  | Aldrich | Best ® N-DEX ® powder-free medical exam gloves |  | ,,,, | Best Gloves , Best N-DEX Powder-Free Medical Exam Gloves , Best N-DEX medical exam gloves , Disposable Gloves , Disposable Nitrile Gloves , Gloves , Labware , Manufacturer Browser , Powder-Free Disposable Nitrile Gloves |  | powder-free,Best Manufacturing 6005PFXL,ambidextrous,CE compliant,pkg of 100 ea,240 mm × 0.10 mm,sterile,9‑10 XL | , |  |  | powder-free,Best Manufacturing 6005PFXL,ambidextrous,CE compliant,pkg of 100 ea,240 mm × 0.10 mm,sterile,9‑10 XL
,size S,,,,, | Z647942 |  | Aldrich | Best ® NightHawk nitrile anti-static gloves |  | ,,,, | Accelerator Free Disposable Nitrile Gloves , Anti-Static , Anti-Static Accessories , Anti-Static Disposable Nitrile Gloves , Best Gloves , Best NightHawk Nitrile Anti-Static Gloves , Best NightHawk nitrile anti-static gloves , Disposable Gloves , Disposable Nitrile Gloves , Gloves , Labware , Manufacturer Browser , Powder-Free Disposable Nitrile Gloves |  | powder-free,Best Manufacturing 7700PFTS,black gloves,CE compliant,package of 50 ea,240 mm × 0.10 mm,non-sterile,S | , |  |  | powder-free,Best Manufacturing 7700PFTS,black gloves,CE compliant,package of 50 ea,240 mm × 0.10 mm,non-sterile,S
,size M,,,,, | Z647950 |  | Aldrich | Best ® NightHawk nitrile anti-static gloves |  | ,,,, | Accelerator Free Disposable Nitrile Gloves , Anti-Static , Anti-Static Accessories , Anti-Static Disposable Nitrile Gloves , Best Gloves , Best NightHawk Nitrile Anti-Static Gloves , Best NightHawk nitrile anti-static gloves , Disposable Gloves , Disposable Nitrile Gloves , Gloves , Labware , Manufacturer Browser , Powder-Free Disposable Nitrile Gloves |  | powder-free,Best Manufacturing 7700PFTM,black gloves,CE compliant,package of 50 ea,240 mm × 0.10 mm,non-sterile,M | , |  |  | powder-free,Best Manufacturing 7700PFTM,black gloves,CE compliant,package of 50 ea,240 mm × 0.10 mm,non-sterile,M
,size L,,,,, | Z647969 |  | Aldrich | Best ® NightHawk nitrile anti-static gloves |  | ,,,, | Accelerator Free Disposable Nitrile Gloves , Anti-Static , Anti-Static Accessories , Anti-Static Disposable Nitrile Gloves , Best Gloves , Best NightHawk Nitrile Anti-Static Gloves , Best NightHawk nitrile anti-static gloves , Disposable Gloves , Disposable Nitrile Gloves , Gloves , Labware , Manufacturer Browser , Powder-Free Disposable Nitrile Gloves |  | powder-free,Best Manufacturing 7700PFTL,black gloves,CE compliant,package of 50 ea,240 mm × 0.10 mm,non-sterile,L | , |  |  | powder-free,Best Manufacturing 7700PFTL,black gloves,CE compliant,package of 50 ea,240 mm × 0.10 mm,non-sterile,L
,size XL,,,,, | Z647977 |  | Aldrich | Best ® NightHawk nitrile anti-static gloves |  | ,,,, | Accelerator Free Disposable Nitrile Gloves , Anti-Static , Anti-Static Accessories , Anti-Static Disposable Nitrile Gloves , Best Gloves , Best NightHawk Nitrile Anti-Static Gloves , Best NightHawk nitrile anti-static gloves , Disposable Gloves , Disposable Nitrile Gloves , Gloves , Labware , Manufacturer Browser , Powder-Free Disposable Nitrile Gloves |  | powder-free,Best Manufacturing 7700PFTXL,black gloves,CE compliant,package of 50 ea,240 mm × 0.10 mm,non-sterile,XL | , |  |  | powder-free,Best Manufacturing 7700PFTXL,black gloves,CE compliant,package of 50 ea,240 mm × 0.10 mm,non-sterile,XL
,size 6‑7 S,,,,, | Z654884 |  | Aldrich | Best ® Nitri-Care ® gloves |  | ,,,, | Best Gloves , Best Nitri-Care Gloves , Best Nitri-Care gloves , Disposable Gloves , Disposable Nitrile Gloves , Gloves , Labware , Manufacturer Browser , Powder-Free Disposable Nitrile Gloves |  | powder-free,Best Manufacturing 3005PFS,blue,vinyl,CE compliant,package of 100 ea,9.5 in. × 4 mil,non-sterile,6‑7 S | , |  |  | powder-free,Best Manufacturing 3005PFS,blue,vinyl,CE compliant,package of 100 ea,9.5 in. × 4 mil,non-sterile,6‑7 S
,size 7‑8 M,,,,, | Z654892 |  | Aldrich | Best ® Nitri-Care ® gloves |  | ,,,, | Best Gloves , Best Nitri-Care Gloves , Best Nitri-Care gloves , Disposable Gloves , Disposable Nitrile Gloves , Gloves , Labware , Manufacturer Browser , Powder-Free Disposable Nitrile Gloves |  | powder-free,Best Manufacturing 3005PFM,blue,vinyl,CE compliant,package of 100 ea,9.5 in. × 4 mil,non-sterile,7‑8 M | , |  |  | powder-free,Best Manufacturing 3005PFM,blue,vinyl,CE compliant,package of 100 ea,9.5 in. × 4 mil,non-sterile,7‑8 M
,size 8‑9 L,,,,, | Z654906 |  | Aldrich | Best ® Nitri-Care ® gloves |  | ,,,, | Best Gloves , Best Nitri-Care Gloves , Best Nitri-Care gloves , Disposable Gloves , Disposable Nitrile Gloves , Gloves , Labware , Manufacturer Browser , Powder-Free Disposable Nitrile Gloves |  | powder-free,Best Manufacturing 3005PFL,blue,vinyl,CE compliant,package of 100 ea,9.5 in. × 4 mil,non-sterile,8‑9 L | , |  |  | powder-free,Best Manufacturing 3005PFL,blue,vinyl,CE compliant,package of 100 ea,9.5 in. × 4 mil,non-sterile,8‑9 L
,size 9‑10 XL,,,,, | Z654914 |  | Aldrich | Best ® Nitri-Care ® gloves |  | ,,,, | Best Gloves , Best Nitri-Care Gloves , Best Nitri-Care gloves , Disposable Gloves , Disposable Nitrile Gloves , Gloves , Labware , Manufacturer Browser , Powder-Free Disposable Nitrile Gloves |  | powder-free,Best Manufacturing 3005PFXL,blue,vinyl,CE compliant,package of 100 ea,9.5 in. × 4 mil,non-sterile,9‑10 XL | , |  |  | powder-free,Best Manufacturing 3005PFXL,blue,vinyl,CE compliant,package of 100 ea,9.5 in. × 4 mil,non-sterile,9‑10 XL
,polycarbonate,,,,, | Z228117 |  | Aldrich | Coverspec eyeshields |  | ,,,, | Bolle , Bolle Eyeshields , Eye Protection Equipment , Eyeshields , Labware , Manufacturer Browser , Safety Equipment |  | Bollé,polycarbonate,not available in USA and Canada | , |  |  | Bollé,polycarbonate,not available in USA and Canada
,acetate lens,,,,, | Z228338 |  | Aldrich | Explorateur wide vision goggles |  | ,,,, | Bolle , Bolle Goggles , Eye Protection Equipment , Goggles , Labware , Manufacturer Browser , Safety Equipment |  | Bollé,acetate lens,not available in USA and Canada | , |  |  | Bollé,acetate lens,not available in USA and Canada
,glass (carbo),,,,, | Z228354 |  | Aldrich | Explorateur wide vision goggles |  | ,,,, | Bolle , Bolle Goggles , Eye Protection Equipment , Goggles , Labware , Manufacturer Browser , Safety Equipment |  | Bollé,glass (carbo),not available in USA and Canada | , |  |  | Bollé,glass (carbo),not available in USA and Canada
,AC input 100 - 240 V (GB plug),,,,, | Z740520 |  | Sigma | Brady ® BMP51 printer kit |  | ,,,, | Brady , Brady BMP51 Printer Kit , Labware , Manufacturer Browser |  | pkg of 1 kit,Brady, 710898GB,Kit includes: BMP51 Printer with battery pack and AC adaptor/battery charger | , |  |  | pkg of 1 kit,Brady, 710898GB,Kit includes: BMP51 Printer with battery pack and AC adaptor/battery charger
,AC input 100 - 240 V (US plug),,,,, | Z740522 |  | Sigma | Brady ® BMP51 printer kit |  | ,,,, | Brady , Brady BMP51 Printer Kit , Labware , Manufacturer Browser |  | pkg of 1 kit,Brady, 75447314703,Kit includes: BMP51 Printer with battery pack and AC adaptor/battery charger | , |  |  | pkg of 1 kit,Brady, 75447314703,Kit includes: BMP51 Printer with battery pack and AC adaptor/battery charger
,L × W 31.75 mm × 9.53 mm,,,,, | Z664529 |  | Sigma | Brady ® Freezerbondz ™ labels |  | ,,,, | Brady , Freezerbondz labels , Labeling Systems , Labels and Markers , Labware , Manufacturer Browser , TLS Labels , Thermal Labeling systems |  | pkg of 500 labels,Brady 11258,for TLS printer only,31.75 mm × 9.53 mm | , |  |  | pkg of 500 labels,Brady 11258,for TLS printer only,31.75 mm × 9.53 mm
,L × W 41.28 mm × 15.24 mm,,,,, | Z664537 |  | Sigma | Brady ® Freezerbondz ™ labels |  | ,,,, | Brady , Freezerbondz labels , Labeling Systems , Labels and Markers , Labware , Manufacturer Browser , TLS Labels , Thermal Labeling systems |  | pkg of 250 labels,Brady 11259,for TLS printer only,41.28 mm × 15.24 mm | , |  |  | pkg of 250 labels,Brady 11259,for TLS printer only,41.28 mm × 15.24 mm
,L × W 48.26 mm × 25.40 mm,,,,, | Z664545 |  | Sigma | Brady ® Freezerbondz ™ labels |  | ,,,, | Brady , Freezerbondz labels , Labeling Systems , Labels and Markers , Labware , Manufacturer Browser , TLS Labels , Thermal Labeling systems |  | pkg of 250 labels,Brady 11260,for TLS printer only,48.26 mm × 25.40 mm | , |  |  | pkg of 250 labels,Brady 11260,for TLS printer only,48.26 mm × 25.40 mm
,L × W 31.75 mm × 9.53 mm,,,,, | Z664650 |  | Sigma | Brady ® Freezerbondz ™ labels |  | ,,,, | Brady , Freezerbondz labels , LABXPERT , LABXPERT Labels , Labeling Systems , Labels and Markers , Labware , Manufacturer Browser |  | pkg of 450 labels,Brady X-112-490,for LabXpert and BMP51 printers only,31.75 mm × 9.53 mm | , |  |  | pkg of 450 labels,Brady X-112-490,for LabXpert and BMP51 printers only,31.75 mm × 9.53 mm
,L × W 45.72 mm × 15.24 mm,,,,, | Z664669 |  | Sigma | Brady ® Freezerbondz ™ labels |  | ,,,, | Brady , Freezerbondz labels , LABXPERT , LABXPERT Labels , Labeling Systems , Labels and Markers , Labware , Manufacturer Browser |  | pkg of 225 labels,Brady X-126-490,for LabXpert and BMP51 printers only,45.72 mm × 15.24 mm | , |  |  | pkg of 225 labels,Brady X-126-490,for LabXpert and BMP51 printers only,45.72 mm × 15.24 mm
,L × W 55.88 mm × 38.10 mm,,,,, | Z664723 |  | Sigma | Brady ® Freezerbondz ™ labels |  | ,,,, | Brady , Freezerbondz labels , LABXPERT , LABXPERT Labels , Labeling Systems , Labels and Markers , Labware , Manufacturer Browser |  | pkg of 175 labels,Brady X-113-490,for LabXpert and BMP51 printers only,55.88 mm × 38.10 mm | , |  |  | pkg of 175 labels,Brady X-113-490,for LabXpert and BMP51 printers only,55.88 mm × 38.10 mm
,L × W 95.25 mm × 38.10 mm,,,,, | Z664731 |  | Sigma | Brady ® Freezerbondz ™ labels |  | ,,,, | Brady , Freezerbondz labels , LABXPERT , LABXPERT Labels , Labeling Systems , Labels and Markers , Labware , Manufacturer Browser |  | pkg of 100 labels,Brady X-114-490,for LabXpert and BMP51 printers only,95.25 mm × 38.10 mm | , |  |  | pkg of 100 labels,Brady X-114-490,for LabXpert and BMP51 printers only,95.25 mm × 38.10 mm
,white polyester (matte), W × L 9.5 mm × 6.4 m,,,,, | Z664154 |  | Sigma | Brady ® BMP ® 21 LABPAL ™ tapes |  | ,,,, | Brady , LABPAL , LABPAL Labels , Labeling Systems , Labels and Markers , Labware , Manufacturer Browser |  | roll of 6.4 m,Brady,white polyester (matte),9.5 mm × 6.4 m | , |  |  | roll of 6.4 m,Brady,white polyester (matte),9.5 mm × 6.4 m
,white polyester (matte), W × L 12.7 mm × 6.4 m,,,,, | Z664162 |  | Sigma | Brady ® BMP ® 21 LABPAL ™ tapes |  | ,,,, | Brady , LABPAL , LABPAL Labels , Labeling Systems , Labels and Markers , Labware , Manufacturer Browser |  | roll of 6.4 m,Brady,white polyester (matte),12.7 mm × 6.4 m | , |  |  | roll of 6.4 m,Brady,white polyester (matte),12.7 mm × 6.4 m
,white polyester (matte), W × L 19.1 mm × 6.4 m,,,,, | Z664170 |  | Sigma | Brady ® BMP ® 21 LABPAL ™ tapes |  | ,,,, | Brady , LABPAL , LABPAL Labels , Labeling Systems , Labels and Markers , Labware , Manufacturer Browser |  | roll of 6.4 m,Brady,white polyester (matte),19.1 mm × 6.4 m | , |  |  | roll of 6.4 m,Brady,white polyester (matte),19.1 mm × 6.4 m
,white Nylon (matte), W × L 9.5 mm × 5.8 m,,,,, | Z664189 |  | Sigma | Brady ® BMP ® 21 LABPAL ™ tapes |  | ,,,, | Brady , LABPAL , LABPAL Labels , Labeling Systems , Labels and Markers , Labware , Manufacturer Browser |  | roll of 5.8 m,Brady,white Nylon (matte),9.5 mm × 5.8 m | , |  |  | roll of 5.8 m,Brady,white Nylon (matte),9.5 mm × 5.8 m
,white Nylon (matte), W × L 12.7 mm × 5.8 m,,,,, | Z664197 |  | Sigma | Brady ® BMP ® 21 LABPAL ™ tapes |  | ,,,, | Brady , LABPAL , LABPAL Labels , Labeling Systems , Labels and Markers , Labware , Manufacturer Browser |  | roll of 5.8 m,Brady,white Nylon (matte),12.7 mm × 5.8 m | , |  |  | roll of 5.8 m,Brady,white Nylon (matte),12.7 mm × 5.8 m
,white Nylon (matte), W × L 19.1 mm × 5.8 m,,,,, | Z664200 |  | Sigma | Brady ® BMP ® 21 LABPAL ™ tapes |  | ,,,, | Brady , LABPAL , LABPAL Labels , Labeling Systems , Labels and Markers , Labware , Manufacturer Browser |  | roll of 5.8 m,Brady,white Nylon (matte),19.1 mm × 5.8 m | , |  |  | roll of 5.8 m,Brady,white Nylon (matte),19.1 mm × 5.8 m
,white polyester (high performance), W × L 9.5 mm × 6.4 m,,,,, | Z664219 |  | Sigma | Brady ® BMP ® 21 LABPAL ™ tapes |  | ,,,, | Brady , LABPAL , LABPAL Labels , Labeling Systems , Labels and Markers , Labware , Manufacturer Browser |  | roll of 6.4 m,Brady,white polyester (high performance),9.5 mm × 6.4 m | , |  |  | roll of 6.4 m,Brady,white polyester (high performance),9.5 mm × 6.4 m
,white polyester (high performance), W × L 12.7 mm × 6.4 m,,,,, | Z664227 |  | Sigma | Brady ® BMP ® 21 LABPAL ™ tapes |  | ,,,, | Brady , LABPAL , LABPAL Labels , Labeling Systems , Labels and Markers , Labware , Manufacturer Browser |  | roll of 6.4 m,Brady,white polyester (high performance),12.7 mm × 6.4 m | , |  |  | roll of 6.4 m,Brady,white polyester (high performance),12.7 mm × 6.4 m
,white polyester (high performance), W × L 19.1 mm × 6.4 m,,,,, | Z664235 |  | Sigma | Brady ® BMP ® 21 LABPAL ™ tapes |  | ,,,, | Brady , LABPAL , LABPAL Labels , Labeling Systems , Labels and Markers , Labware , Manufacturer Browser |  | roll of 6.4 m,Brady,white polyester (high performance),19.1 mm × 6.4 m | , |  |  | roll of 6.4 m,Brady,white polyester (high performance),19.1 mm × 6.4 m
,white polyester (glossy), W × L 9.5 mm × 6.4 m,,,,, | Z664243 |  | Sigma | Brady ® BMP ® 21 LABPAL ™ tapes |  | ,,,, | Brady , LABPAL , LABPAL Labels , Labeling Systems , Labels and Markers , Labware , Manufacturer Browser |  | roll of 6.4 m,Brady,white polyester (glossy),9.5 mm × 6.4 m | , |  |  | roll of 6.4 m,Brady,white polyester (glossy),9.5 mm × 6.4 m
,white polyester (glossy), W × L 12.7 mm × 6.4 m,,,,, | Z664251 |  | Sigma | Brady ® BMP ® 21 LABPAL ™ tapes |  | ,,,, | Brady , LABPAL , LABPAL Labels , Labeling Systems , Labels and Markers , Labware , Manufacturer Browser |  | roll of 6.4 m,Brady,white polyester (glossy),12.7 mm × 6.4 m | , |  |  | roll of 6.4 m,Brady,white polyester (glossy),12.7 mm × 6.4 m
,white polyester (glossy), W × L 19.1 mm × 6.4 m,,,,, | Z664278 |  | Sigma | Brady ® BMP ® 21 LABPAL ™ tapes |  | ,,,, | Brady , LABPAL , LABPAL Labels , Labeling Systems , Labels and Markers , Labware , Manufacturer Browser |  | roll of 6.4 m,Brady,white polyester (glossy),19.1 mm × 6.4 m | , |  |  | roll of 6.4 m,Brady,white polyester (glossy),19.1 mm × 6.4 m
,clear polyester (glossy), W × L 9.5 mm × 6.4 m,,,,, | Z664286 |  | Sigma | Brady ® BMP ® 21 LABPAL ™ tapes |  | ,,,, | Brady , LABPAL , LABPAL Labels , Labeling Systems , Labels and Markers , Labware , Manufacturer Browser |  | roll of 6.4 m,Brady,clear polyester (glossy),9.5 mm × 6.4 m | , |  |  | roll of 6.4 m,Brady,clear polyester (glossy),9.5 mm × 6.4 m
,clear polyester (glossy), W × L 12.7 mm × 6.4 m,,,,, | Z664294 |  | Sigma | Brady ® BMP ® 21 LABPAL ™ tapes |  | ,,,, | Brady , LABPAL , LABPAL Labels , Labeling Systems , Labels and Markers , Labware , Manufacturer Browser |  | roll of 6.4 m,Brady,clear polyester (glossy),12.7 mm × 6.4 m | , |  |  | roll of 6.4 m,Brady,clear polyester (glossy),12.7 mm × 6.4 m
,white vinyl (glossy), W × L 9.5 mm × 6.4 m,,,,, | Z664316 |  | Sigma | Brady ® BMP ® 21 LABPAL ™ tapes |  | ,,,, | Brady , LABPAL , LABPAL Labels , Labeling Systems , Labels and Markers , Labware , Manufacturer Browser |  | roll of 6.4 m,Brady,white vinyl (glossy),9.5 mm × 6.4 m | , |  |  | roll of 6.4 m,Brady,white vinyl (glossy),9.5 mm × 6.4 m
,white vinyl (glossy), W × L 12.7 mm × 6.4 m,,,,, | Z664324 |  | Sigma | Brady ® BMP ® 21 LABPAL ™ tapes |  | ,,,, | Brady , LABPAL , LABPAL Labels , Labeling Systems , Labels and Markers , Labware , Manufacturer Browser |  | roll of 6.4 m,Brady,white vinyl (glossy),12.7 mm × 6.4 m | , |  |  | roll of 6.4 m,Brady,white vinyl (glossy),12.7 mm × 6.4 m
,white vinyl (glossy), W × L 19.1 mm × 6.4 m,,,,, | Z664332 |  | Sigma | Brady ® BMP ® 21 LABPAL ™ tapes |  | ,,,, | Brady , LABPAL , LABPAL Labels , Labeling Systems , Labels and Markers , Labware , Manufacturer Browser |  | roll of 6.4 m,Brady,white vinyl (glossy),19.1 mm × 6.4 m | , |  |  | roll of 6.4 m,Brady,white vinyl (glossy),19.1 mm × 6.4 m
,red vinyl (glossy), W × L 19.1 mm × 6.4 m,,,,, | Z664480 |  | Sigma | Brady ® BMP ® 21 LABPAL ™ tapes |  | ,,,, | Brady , LABPAL , LABPAL Labels , Labeling Systems , Labels and Markers , Labware , Manufacturer Browser |  | roll of 6.4 m,Brady,red vinyl (glossy),19.1 mm × 6.4 m | , |  |  | roll of 6.4 m,Brady,red vinyl (glossy),19.1 mm × 6.4 m
,polyester (long-tail), W × L 12.70 mm × 44.45 mm , printable L 38.1 mm,,,,, | Z664596 |  | Sigma | Brady ® LABXPERT ™ BMP51 tapes |  | ,,,, | Brady , LABXPERT , LABXPERT Labels , Labeling Systems , Labels and Markers , Labware , Manufacturer Browser |  | roll of 225 labels,Brady,polyester (long-tail),12.70 mm × 44.45 mm , printable L 38.1 mm | , |  |  | roll of 225 labels,Brady,polyester (long-tail),12.70 mm × 44.45 mm , printable L 38.1 mm
,polyester (long-tail), W × L 12.70 mm × 28.58 mm , printable L 19.0 mm,,,,, | Z664618 |  | Sigma | Brady ® LABXPERT ™ BMP51 tapes |  | ,,,, | Brady , LABXPERT , LABXPERT Labels , Labeling Systems , Labels and Markers , Labware , Manufacturer Browser |  | roll of 450 labels,Brady,polyester (long-tail),12.70 mm × 28.58 mm , printable L 19.0 mm | , |  |  | roll of 450 labels,Brady,polyester (long-tail),12.70 mm × 28.58 mm , printable L 19.0 mm
,polyester (long-tail), W × L 38.10 mm × 95.25 mm , printable L 31.75 mm,,,,, | Z664707 |  | Sigma | Brady ® LABXPERT ™ BMP51 tapes |  | ,,,, | Brady , LABXPERT , LABXPERT Labels , Labeling Systems , Labels and Markers , Labware , Manufacturer Browser |  | roll of 100 labels,Brady,polyester (long-tail),38.10 mm × 95.25 mm , printable L 31.75 mm | , |  |  | roll of 100 labels,Brady,polyester (long-tail),38.10 mm × 95.25 mm , printable L 31.75 mm
,polyester (short-tail), W × L 25.40 mm × 44.45 mm , printable L 25.4 mm,,,,, | Z664626 |  | Sigma | Brady ® LABXPERT ™ BMP51 tapes |  | ,,,, | Brady , LABXPERT , LABXPERT Labels , Labeling Systems , Labels and Markers , Labware , Manufacturer Browser |  | roll of 225 labels,Brady,polyester (short-tail),25.40 mm × 44.45 mm , printable L 25.4 mm | , |  |  | roll of 225 labels,Brady,polyester (short-tail),25.40 mm × 44.45 mm , printable L 25.4 mm
,polyester (short-tail), W × L 38.10 mm × 57.15 mm , printable L 31.75 mm,,,,, | Z664715 |  | Sigma | Brady ® LABXPERT ™ BMP51 tapes |  | ,,,, | Brady , LABXPERT , LABXPERT Labels , Labeling Systems , Labels and Markers , Labware , Manufacturer Browser |  | roll of 175 labels,Brady,polyester (short-tail),38.10 mm × 57.15 mm , printable L 31.75 mm | , |  |  | roll of 175 labels,Brady,polyester (short-tail),38.10 mm × 57.15 mm , printable L 31.75 mm
,polyester (continuous), W × L 12.70 mm × 9.1 m,,,,, | Z664634 |  | Sigma | Brady ® LABXPERT ™ BMP51 tapes |  | ,,,, | Brady , LABXPERT , LABXPERT Labels , Labeling Systems , Labels and Markers , Labware , Manufacturer Browser |  | roll of 9.1 m,Brady,polyester (continuous),12.70 mm × 9.1 m | , |  |  | roll of 9.1 m,Brady,polyester (continuous),12.70 mm × 9.1 m
,polyester (continuous), W × L 25.40 mm × 9.1 m,,,,, | Z664642 |  | Sigma | Brady ® LABXPERT ™ BMP51 tapes |  | ,,,, | Brady , LABXPERT , LABXPERT Labels , Labeling Systems , Labels and Markers , Labware , Manufacturer Browser |  | roll of 9.1 m,Brady,polyester (continuous),25.40 mm × 9.1 m | , |  |  | roll of 9.1 m,Brady,polyester (continuous),25.40 mm × 9.1 m
,polyester (chemical resistant), W × L 6.35 mm × 48.26 mm,,,,, | Z664766 |  | Sigma | Brady ® LABXPERT ™ BMP51 tapes |  | ,,,, | Brady , LABXPERT , LABXPERT Labels , Labeling Systems , Labels and Markers , Labware , Manufacturer Browser |  | roll of 200 labels,Brady,polyester (chemical resistant),6.35 mm × 48.26 mm | , |  |  | roll of 200 labels,Brady,polyester (chemical resistant),6.35 mm × 48.26 mm
,Nylon (oblong), W × L 9.53 mm × 20.96 mm,,,,, | Z664677 |  | Sigma | Brady ® LABXPERT ™ BMP51 tapes |  | ,,,, | Brady , LABXPERT , LABXPERT Labels , Labeling Systems , Labels and Markers , Labware , Manufacturer Browser |  | roll of 275 labels,Brady,Nylon (oblong),9.53 mm × 20.96 mm | , |  |  | roll of 275 labels,Brady,Nylon (oblong),9.53 mm × 20.96 mm
,Nylon (side & top), W × L 12.70 mm × 25.40 mm,,,,, | Z664685 |  | Sigma | Brady ® LABXPERT ™ BMP51 tapes |  | ,,,, | Brady , LABXPERT , LABXPERT Labels , Labeling Systems , Labels and Markers , Labware , Manufacturer Browser |  | roll of 300 labels,Brady,Nylon (side & top),12.70 mm × 25.40 mm | , |  |  | roll of 300 labels,Brady,Nylon (side & top),12.70 mm × 25.40 mm
,Nylon (oblong), W × L 12.70 mm × 25.40 mm,,,,, | Z664693 |  | Sigma | Brady ® LABXPERT ™ BMP51 tapes |  | ,,,, | Brady , LABXPERT , LABXPERT Labels , Labeling Systems , Labels and Markers , Labware , Manufacturer Browser |  | roll of 225 labels,Brady,Nylon (oblong),12.70 mm × 25.40 mm | , |  |  | roll of 225 labels,Brady,Nylon (oblong),12.70 mm × 25.40 mm
,Nylon (oblong), W × L 31.75 mm × 38.10 mm,,,,, | Z664758 |  | Sigma | Brady ® LABXPERT ™ BMP51 tapes |  | ,,,, | Brady , LABXPERT , LABXPERT Labels , Labeling Systems , Labels and Markers , Labware , Manufacturer Browser |  | roll of 200 labels,Brady,Nylon (oblong),31.75 mm × 38.10 mm | , |  |  | roll of 200 labels,Brady,Nylon (oblong),31.75 mm × 38.10 mm
,includes: LabelMark and LabelMark Plus,,,,, | Z663204 |  | Sigma | Brady ® Labelmark ™ software v 3.1 CD ROM |  | ,,,, | Brady , Labeling Systems , Labels and Markers , Labware , Manufacturer Browser , TLS Printers , Thermal Labeling systems , Thermal labeling system (TLS) printer Accessories |  | Brady | , |  |  | Brady
,with thermometer,,,,, | BR980360 |  | Aldrich | BRAND ® general purpose alcoholometer Gay-Lussac+Cartier |  | ,,,, | Alcoholometers , BRAND , Labware , Manufacturer Browser |  | pack of 1 ea,BRAND, 980360,range 0-100 vol.%/10-45 °Cartier,330 mm | , |  |  | pack of 1 ea,BRAND, 980360,range 0-100 vol.%/10-45 °Cartier,330 mm
,without thermometer,,,,, | BR980310 |  | Aldrich | BRAND ® general purpose alcoholometer Gay-Lussac+Cartier |  | ,,,, | Alcoholometers , BRAND , Labware , Manufacturer Browser |  | thermometer range from 0-30/40 °C (subdivision 1 °C), petroleum filled, blue colored,pack of 1 ea,range 0 - 100 vol.%/10 - 45 °Cartier,BRAND, 980310,250 mm | , |  |  | thermometer range from 0-30/40 °C (subdivision 1 °C), petroleum filled, blue colored,pack of 1 ea,range 0 - 100 vol.%/10 - 45 °Cartier,BRAND, 980310,250 mm
,with thermometer,,,,, | BR980560 |  | Aldrich | BRAND ® general purpose alcoholometer Richter + Tralles |  | ,,,, | Alcoholometers , BRAND , Labware , Manufacturer Browser |  | pack of 1 ea,BRAND, 980560,Subdivisions: 1 weight % /vol. % | , |  |  | pack of 1 ea,BRAND, 980560,Subdivisions: 1 weight % /vol. %
,without thermometer,,,,, | BR980510 |  | Aldrich | BRAND ® general purpose alcoholometer Richter + Tralles |  | ,,,, | Alcoholometers , BRAND , Labware , Manufacturer Browser |  | thermometer range from 0-30/40 °C (subdivision 1 °C), filling: petroleum, blue,pack of 1 ea,Subdivisions: 1 weight % /vol. %,BRAND, 980510 | , |  |  | thermometer range from 0-30/40 °C (subdivision 1 °C), filling: petroleum, blue,pack of 1 ea,Subdivisions: 1 weight % /vol. %,BRAND, 980510
,capacity 5 mL, borosilicate glass,,,,, | BR43305 |  | Aldrich | BRAND ® BLAUBRAND ® density bottle, Gay-Lussac pattern, calibrated |  | ,,,, | BRAND , BRAND Bottles, Glass , Labware , Manufacturer Browser |  | BRAND, 43305,borosilicate glass,5 mL | , |  |  | BRAND, 43305,borosilicate glass,5 mL
,capacity 10 mL, borosilicate glass,,,,, | BR43308 |  | Aldrich | BRAND ® BLAUBRAND ® density bottle, Gay-Lussac pattern, calibrated |  | ,,,, | BRAND , BRAND Bottles, Glass , Labware , Manufacturer Browser |  | BRAND, 43308,borosilicate glass,10 mL | , |  |  | BRAND, 43308,borosilicate glass,10 mL
,capacity 100 mL, borosilicate glass,,,,, | BR43338 |  | Aldrich | BRAND ® BLAUBRAND ® density bottle, Gay-Lussac pattern, calibrated |  | ,,,, | BRAND , BRAND Bottles, Glass , Labware , Manufacturer Browser |  | BRAND, 43338,borosilicate glass,100 mL | , |  |  | BRAND, 43338,borosilicate glass,100 mL
,capacity 50 mL, borosilicate glass,,,,, | BR43328 |  | Aldrich | BRAND ® BLAUBRAND ® density bottle, Gay-Lussac pattern, calibrated |  | ,,,, | BRAND , BRAND Bottles, Glass , Labware , Manufacturer Browser |  | BRAND, 43328,borosilicate glass,50 mL | , |  |  | BRAND, 43328,borosilicate glass,50 mL
,capacity 25 mL, borosilicate glass,,,,, | BR43320 |  | Aldrich | BRAND ® BLAUBRAND ® density bottle, Gay-Lussac pattern, calibrated |  | ,,,, | BRAND , BRAND Bottles, Glass , Labware , Manufacturer Browser |  | BRAND, 43320,borosilicate glass,25 mL | , |  |  | BRAND, 43320,borosilicate glass,25 mL
,capacity 100 mL, borosilicate glass,,,,, | BR43438 |  | Aldrich | BRAND ® BLAUBRAND ® density bottle, Gay-Lussac pattern, calibrated, with side capillary and thermometer |  | ,,,, | BRAND , BRAND Bottles, Glass , Labware , Manufacturer Browser |  | BRAND, 43438,borosilicate glass,100 mL | , |  |  | BRAND, 43438,borosilicate glass,100 mL
,capacity 5 mL, borosilicate glass,,,,, | BR43205 |  | Aldrich | BRAND ® density bottle, Gay-Lussac pattern, uncalibrated |  | ,,,, | BRAND , BRAND Bottles, Glass , Labware , Manufacturer Browser |  | BRAND, 43205,borosilicate glass,5 mL | , |  |  | BRAND, 43205,borosilicate glass,5 mL
,capacity 10 mL, borosilicate glass,,,,, | BR43208 |  | Aldrich | BRAND ® density bottle, Gay-Lussac pattern, uncalibrated |  | ,,,, | BRAND , BRAND Bottles, Glass , Labware , Manufacturer Browser |  | BRAND, 43208,borosilicate glass,10 mL | , |  |  | BRAND, 43208,borosilicate glass,10 mL
,capacity 50 mL, borosilicate glass,,,,, | BR43228 |  | Aldrich | BRAND ® density bottle, Gay-Lussac pattern, uncalibrated |  | ,,,, | BRAND , BRAND Bottles, Glass , Labware , Manufacturer Browser |  | BRAND, 43228,borosilicate glass,50 mL | , |  |  | BRAND, 43228,borosilicate glass,50 mL
,capacity 100 mL, borosilicate glass,,,,, | BR43238 |  | Aldrich | BRAND ® density bottle, Gay-Lussac pattern, uncalibrated |  | ,,,, | BRAND , BRAND Bottles, Glass , Labware , Manufacturer Browser |  | BRAND, 43238,borosilicate glass,100 mL | , |  |  | BRAND, 43238,borosilicate glass,100 mL
,capacity 25 mL, borosilicate glass,,,,, | BR43220 |  | Aldrich | BRAND ® density bottle, Gay-Lussac pattern, uncalibrated |  | ,,,, | BRAND , BRAND Bottles, Glass , Labware , Manufacturer Browser |  | BRAND, 43220,borosilicate glass,25 mL | , |  |  | BRAND, 43220,borosilicate glass,25 mL
,capacity 100 mL, amber soda lime glass,,,,, | BR124539 |  | Aldrich | BRAND ® glass dropping bottle with dropping pipette and rubber teat |  | ,,,, | BRAND , BRAND Bottles, Glass , Labware , Manufacturer Browser |  | BRAND, 124539,amber soda lime glass,100 mL | , |  |  | BRAND, 124539,amber soda lime glass,100 mL
,capacity 50 mL, clear soda lime glass,,,,, | BR124633 |  | Aldrich | BRAND ® glass dropping bottle with dropping pipette and rubber teat |  | ,,,, | BRAND , BRAND Bottles, Glass , Labware , Manufacturer Browser |  | BRAND, 124633,clear soda lime glass,50 mL | , |  |  | BRAND, 124633,clear soda lime glass,50 mL
,capacity 100 mL, clear soda lime glass,,,,, | BR124639 |  | Aldrich | BRAND ® glass dropping bottle with dropping pipette and rubber teat |  | ,,,, | BRAND , BRAND Bottles, Glass , Labware , Manufacturer Browser |  | BRAND, 124639,clear soda lime glass,100 mL | , |  |  | BRAND, 124639,clear soda lime glass,100 mL
,capacity 50 mL, amber soda lime glass,,,,, | BR124529 |  | Aldrich | BRAND ® glass dropping bottle with dropping pipette and rubber teat |  | ,,,, | BRAND , BRAND Bottles, Glass , Labware , Manufacturer Browser |  | BRAND, 124529,amber soda lime glass,50 mL | , |  |  | BRAND, 124529,amber soda lime glass,50 mL
,capacity 100 mL,,,,, | BR122538 |  | Aldrich | BRAND ® laboratory bottle, graduated with screw cap |  | ,,,, | BRAND , BRAND Bottles, Glass , Labware , Manufacturer Browser |  | polypropylene cap,BRAND, 122538,GL 45,borosilicate glass bottle,100 mL | , |  |  | polypropylene cap,BRAND, 122538,GL 45,borosilicate glass bottle,100 mL
,capacity 1000 mL,,,,, | BR122562 |  | Aldrich | BRAND ® laboratory bottle, graduated with screw cap |  | ,,,, | BRAND , BRAND Bottles, Glass , Labware , Manufacturer Browser |  | polypropylene cap,BRAND, 122562,GL 45,borosilicate glass bottle,1000 mL | , |  |  | polypropylene cap,BRAND, 122562,GL 45,borosilicate glass bottle,1000 mL
,capacity 10000 mL,,,,, | BR122574 |  | Aldrich | BRAND ® laboratory bottle, graduated with screw cap |  | ,,,, | BRAND , BRAND Bottles, Glass , Labware , Manufacturer Browser |  | polypropylene cap,BRAND, 122574,GL 45,borosilicate glass bottle,10000 mL | , |  |  | polypropylene cap,BRAND, 122574,GL 45,borosilicate glass bottle,10000 mL
,capacity 2000 mL,,,,, | BR122564 |  | Aldrich | BRAND ® laboratory bottle, graduated with screw cap |  | ,,,, | BRAND , BRAND Bottles, Glass , Labware , Manufacturer Browser |  | polypropylene cap,BRAND, 122564,GL 45,borosilicate glass bottle,2000 mL | , |  |  | polypropylene cap,BRAND, 122564,GL 45,borosilicate glass bottle,2000 mL
,capacity 20000 mL,,,,, | BR122578 |  | Aldrich | BRAND ® laboratory bottle, graduated with screw cap |  | ,,,, | BRAND , BRAND Bottles, Glass , Labware , Manufacturer Browser |  | polypropylene cap,BRAND, 122578,GL 45,borosilicate glass bottle,20000 mL | , |  |  | polypropylene cap,BRAND, 122578,GL 45,borosilicate glass bottle,20000 mL
,capacity 250 mL,,,,, | BR122548 |  | Aldrich | BRAND ® laboratory bottle, graduated with screw cap |  | ,,,, | BRAND , BRAND Bottles, Glass , Labware , Manufacturer Browser |  | polypropylene cap,BRAND, 122548,GL 45,borosilicate glass bottle,250 mL | , |  |  | polypropylene cap,BRAND, 122548,GL 45,borosilicate glass bottle,250 mL
,capacity 50 mL,,,,, | BR122528 |  | Aldrich | BRAND ® laboratory bottle, graduated with screw cap |  | ,,,, | BRAND , BRAND Bottles, Glass , Labware , Manufacturer Browser |  | polypropylene cap,BRAND, 122528,GL 45,borosilicate glass bottle,50 mL | , |  |  | polypropylene cap,BRAND, 122528,GL 45,borosilicate glass bottle,50 mL
,capacity 500 mL,,,,, | BR122554 |  | Aldrich | BRAND ® laboratory bottle, graduated with screw cap |  | ,,,, | BRAND , BRAND Bottles, Glass , Labware , Manufacturer Browser |  | polypropylene cap,BRAND, 122554,GL 45,borosilicate glass bottle,500 mL | , |  |  | polypropylene cap,BRAND, 122554,GL 45,borosilicate glass bottle,500 mL
,capacity 5000 mL,,,,, | BR122570 |  | Aldrich | BRAND ® laboratory bottle, graduated with screw cap |  | ,,,, | BRAND , BRAND Bottles, Glass , Labware , Manufacturer Browser |  | polypropylene cap,BRAND, 122570,GL 45,borosilicate glass bottle,5000 mL | , |  |  | polypropylene cap,BRAND, 122570,GL 45,borosilicate glass bottle,5000 mL
,capacity 25 mL,,,,, | BR122520 |  | Aldrich | BRAND ® laboratory bottle, graduated with screw cap |  | ,,,, | BRAND , BRAND Bottles, Glass , Labware , Manufacturer Browser |  | polypropylene cap,BRAND, 122520,GL 45,borosilicate glass bottle,25 mL | , |  |  | polypropylene cap,BRAND, 122520,GL 45,borosilicate glass bottle,25 mL
,with frit for 1000 mL PFA bottles, tubing diam. 8 mm,,,,, | BR78302 |  | Aldrich | BRAND ® PTFE wash bottle head |  | ,,,, | BRAND , BRAND Bottles, Glass , BRAND Bottles, Plastic , BRAND PLASTIBRAND narrow-mouth bottles, high purity PFA , Labware , Manufacturer Browser |  | BRAND, 78302,8 mm,thread S 40 pore diam. approx. 100 μm | , |  |  | BRAND, 78302,8 mm,thread S 40 pore diam. approx. 100 μm
,with frit for 250 mL PFA bottles, tubing diam. 6 mm,,,,, | BR78300 |  | Aldrich | BRAND ® PTFE wash bottle head |  | ,,,, | BRAND , BRAND Bottles, Glass , BRAND Bottles, Plastic , BRAND PLASTIBRAND narrow-mouth bottles, high purity PFA , Labware , Manufacturer Browser |  | BRAND, 78300,6 mm,thread S 40 pore diam. approx. 100 μm | , |  |  | BRAND, 78300,6 mm,thread S 40 pore diam. approx. 100 μm
,with frit for 500 mL PFA bottles, tubing diam. 6 mm,,,,, | BR78301 |  | Aldrich | BRAND ® PTFE wash bottle head |  | ,,,, | BRAND , BRAND Bottles, Glass , BRAND Bottles, Plastic , BRAND PLASTIBRAND narrow-mouth bottles, high purity PFA , Labware , Manufacturer Browser |  | BRAND, 78301,6 mm,thread S 40 pore diam. approx. 100 μm | , |  |  | BRAND, 78301,6 mm,thread S 40 pore diam. approx. 100 μm
,volume 1000 mL, without dosing head,,,,, | BR126963 |  | Aldrich | BRAND ® reservoir bottle |  | ,,,, | BRAND , BRAND Bottles, Glass , Labware , Manufacturer Browser |  | 1000 mL,BRAND, 126963,clear borosilicate glass,NS 29/32 DIN 12 463 | , |  |  | 1000 mL,BRAND, 126963,clear borosilicate glass,NS 29/32 DIN 12 463
,degreases cotton wool, density - Approx 1.3g per m,,,,, | BR28205 |  | Aldrich | BRAND ® cotton roving |  | ,,,, | BRAND , BRAND Cleaners , BRAND cotton roving , Labware , Manufacturer Browser |  | BRAND, 28205,degreases cotton wool | , |  |  | BRAND, 28205,degreases cotton wool
,volume 2 L,,,,, | Z637181 |  | Sigma | Mucasol ™ universal detergent |  | ,,,, | BRAND , BRAND Cleaners , BRAND Mucasol Liquid clean concentrate , Cleaners , Detergents , Labware , Manufacturer Browser |  | 2 L,BRAND, 44003 | , |  |  | 2 L,BRAND, 44003
,volume 2 L,,,,, | Z637297 |  | Sigma | Mucocit ™ -T instrument disinfecting detergent |  | ,,,, | BRAND , BRAND Cleaners , BRAND Mucocit-T liquid cleaner concentrate , Cleaners , Detergents , Disinfection Reagents , Labware , Manufacturer Browser , 微生物学 |  | 2 L,BRAND, 44822 | , |  |  | 2 L,BRAND, 44822
,empty XL towel dispenser,,,,, | BR44875 |  | Aldrich | BRAND ® Pursept ™ -A disinfectant |  | ,,,, | BRAND , BRAND Cleaners , BRAND Pursept-A disinfectant , Labware , Manufacturer Browser |  | pkg of (for 70 tissues),BRAND, 77875,230 mm × 280 mm | , |  |  | pkg of (for 70 tissues),BRAND, 77875,230 mm × 280 mm
,weight 2.5 kg,,,,, | Z637394 |  | Sigma | Mucocit ™ -P disinfecting powder cleaner |  | ,,,, | BRAND , BRAND Cleaners , Cleaners , Detergents , Disinfection Reagents , Labware , Manufacturer Browser , Mucocit-P powder cleaner , 微生物学 |  | BRAND 44920,2.5 kg | , |  |  | BRAND 44920,2.5 kg
,capacity 10 L,,,,, | BR71774 |  | Aldrich | BRAND ® bucket, PE-HD |  | ,,,, | BRAND , BRAND Containers , Labware , Manufacturer Browser |  | BRAND, 71774,10 L,graduated with handle,300 mm | , |  |  | BRAND, 71774,10 L,graduated with handle,300 mm
,capacity 5 L,,,,, | BR71772 |  | Aldrich | BRAND ® bucket, PE-HD |  | ,,,, | BRAND , BRAND Containers , Labware , Manufacturer Browser |  | BRAND, 71772,5 L,graduated without handle or spout,240 mm | , |  |  | BRAND, 71772,5 L,graduated without handle or spout,240 mm
,PA,,,,, | BR759710 |  | Aldrich | BRAND ® disposal bag |  | ,,,, | BRAND , BRAND Containers , BRAND Disposal bags , Bags , Clinical Laboratory , Labware , Manufacturer Browser |  | BRAND, 759710,PA,300 mm × 200 mm | , |  |  | BRAND, 759710,PA,300 mm × 200 mm
,polypropylene,,,,, | BR759705 |  | Aldrich | BRAND ® disposal bag |  | ,,,, | BRAND , BRAND Containers , BRAND Disposal bags , Bags , Clinical Laboratory , Labware , Manufacturer Browser |  | BRAND, 759705,polypropylene,300 mm × 200 mm | , |  |  | BRAND, 759705,polypropylene,300 mm × 200 mm
,polystyrene, capacity 30 mL,,,,, | BR62305 |  | Aldrich | BRAND ® faeces container |  | ,,,, | BRAND , BRAND Beakers , BRAND Containers , BRAND urine beaker , Containers , Labware , Manufacturer Browser , Sample Containers |  | BRAND, 62305,polystyrene,non-sterile,30 mL | , |  |  | BRAND, 62305,polystyrene,non-sterile,30 mL
,soda-lime glass,,,,, | BR472800 |  | Aldrich | BRAND ® glass staining trough, Coplin pattern |  | ,,,, | BRAND , BRAND Containers , BRAND Staining , BRAND Staining and Microscopy , Clinical Laboratory , Labware , Manufacturer Browser , Microscopy & Staining , Staining |  | BRAND, 472800,soda-lime glass,76 mm × 26 mm , holds 10 slides | , |  |  | BRAND, 472800,soda-lime glass,76 mm × 26 mm , holds 10 slides
,soda-lime glass,,,,, | BR472700 |  | Aldrich | BRAND ® glass staining trough, Hellendahl extended |  | ,,,, | BRAND , BRAND Containers , BRAND Staining , BRAND Staining and Microscopy , Clinical Laboratory , Labware , Manufacturer Browser , Microscopy & Staining , Staining |  | BRAND, 472700,soda-lime glass,76 mm × 26 mm , holds 16 slides | , |  |  | BRAND, 472700,soda-lime glass,76 mm × 26 mm , holds 16 slides
,soda-lime glass,,,,, | BR472600 |  | Aldrich | BRAND ® glass staining trough, Hellendahl pattern |  | ,,,, | BRAND , BRAND Containers , BRAND Staining , BRAND Staining and Microscopy , Clinical Laboratory , Labware , Manufacturer Browser , Microscopy & Staining , Staining |  | BRAND, 472600,soda-lime glass,76 mm × 26 mm , holds 16 slides | , |  |  | BRAND, 472600,soda-lime glass,76 mm × 26 mm , holds 16 slides
,with lid,,,,, | BR474400 |  | Aldrich | BRAND ® plastic staining trough, Hellendahl pattern |  | ,,,, | BRAND , BRAND Containers , BRAND Staining , BRAND Staining and Microscopy , Clinical Laboratory , Labware , Manufacturer Browser , Microscopy & Staining , Staining |  | BRAND, 474400,PMP,with lid,76 mm × 26 mm , holds 16 slides | , |  |  | BRAND, 474400,PMP,with lid,76 mm × 26 mm , holds 16 slides
,with lid,,,,, | BR474410 |  | Aldrich | BRAND ® plastic staining trough, Schiefferdecker pattern |  | ,,,, | BRAND , BRAND Containers , BRAND Staining , BRAND Staining and Microscopy , Clinical Laboratory , Labware , Manufacturer Browser , Microscopy & Staining , Staining |  | BRAND, 474410,PMP,with lid,76 mm × 26 mm , holds 20 slides | , |  |  | BRAND, 474410,PMP,with lid,76 mm × 26 mm , holds 20 slides
,soda-lime glass,,,,, | BR472000 |  | Aldrich | BRAND ® staining tray for glass staining trough |  | ,,,, | BRAND , BRAND Containers , BRAND Staining , BRAND Staining and Microscopy , Clinical Laboratory , Labware , Manufacturer Browser , Microscopy & Staining , Staining |  | BRAND, 472000,88 mm × 70 mm × 40 mm, holds 10 slides,soda-lime glass,use with glass staining trough | , |  |  | BRAND, 472000,88 mm × 70 mm × 40 mm, holds 10 slides,soda-lime glass,use with glass staining trough
,POM,,,,, | BR471500 |  | Aldrich | BRAND ® staining trough, black |  | ,,,, | BRAND , BRAND Containers , BRAND Staining , BRAND Staining and Microscopy , Clinical Laboratory , Labware , Manufacturer Browser , Microscopy & Staining , Staining |  | BRAND, 471500,POM,For use with black staining tray | , |  |  | BRAND, 471500,POM,For use with black staining tray
,for 25 slides,,,,, | BR471800 |  | Aldrich | BRAND ® staining trough, complete with tray, black |  | ,,,, | BRAND , BRAND Containers , BRAND Staining , BRAND Staining and Microscopy , Clinical Laboratory , Labware , Manufacturer Browser , Microscopy & Staining , Staining |  | BRAND, 471800,for 25 slides | , |  |  | BRAND, 471800,for 25 slides
,includes pack of 50 bags, PA,,,,, | BR759701 |  | Aldrich | BRAND ® stand for disposal bags |  | ,,,, | BRAND , BRAND Containers , BRAND Disposal bags , Bags , Clinical Laboratory , Labware , Manufacturer Browser |  | pack of 50 bags,BRAND, 759701,epoxy-coated (steel wire, with rubber feet),includes pack of 50 bags, PA | , |  |  | pack of 50 bags,BRAND, 759701,epoxy-coated (steel wire, with rubber feet),includes pack of 50 bags, PA
,includes pack of 100 bags, PP,,,,, | BR759700 |  | Aldrich | BRAND ® stand for disposal bags |  | ,,,, | BRAND , BRAND Containers , BRAND Disposal bags , Bags , Clinical Laboratory , Labware , Manufacturer Browser |  | pack of 100 bags,BRAND, 759700,epoxy-coated (steel wire, with rubber feet),includes pack of 100 bags, PP | , |  |  | pack of 100 bags,BRAND, 759700,epoxy-coated (steel wire, with rubber feet),includes pack of 100 bags, PP
,epoxy-coated (steel wire, with rubber feet),,,,, | BR759703 |  | Aldrich | BRAND ® stand for disposal bags |  | ,,,, | BRAND , BRAND Containers , BRAND Disposal bags , Clinical Laboratory , Labware , Manufacturer Browser |  | BRAND, 759703,epoxy-coated (steel wire, with rubber feet) | , |  |  | BRAND, 759703,epoxy-coated (steel wire, with rubber feet)
,soda-lime glass,,,,, | BR472500 |  | Aldrich | BRAND ® glass staining trough, Schiefferdecker pattern |  | ,,,, | BRAND , BRAND Containers , BRAND Staining , BRAND Staining and Microscopy , Clinical Laboratory , Labware , Manufacturer Browser , Microscopy & Staining , Staining |  | BRAND, 472500,soda-lime glass,for use with transparent staining tray,76 mm × 26 mm , holds 10 slides | , |  |  | BRAND, 472500,soda-lime glass,for use with transparent staining tray,76 mm × 26 mm , holds 10 slides
,soda-lime glass,,,,, | BR472200 |  | Aldrich | BRAND ® glass staining trough with lid |  | ,,,, | BRAND , BRAND Containers , BRAND Staining , BRAND Staining and Microscopy , Clinical Laboratory , Labware , Manufacturer Browser , Microscopy & Staining , Staining |  | BRAND, 472200,105 mm × 85 mm × 70 mm,soda-lime glass,use with tray for glass staining trough | , |  |  | BRAND, 472200,105 mm × 85 mm × 70 mm,soda-lime glass,use with tray for glass staining trough
,PMP, L × W × H 101 mm × 83 mm × 70 mm,,,,, | BR474300 |  | Aldrich | BRAND ® transparent plastic staining trough with two lids |  | ,,,, | BRAND , BRAND Containers , BRAND Staining and Microscopy , Labware , Manufacturer Browser , Microscopy & Staining , Staining |  | BRAND, 474300,101 mm × 83 mm × 70 mm,PMP | , |  |  | BRAND, 474300,101 mm × 83 mm × 70 mm,PMP
,large,,,,, | Z336785 |  | Sigma | Workstation storage/dispenser box, PMMA |  | ,,,, | BRAND , BRAND Containers , Containers , Dispenser Bin , Labware , Manufacturer Browser |  | BRAND,165 mm × 152 mm × 355 mm,large | , |  |  | BRAND,165 mm × 152 mm × 355 mm,large
,small,,,,, | Z336793 |  | Sigma | Workstation storage/dispenser box, PMMA |  | ,,,, | BRAND , BRAND Containers , Containers , Dispenser Bin , Labware , Manufacturer Browser |  | BRAND,165 mm × 152 mm × 178 mm,small | , |  |  | BRAND,165 mm × 152 mm × 178 mm,small
,volume 25 mL, polypropylene,,,,, | BR41620 |  | Aldrich | BRAND ® graduated cylinder low form embossed scale |  | ,,,, | BRAND , BRAND Cylinders , Labware , Manufacturer Browser |  | 25 mL,BRAND, 41620,polypropylene | , |  |  | 25 mL,BRAND, 41620,polypropylene
,volume 5 mL, SAN,,,,, | BR41520 |  | Aldrich | BRAND ® graduated cylinder low form embossed scale |  | ,,,, | BRAND , BRAND Cylinders , Labware , Manufacturer Browser |  | 5 mL,BRAND, 41520,SAN | , |  |  | 5 mL,BRAND, 41520,SAN
,volume 50 mL, polypropylene,,,,, | BR41628 |  | Aldrich | BRAND ® graduated cylinder low form embossed scale |  | ,,,, | BRAND , BRAND Cylinders , Labware , Manufacturer Browser |  | 50 mL,BRAND, 41628,polypropylene | , |  |  | 50 mL,BRAND, 41628,polypropylene
,volume 50 mL, SAN,,,,, | BR41528 |  | Aldrich | BRAND ® graduated cylinder low form embossed scale |  | ,,,, | BRAND , BRAND Cylinders , Labware , Manufacturer Browser |  | 50 mL,BRAND, 41528,SAN | , |  |  | 50 mL,BRAND, 41528,SAN
,volume 100 mL, SAN,,,,, | BR41538 |  | Aldrich | BRAND ® graduated cylinder low form embossed scale |  | ,,,, | BRAND , BRAND Cylinders , Labware , Manufacturer Browser |  | 100 mL,BRAND, 41538,SAN | , |  |  | 100 mL,BRAND, 41538,SAN
,volume 1000 mL, SAN,,,,, | BR41562 |  | Aldrich | BRAND ® graduated cylinder low form embossed scale |  | ,,,, | BRAND , BRAND Cylinders , Labware , Manufacturer Browser |  | 1000 mL,BRAND, 41562,SAN | , |  |  | 1000 mL,BRAND, 41562,SAN
,volume 250 mL, SAN,,,,, | BR41548 |  | Aldrich | BRAND ® graduated cylinder low form embossed scale |  | ,,,, | BRAND , BRAND Cylinders , Labware , Manufacturer Browser |  | 250 mL,BRAND, 41548,SAN | , |  |  | 250 mL,BRAND, 41548,SAN
,volume 500 mL, polypropylene,,,,, | BR41654 |  | Aldrich | BRAND ® graduated cylinder low form embossed scale |  | ,,,, | BRAND , BRAND Cylinders , Labware , Manufacturer Browser |  | 500 mL,BRAND, 41654,polypropylene | , |  |  | 500 mL,BRAND, 41654,polypropylene
,volume 500 mL, SAN,,,,, | BR41554 |  | Aldrich | BRAND ® graduated cylinder low form embossed scale |  | ,,,, | BRAND , BRAND Cylinders , Labware , Manufacturer Browser |  | 500 mL,BRAND, 41554,SAN | , |  |  | 500 mL,BRAND, 41554,SAN
,volume 1000 mL, polypropylene,,,,, | BR41662 |  | Aldrich | BRAND ® graduated cylinder low form embossed scale |  | ,,,, | BRAND , BRAND Cylinders , Labware , Manufacturer Browser |  | 1000 mL,BRAND, 41662,polypropylene | , |  |  | 1000 mL,BRAND, 41662,polypropylene
,volume 100 mL, polypropylene,,,,, | BR41638 |  | Aldrich | BRAND ® graduated cylinder low form embossed scale |  | ,,,, | BRAND , BRAND Cylinders , Labware , Manufacturer Browser |  | 100 mL,BRAND, 41638,polypropylene | , |  |  | 100 mL,BRAND, 41638,polypropylene
,volume 250 mL, polypropylene,,,,, | BR41648 |  | Aldrich | BRAND ® graduated cylinder low form embossed scale |  | ,,,, | BRAND , BRAND Cylinders , Labware , Manufacturer Browser |  | 250 mL,BRAND, 41648,polypropylene | , |  |  | 250 mL,BRAND, 41648,polypropylene
,50 mL volume,,,,, | BR31728 |  | Aldrich | BRAND ® SILBERBRAND Class B glass measuring cylinders, tall form |  | ,,,, | BRAND , BRAND Cylinders , Labware , Manufacturer Browser |  | BRAND, 31728,borosilicate glass 3.3,50 mL volume,subdivision 1 mL | , |  |  | BRAND, 31728,borosilicate glass 3.3,50 mL volume,subdivision 1 mL
,10 mL volume,,,,, | BR31708 |  | Aldrich | BRAND ® SILBERBRAND Class B glass measuring cylinders, tall form |  | ,,,, | BRAND , BRAND Cylinders , Labware , Manufacturer Browser |  | BRAND, 31708,borosilicate glass 3.3,10 mL volume,subdivision 0.2 mL | , |  |  | BRAND, 31708,borosilicate glass 3.3,10 mL volume,subdivision 0.2 mL
,100 mL volume,,,,, | BR31738 |  | Aldrich | BRAND ® SILBERBRAND Class B glass measuring cylinders, tall form |  | ,,,, | BRAND , BRAND Cylinders , Labware , Manufacturer Browser |  | BRAND, 31738,borosilicate glass 3.3,100 mL volume,subdivision 1 mL | , |  |  | BRAND, 31738,borosilicate glass 3.3,100 mL volume,subdivision 1 mL
,25 mL volume,,,,, | BR31720 |  | Aldrich | BRAND ® SILBERBRAND Class B glass measuring cylinders, tall form |  | ,,,, | BRAND , BRAND Cylinders , Labware , Manufacturer Browser |  | BRAND, 31720,borosilicate glass 3.3,25 mL volume,subdivision 0.5 mL | , |  |  | BRAND, 31720,borosilicate glass 3.3,25 mL volume,subdivision 0.5 mL
,2000 mL volume,,,,, | BR31764 |  | Aldrich | BRAND ® SILBERBRAND Class B glass measuring cylinders, tall form |  | ,,,, | BRAND , BRAND Cylinders , Labware , Manufacturer Browser |  | BRAND, 31764,borosilicate glass 3.3,2000 mL volume,subdivision 20 mL | , |  |  | BRAND, 31764,borosilicate glass 3.3,2000 mL volume,subdivision 20 mL
,250 mL volume,,,,, | BR31748 |  | Aldrich | BRAND ® SILBERBRAND Class B glass measuring cylinders, tall form |  | ,,,, | BRAND , BRAND Cylinders , Labware , Manufacturer Browser |  | BRAND, 31748,borosilicate glass 3.3,250 mL volume,subdivision 2 mL | , |  |  | BRAND, 31748,borosilicate glass 3.3,250 mL volume,subdivision 2 mL
,500 mL volume,,,,, | BR31754 |  | Aldrich | BRAND ® SILBERBRAND Class B glass measuring cylinders, tall form |  | ,,,, | BRAND , BRAND Cylinders , Labware , Manufacturer Browser |  | BRAND, 31754,borosilicate glass 3.3,500 mL volume,subdivision 5 mL | , |  |  | BRAND, 31754,borosilicate glass 3.3,500 mL volume,subdivision 5 mL
,1000 mL volume,,,,, | BR31762 |  | Aldrich | BRAND ® SILBERBRAND Class B glass measuring cylinders, tall form |  | ,,,, | BRAND , BRAND Cylinders , Labware , Manufacturer Browser |  | BRAND, 31762,borosilicate glass 3.3,1000 mL volume,subdivision 10 mL | , |  |  | BRAND, 31762,borosilicate glass 3.3,1000 mL volume,subdivision 10 mL
,volume 10 mL,,,,, | BR32808 |  | Aldrich | BRAND ® USP BLAUBRAND ® class A measuring cylinder, tall form |  | ,,,, | BRAND , BRAND Cylinders , Labware , Manufacturer Browser |  | 10 mL,BRAND, 32808,borosilicate glass,DE-M marking | , |  |  | 10 mL,BRAND, 32808,borosilicate glass,DE-M marking
,volume 100 mL,,,,, | BR32838 |  | Aldrich | BRAND ® USP BLAUBRAND ® class A measuring cylinder, tall form |  | ,,,, | BRAND , BRAND Cylinders , Labware , Manufacturer Browser |  | 100 mL,BRAND, 32838,borosilicate glass,DE-M marking | , |  |  | 100 mL,BRAND, 32838,borosilicate glass,DE-M marking
,volume 1000 mL,,,,, | BR32862 |  | Aldrich | BRAND ® USP BLAUBRAND ® class A measuring cylinder, tall form |  | ,,,, | BRAND , BRAND Cylinders , Labware , Manufacturer Browser |  | 1000 mL,BRAND, 32862,borosilicate glass,DE-M marking | , |  |  | 1000 mL,BRAND, 32862,borosilicate glass,DE-M marking
,volume 25 mL,,,,, | BR32820 |  | Aldrich | BRAND ® USP BLAUBRAND ® class A measuring cylinder, tall form |  | ,,,, | BRAND , BRAND Cylinders , Labware , Manufacturer Browser |  | 25 mL,BRAND, 32820,borosilicate glass,DE-M marking | , |  |  | 25 mL,BRAND, 32820,borosilicate glass,DE-M marking
,volume 2000 mL,,,,, | BR32864 |  | Aldrich | BRAND ® USP BLAUBRAND ® class A measuring cylinder, tall form |  | ,,,, | BRAND , BRAND Cylinders , Labware , Manufacturer Browser |  | 2000 mL,BRAND, 32864,borosilicate glass,DE-M marking | , |  |  | 2000 mL,BRAND, 32864,borosilicate glass,DE-M marking
,volume 5 mL,,,,, | BR32805 |  | Aldrich | BRAND ® USP BLAUBRAND ® class A measuring cylinder, tall form |  | ,,,, | BRAND , BRAND Cylinders , Labware , Manufacturer Browser |  | 5 mL,BRAND, 32805,borosilicate glass,DE-M marking | , |  |  | 5 mL,BRAND, 32805,borosilicate glass,DE-M marking
,volume 50 mL,,,,, | BR32828 |  | Aldrich | BRAND ® USP BLAUBRAND ® class A measuring cylinder, tall form |  | ,,,, | BRAND , BRAND Cylinders , Labware , Manufacturer Browser |  | 50 mL,BRAND, 32828,borosilicate glass,DE-M marking | , |  |  | 50 mL,BRAND, 32828,borosilicate glass,DE-M marking
,volume 500 mL,,,,, | BR32854 |  | Aldrich | BRAND ® USP BLAUBRAND ® class A measuring cylinder, tall form |  | ,,,, | BRAND , BRAND Cylinders , Labware , Manufacturer Browser |  | 500 mL,BRAND, 32854,borosilicate glass,DE-M marking | , |  |  | 500 mL,BRAND, 32854,borosilicate glass,DE-M marking
,volume 250 mL,,,,, | BR32848 |  | Aldrich | BRAND ® USP BLAUBRAND ® class A measuring cylinder, tall form |  | ,,,, | BRAND , BRAND Cylinders , Labware , Manufacturer Browser |  | 250 mL,BRAND, 32848,borosilicate glass,DE-M marking | , |  |  | 250 mL,BRAND, 32848,borosilicate glass,DE-M marking
,L × W × H 150 mm × 215 mm × 233 mm, with knob lid,,,,, | BR65031 |  | Aldrich | BRAND ® desiccator ′Novus′ |  | ,,,, | BRAND , BRAND Desiccators & Accessories , Labware , Manufacturer Browser |  | BRAND, 65031,150 mm × 215 mm × 233 mm,with knob lid | , |  |  | BRAND, 65031,150 mm × 215 mm × 233 mm,with knob lid
,L × W × H 250 mm × 320 mm × 355 mm, with knob lid,,,,, | BR65043 |  | Aldrich | BRAND ® desiccator ′Novus′ |  | ,,,, | BRAND , BRAND Desiccators & Accessories , Labware , Manufacturer Browser |  | BRAND, 65043,250 mm × 320 mm × 355 mm,with knob lid | , |  |  | BRAND, 65043,250 mm × 320 mm × 355 mm,with knob lid
,L × W × H 200 mm × 270 mm × 298 mm, with knob lid,,,,, | BR65038 |  | Aldrich | BRAND ® desiccator ′Novus′ |  | ,,,, | BRAND , BRAND Desiccators & Accessories , Labware , Manufacturer Browser |  | BRAND, 65038,200 mm × 270 mm × 298 mm,with knob lid | , |  |  | BRAND, 65038,200 mm × 270 mm × 298 mm,with knob lid
,L × W × H 150 mm × 215 mm × 78 mm, with knob lid,,,,, | BR65631 |  | Aldrich | BRAND ® desiccator ′Novus′ lid with knob |  | ,,,, | BRAND , BRAND Desiccators & Accessories , Labware , Manufacturer Browser |  | BRAND, 65631,150 mm × 215 mm × 78 mm,with knob lid | , |  |  | BRAND, 65631,150 mm × 215 mm × 78 mm,with knob lid
,L × W × H 250 mm × 320 mm × 115 mm, with knob lid,,,,, | BR65643 |  | Aldrich | BRAND ® desiccator ′Novus′ lid with knob |  | ,,,, | BRAND , BRAND Desiccators & Accessories , Labware , Manufacturer Browser |  | BRAND, 65643,250 mm × 320 mm × 115 mm,with knob lid | , |  |  | BRAND, 65643,250 mm × 320 mm × 115 mm,with knob lid
,L × W × H 200 mm × 270 mm × 93 mm, with knob lid,,,,, | BR65638 |  | Aldrich | BRAND ® desiccator ′Novus′ lid with knob |  | ,,,, | BRAND , BRAND Desiccators & Accessories , Labware , Manufacturer Browser |  | BRAND, 65638,200 mm × 270 mm × 93 mm,with knob lid | , |  |  | BRAND, 65638,200 mm × 270 mm × 93 mm,with knob lid
,,,,,, | BR65231 |  | Aldrich | BRAND ® desiccator ′Novus′ lid with socket NS 24/29 |  | ,,,, | BRAND , BRAND Desiccators & Accessories , Labware , Manufacturer Browser |  | BRAND, 65231 | , |  |  | BRAND, 65231
,L × W × H 150 mm × 215 mm × 303 mm, Joint: 24/29,,,,, | BR65238 |  | Aldrich | BRAND ® desiccator ′Novus′ lid with socket NS 24/29 |  | ,,,, | BRAND , BRAND Desiccators & Accessories , Labware , Manufacturer Browser |  | Joint: 24/29,150 mm × 215 mm × 303 mm,lid with socket and stopcock,BRAND, 65238 | , |  |  | Joint: 24/29,150 mm × 215 mm × 303 mm,lid with socket and stopcock,BRAND, 65238
,L × W × H 250 mm × 320 mm × 425 mm, Joint: 24/29,,,,, | BR65243 |  | Aldrich | BRAND ® desiccator ′Novus′ lid with socket NS 24/29 |  | ,,,, | BRAND , BRAND Desiccators & Accessories , Labware , Manufacturer Browser |  | Joint: 24/29,250 mm × 320 mm × 425 mm,lid with socket and stopcock,BRAND, 65243 | , |  |  | Joint: 24/29,250 mm × 320 mm × 425 mm,lid with socket and stopcock,BRAND, 65243
,L × W × H 200 mm × 270 mm × 93 mm, Joint: 24/29,,,,, | BR65738 |  | Aldrich | BRAND ® desiccator ′Novus′ lid with socket NS 24/29 |  | ,,,, | BRAND , BRAND Desiccators & Accessories , Labware , Manufacturer Browser |  | Joint: 24/29,200 mm × 270 mm × 93 mm,lid with socket,BRAND, 65738 | , |  |  | Joint: 24/29,200 mm × 270 mm × 93 mm,lid with socket,BRAND, 65738
,L × W × H 250 mm × 320 mm × 115 mm, Joint: 24/29,,,,, | BR65743 |  | Aldrich | BRAND ® desiccator ′Novus′ lid with socket NS 24/29 |  | ,,,, | BRAND , BRAND Desiccators & Accessories , Labware , Manufacturer Browser |  | Joint: 24/29,250 mm × 320 mm × 115 mm,lid with socket,BRAND, 65743 | , |  |  | Joint: 24/29,250 mm × 320 mm × 115 mm,lid with socket,BRAND, 65743
,L × W × H 150 mm × 215 mm × 78 mm, Joint: 24/29,,,,, | BR65731 |  | Aldrich | BRAND ® desiccator ′Novus′ lid with socket NS 24/29 |  | ,,,, | BRAND , BRAND Desiccators & Accessories , Labware , Manufacturer Browser |  | Joint: 24/29,150 mm × 215 mm × 78 mm,lid with socket,BRAND, 65731 | , |  |  | Joint: 24/29,150 mm × 215 mm × 78 mm,lid with socket,BRAND, 65731
,volume 25 mL,,,,, | BR45703 |  | Aldrich | BRAND ® crystallizing dish, cylindrical without spout |  | ,,,, | BRAND , BRAND Dishes , Labware , Manufacturer Browser |  | 25 mL,BRAND, 45703,PTFE | , |  |  | 25 mL,BRAND, 45703,PTFE
,volume 50 mL,,,,, | BR45705 |  | Aldrich | BRAND ® crystallizing dish, cylindrical without spout |  | ,,,, | BRAND , BRAND Dishes , Labware , Manufacturer Browser |  | 50 mL,BRAND, 45705,PTFE | , |  |  | 50 mL,BRAND, 45705,PTFE
,volume 100 mL,,,,, | BR45710 |  | Aldrich | BRAND ® crystallizing dish, cylindrical without spout |  | ,,,, | BRAND , BRAND Dishes , Labware , Manufacturer Browser |  | 100 mL,BRAND, 45710,PTFE | , |  |  | 100 mL,BRAND, 45710,PTFE
,volume 350 mL,,,,, | BR45722 |  | Aldrich | BRAND ® crystallizing dish, cylindrical without spout |  | ,,,, | BRAND , BRAND Dishes , Labware , Manufacturer Browser |  | 350 mL,BRAND, 45722,PTFE | , |  |  | 350 mL,BRAND, 45722,PTFE
,volume 180 mL,,,,, | BR45718 |  | Aldrich | BRAND ® crystallizing dish, cylindrical without spout |  | ,,,, | BRAND , BRAND Dishes , Labware , Manufacturer Browser |  | 180 mL,BRAND, 45718,PTFE | , |  |  | 180 mL,BRAND, 45718,PTFE
,polypropylene, volume 50 mL,,,,, | BR45505 |  | Aldrich | BRAND ® evaporating dish |  | ,,,, | BRAND , BRAND Dishes , Labware , Manufacturer Browser |  | shallow,BRAND, 45505,polypropylene,without spout,50 mL | , |  |  | shallow,BRAND, 45505,polypropylene,without spout,50 mL
,polypropylene, volume 170 mL,,,,, | BR45510 |  | Aldrich | BRAND ® evaporating dish |  | ,,,, | BRAND , BRAND Dishes , Labware , Manufacturer Browser |  | shallow,BRAND, 45510,polypropylene,without spout,170 mL | , |  |  | shallow,BRAND, 45510,polypropylene,without spout,170 mL
,PTFE, volume 25 mL,,,,, | BR45615 |  | Aldrich | BRAND ® evaporating dish |  | ,,,, | BRAND , BRAND Dishes , Labware , Manufacturer Browser |  | conical,BRAND, 45615,PTFE,with spout,25 mL | , |  |  | conical,BRAND, 45615,PTFE,with spout,25 mL
,PTFE, volume 50 mL,,,,, | BR45617 |  | Aldrich | BRAND ® evaporating dish |  | ,,,, | BRAND , BRAND Dishes , Labware , Manufacturer Browser |  | conical,BRAND, 45617,PTFE,with spout,50 mL | , |  |  | conical,BRAND, 45617,PTFE,with spout,50 mL
,PTFE, volume 100 mL,,,,, | BR45620 |  | Aldrich | BRAND ® evaporating dish |  | ,,,, | BRAND , BRAND Dishes , Labware , Manufacturer Browser |  | conical,BRAND, 45620,PTFE,with spout,100 mL | , |  |  | conical,BRAND, 45620,PTFE,with spout,100 mL
,PTFE, volume 350 mL,,,,, | BR45625 |  | Aldrich | BRAND ® evaporating dish |  | ,,,, | BRAND , BRAND Dishes , Labware , Manufacturer Browser |  | conical,BRAND, 45625,PTFE,with spout,350 mL | , |  |  | conical,BRAND, 45625,PTFE,with spout,350 mL
,PTFE, volume 180 mL,,,,, | BR45622 |  | Aldrich | BRAND ® evaporating dish |  | ,,,, | BRAND , BRAND Dishes , Labware , Manufacturer Browser |  | conical,BRAND, 45622,PTFE,with spout,180 mL | , |  |  | conical,BRAND, 45622,PTFE,with spout,180 mL
,PTFE, volume 25 mL,,,,, | BR45545 |  | Aldrich | BRAND ® evaporating dish |  | ,,,, | BRAND , BRAND Dishes , Labware , Manufacturer Browser |  | crucible,BRAND, 45545,PTFE,without spout,25 mL | , |  |  | crucible,BRAND, 45545,PTFE,without spout,25 mL
,PTFE, volume 250 mL,,,,, | BR45623 |  | Aldrich | BRAND ® evaporating dish |  | ,,,, | BRAND , BRAND Dishes , Labware , Manufacturer Browser |  | conical,BRAND, 45623,PTFE,with spout,250 mL | , |  |  | conical,BRAND, 45623,PTFE,with spout,250 mL
,PTFE, volume 75 mL,,,,, | BR45550 |  | Aldrich | BRAND ® evaporating dish |  | ,,,, | BRAND , BRAND Dishes , Labware , Manufacturer Browser |  | crucible,BRAND, 45550,PTFE,without spout,75 mL | , |  |  | crucible,BRAND, 45550,PTFE,without spout,75 mL
,PTFE, volume 5 mL,,,,, | BR45540 |  | Aldrich | BRAND ® evaporating dish |  | ,,,, | BRAND , BRAND Dishes , Labware , Manufacturer Browser |  | crucible,BRAND, 45540,PTFE,without spout,5 mL | , |  |  | crucible,BRAND, 45540,PTFE,without spout,5 mL
,PTFE, volume 150 mL,,,,, | BR45621 |  | Aldrich | BRAND ® evaporating dish |  | ,,,, | BRAND , BRAND Dishes , Labware , Manufacturer Browser |  | conical,BRAND, 45621,PTFE,with spout,150 mL | , |  |  | conical,BRAND, 45621,PTFE,with spout,150 mL
,PFA, with PE lid, volume 25 mL,,,,, | BR45802 |  | Aldrich | BRAND ® evaporating dish without spout |  | ,,,, | BRAND , BRAND Dishes , Labware , Manufacturer Browser |  | 25 mL,BRAND, 45802,PFA,with PE lid | , |  |  | 25 mL,BRAND, 45802,PFA,with PE lid
,PFA, with PE lid, volume 25 mL,,,,, | BR45800 |  | Aldrich | BRAND ® evaporating dish without spout |  | ,,,, | BRAND , BRAND Dishes , Labware , Manufacturer Browser |  | 25 mL,BRAND, 45800,PFA,with PE lid | , |  |  | 25 mL,BRAND, 45800,PFA,with PE lid
,PTFE, diam. 100 mm,,,,, | BR150915 |  | Aldrich | BRAND ® watch glass |  | ,,,, | BRAND , BRAND Dishes , Labware , Manufacturer Browser |  | BRAND, 150915,PTFE,100 mm | , |  |  | BRAND, 150915,PTFE,100 mm
,PTFE, diam. 125 mm,,,,, | BR150920 |  | Aldrich | BRAND ® watch glass |  | ,,,, | BRAND , BRAND Dishes , Labware , Manufacturer Browser |  | BRAND, 150920,PTFE,125 mm | , |  |  | BRAND, 150920,PTFE,125 mm
,PTFE, diam. 150 mm,,,,, | BR150922 |  | Aldrich | BRAND ® watch glass |  | ,,,, | BRAND , BRAND Dishes , Labware , Manufacturer Browser |  | BRAND, 150922,PTFE,150 mm | , |  |  | BRAND, 150922,PTFE,150 mm
,PTFE, diam. 20 mm,,,,, | BR150900 |  | Aldrich | BRAND ® watch glass |  | ,,,, | BRAND , BRAND Dishes , Labware , Manufacturer Browser |  | BRAND, 150900,PTFE,20 mm | , |  |  | BRAND, 150900,PTFE,20 mm
,PTFE, diam. 30 mm,,,,, | BR150902 |  | Aldrich | BRAND ® watch glass |  | ,,,, | BRAND , BRAND Dishes , Labware , Manufacturer Browser |  | BRAND, 150902,PTFE,30 mm | , |  |  | BRAND, 150902,PTFE,30 mm
,PTFE, diam. 40 mm,,,,, | BR150904 |  | Aldrich | BRAND ® watch glass |  | ,,,, | BRAND , BRAND Dishes , Labware , Manufacturer Browser |  | BRAND, 150904,PTFE,40 mm | , |  |  | BRAND, 150904,PTFE,40 mm
,PTFE, diam. 50 mm,,,,, | BR150905 |  | Aldrich | BRAND ® watch glass |  | ,,,, | BRAND , BRAND Dishes , Labware , Manufacturer Browser |  | BRAND, 150905,PTFE,50 mm | , |  |  | BRAND, 150905,PTFE,50 mm
,PTFE, diam. 65 mm,,,,, | BR150907 |  | Aldrich | BRAND ® watch glass |  | ,,,, | BRAND , BRAND Dishes , Labware , Manufacturer Browser |  | BRAND, 150907,PTFE,65 mm | , |  |  | BRAND, 150907,PTFE,65 mm
,PTFE, diam. 75 mm,,,,, | BR150910 |  | Aldrich | BRAND ® watch glass |  | ,,,, | BRAND , BRAND Dishes , Labware , Manufacturer Browser |  | BRAND, 150910,PTFE,75 mm | , |  |  | BRAND, 150910,PTFE,75 mm
,PTFE, diam. 80 mm,,,,, | BR150912 |  | Aldrich | BRAND ® watch glass |  | ,,,, | BRAND , BRAND Dishes , Labware , Manufacturer Browser |  | BRAND, 150912,PTFE,80 mm | , |  |  | BRAND, 150912,PTFE,80 mm
,soda-lime glass, diam. 100 mm , ground edges stress-reduced,,,,, | BR150050 |  | Aldrich | BRAND ® watch glass |  | ,,,, | BRAND , BRAND Dishes , Labware , Manufacturer Browser |  | BRAND, 150050,soda-lime glass,100 mm , ground edges stress-reduced | , |  |  | BRAND, 150050,soda-lime glass,100 mm , ground edges stress-reduced
,soda-lime glass, diam. 120 mm , ground edges stress-reduced,,,,, | BR150060 |  | Aldrich | BRAND ® watch glass |  | ,,,, | BRAND , BRAND Dishes , Labware , Manufacturer Browser |  | BRAND, 150060,soda-lime glass,120 mm , ground edges stress-reduced | , |  |  | BRAND, 150060,soda-lime glass,120 mm , ground edges stress-reduced
,soda-lime glass, diam. 125 mm , ground edges stress-reduced,,,,, | BR150065 |  | Aldrich | BRAND ® watch glass |  | ,,,, | BRAND , BRAND Dishes , Labware , Manufacturer Browser |  | BRAND, 150065,soda-lime glass,125 mm , ground edges stress-reduced | , |  |  | BRAND, 150065,soda-lime glass,125 mm , ground edges stress-reduced
,soda-lime glass, diam. 150 mm , ground edges stress-reduced,,,,, | BR150070 |  | Aldrich | BRAND ® watch glass |  | ,,,, | BRAND , BRAND Dishes , Labware , Manufacturer Browser |  | BRAND, 150070,soda-lime glass,150 mm , ground edges stress-reduced | , |  |  | BRAND, 150070,soda-lime glass,150 mm , ground edges stress-reduced
,soda-lime glass, diam. 200 mm , ground edges stress-reduced,,,,, | BR150080 |  | Aldrich | BRAND ® watch glass |  | ,,,, | BRAND , BRAND Dishes , Labware , Manufacturer Browser |  | BRAND, 150080,soda-lime glass,200 mm , ground edges stress-reduced | , |  |  | BRAND, 150080,soda-lime glass,200 mm , ground edges stress-reduced
,soda-lime glass, diam. 40 mm , ground edges stress-reduced,,,,, | BR150010 |  | Aldrich | BRAND ® watch glass |  | ,,,, | BRAND , BRAND Dishes , Labware , Manufacturer Browser |  | BRAND, 150010,soda-lime glass,40 mm , ground edges stress-reduced | , |  |  | BRAND, 150010,soda-lime glass,40 mm , ground edges stress-reduced
,soda-lime glass, diam. 50 mm , ground edges stress-reduced,,,,, | BR150015 |  | Aldrich | BRAND ® watch glass |  | ,,,, | BRAND , BRAND Dishes , Labware , Manufacturer Browser |  | BRAND, 150015,soda-lime glass,50 mm , ground edges stress-reduced | , |  |  | BRAND, 150015,soda-lime glass,50 mm , ground edges stress-reduced
,soda-lime glass, diam. 60 mm , ground edges stress-reduced,,,,, | BR150020 |  | Aldrich | BRAND ® watch glass |  | ,,,, | BRAND , BRAND Dishes , Labware , Manufacturer Browser |  | BRAND, 150020,soda-lime glass,60 mm , ground edges stress-reduced | , |  |  | BRAND, 150020,soda-lime glass,60 mm , ground edges stress-reduced
,soda-lime glass, diam. 70 mm , ground edges stress-reduced,,,,, | BR150030 |  | Aldrich | BRAND ® watch glass |  | ,,,, | BRAND , BRAND Dishes , Labware , Manufacturer Browser |  | BRAND, 150030,soda-lime glass,70 mm , ground edges stress-reduced | , |  |  | BRAND, 150030,soda-lime glass,70 mm , ground edges stress-reduced
,soda-lime glass, diam. 80 mm , ground edges stress-reduced,,,,, | BR150040 |  | Aldrich | BRAND ® watch glass |  | ,,,, | BRAND , BRAND Dishes , Labware , Manufacturer Browser |  | BRAND, 150040,soda-lime glass,80 mm , ground edges stress-reduced | , |  |  | BRAND, 150040,soda-lime glass,80 mm , ground edges stress-reduced
,soda-lime glass, diam. 90 mm , ground edges stress-reduced,,,,, | BR150045 |  | Aldrich | BRAND ® watch glass |  | ,,,, | BRAND , BRAND Dishes , Labware , Manufacturer Browser |  | BRAND, 150045,soda-lime glass,90 mm , ground edges stress-reduced | , |  |  | BRAND, 150045,soda-lime glass,90 mm , ground edges stress-reduced
,polystyrene, L × W × H 125 mm × 100 mm × 19 mm, diamond,,,,, | BR155550 |  | Aldrich | BRAND ® weighing dish |  | ,,,, | BRAND , BRAND Dishes , Labware , Manufacturer Browser |  | polystyrene,BRAND, 155550,125 mm × 100 mm × 19 mm,diamond,100 mL | , |  |  | polystyrene,BRAND, 155550,125 mm × 100 mm × 19 mm,diamond,100 mL
,polystyrene, L × W × H 80 mm × 50 mm × 14 mm, diamond,,,,, | BR155546 |  | Aldrich | BRAND ® weighing dish |  | ,,,, | BRAND , BRAND Dishes , Labware , Manufacturer Browser |  | polystyrene,BRAND, 155546,80 mm × 50 mm × 14 mm,diamond,25 mL | , |  |  | polystyrene,BRAND, 155546,80 mm × 50 mm × 14 mm,diamond,25 mL
,polystyrene, L × W × H 80 mm × 60 mm × 14 mm, diamond,,,,, | BR155548 |  | Aldrich | BRAND ® weighing dish |  | ,,,, | BRAND , BRAND Dishes , Labware , Manufacturer Browser |  | polystyrene,BRAND, 155548,80 mm × 60 mm × 14 mm,diamond,30 mL | , |  |  | polystyrene,BRAND, 155548,80 mm × 60 mm × 14 mm,diamond,30 mL
,polystyrene, L × W × H 80 mm × 80 mm × 23 mm, square,,,,, | BR155542 |  | Aldrich | BRAND ® weighing dish |  | ,,,, | BRAND , BRAND Dishes , Labware , Manufacturer Browser |  | square,BRAND, 155542,80 mm × 80 mm × 23 mm,polystyrene,100 mL | , |  |  | square,BRAND, 155542,80 mm × 80 mm × 23 mm,polystyrene,100 mL
,polystyrene, L × W × H 140 mm × 140 mm × 21 mm, square,,,,, | BR155544 |  | Aldrich | BRAND ® weighing dish |  | ,,,, | BRAND , BRAND Dishes , Labware , Manufacturer Browser |  | square,BRAND, 155544,140 mm × 140 mm × 21 mm,polystyrene,250 mL | , |  |  | square,BRAND, 155544,140 mm × 140 mm × 21 mm,polystyrene,250 mL
,polystyrene, L × W × H 45 mm × 45 mm × 7 mm, square,,,,, | BR155540 |  | Aldrich | BRAND ® weighing dish |  | ,,,, | BRAND , BRAND Dishes , Labware , Manufacturer Browser |  | square,BRAND, 155540,45 mm × 45 mm × 7 mm,polystyrene,7 mL | , |  |  | square,BRAND, 155540,45 mm × 45 mm × 7 mm,polystyrene,7 mL
,Professional version,,,,, | Z627917 |  | Sigma | BRAND ® EASYCAL ™ 4.0 calibration software |  | ,,,, | BRAND , BRAND EASYCAL software , Labware , Manufacturer Browser |  | BRAND | , |  |  | BRAND
,Basic version,,,,, | Z627925 |  | Sigma | BRAND ® EASYCAL ™ 4.0 calibration software |  | ,,,, | BRAND , BRAND EASYCAL software , Labware , Manufacturer Browser |  |  | ,
,capacity 2000 mL,,,,, | BR73729 |  | Aldrich | BRAND ® filter flask, glass, with lateral socket |  | ,,,, | BRAND , BRAND filter flasks , Labware , Manufacturer Browser |  | BRAND, 73729,borosilicate glass,2000 mL | , |  |  | BRAND, 73729,borosilicate glass,2000 mL
,capacity 1000 mL,,,,, | BR73724 |  | Aldrich | BRAND ® filter flask, glass, with lateral socket |  | ,,,, | BRAND , BRAND filter flasks , Labware , Manufacturer Browser |  | BRAND, 73724,borosilicate glass,1000 mL | , |  |  | BRAND, 73724,borosilicate glass,1000 mL
,capacity 500 mL,,,,, | BR73719 |  | Aldrich | BRAND ® filter flask, glass, with lateral socket |  | ,,,, | BRAND , BRAND filter flasks , Labware , Manufacturer Browser |  | BRAND, 73719,borosilicate glass,500 mL | , |  |  | BRAND, 73719,borosilicate glass,500 mL
,capacity 250 mL,,,,, | BR73714 |  | Aldrich | BRAND ® filter flask, glass, with lateral socket |  | ,,,, | BRAND , BRAND filter flasks , Labware , Manufacturer Browser |  | BRAND, 73714,borosilicate glass,250 mL | , |  |  | BRAND, 73714,borosilicate glass,250 mL
,,,,,, | BR463616 |  | Aldrich | BRAND ® filter adapter, glass, for filter crucibles |  | ,,,, | BRAND , BRAND Filters , Labware , Manufacturer Browser |  | BRAND, 463616 | , |  |  | BRAND, 463616
,,,,,, | BR463732 |  | Aldrich | BRAND ® filter adapter, glass, for filter crucibles |  | ,,,, | BRAND , BRAND Filters , Labware , Manufacturer Browser |  | BRAND, 463732 | , |  |  | BRAND, 463732
,borosilicate glass, capacity 30 mL, 1 D 1,,,,, | BR458021 |  | Aldrich | BRAND ® filter crucible |  | ,,,, | BRAND , BRAND Filters , Labware , Manufacturer Browser |  | BRAND, 458021,borosilicate glass,30 mL | , |  |  | BRAND, 458021,borosilicate glass,30 mL
,borosilicate glass, capacity 30 mL, 1 D 3,,,,, | BR458023 |  | Aldrich | BRAND ® filter crucible |  | ,,,, | BRAND , BRAND Filters , Labware , Manufacturer Browser |  | BRAND, 458023,borosilicate glass,30 mL | , |  |  | BRAND, 458023,borosilicate glass,30 mL
,borosilicate glass, capacity 30 mL, 1 D 4,,,,, | BR458024 |  | Aldrich | BRAND ® filter crucible |  | ,,,, | BRAND , BRAND Filters , Labware , Manufacturer Browser |  | BRAND, 458024,borosilicate glass,30 mL | , |  |  | BRAND, 458024,borosilicate glass,30 mL
,borosilicate glass, capacity 50 mL, 2 D 4,,,,, | BR458734 |  | Aldrich | BRAND ® filter crucible |  | ,,,, | BRAND , BRAND Filters , Labware , Manufacturer Browser |  | BRAND, 458734,borosilicate glass,50 mL | , |  |  | BRAND, 458734,borosilicate glass,50 mL
,borosilicate glass, capacity 50 mL, 2 D 2,,,,, | BR458732 |  | Aldrich | BRAND ® filter crucible |  | ,,,, | BRAND , BRAND Filters , Labware , Manufacturer Browser |  | BRAND, 458732,borosilicate glass,50 mL | , |  |  | BRAND, 458732,borosilicate glass,50 mL
,borosilicate glass, capacity 50 mL, 2 D 3,,,,, | BR458733 |  | Aldrich | BRAND ® filter crucible |  | ,,,, | BRAND , BRAND Filters , Labware , Manufacturer Browser |  | BRAND, 458733,borosilicate glass,50 mL | , |  |  | BRAND, 458733,borosilicate glass,50 mL
,borosilicate glass, capacity 30 mL, 1 D 2,,,,, | BR458022 |  | Aldrich | BRAND ® filter crucible |  | ,,,, | BRAND , BRAND Filters , Labware , Manufacturer Browser |  | BRAND, 458022,borosilicate glass,30 mL | , |  |  | BRAND, 458022,borosilicate glass,30 mL
,borosilicate glass, capacity 50 mL, 2 D 1,,,,, | BR458731 |  | Aldrich | BRAND ® filter crucible |  | ,,,, | BRAND , BRAND Filters , Labware , Manufacturer Browser |  | BRAND, 458731,borosilicate glass,50 mL | , |  |  | BRAND, 458731,borosilicate glass,50 mL
,borosilicate glass, capacity 50 mL, 3 D 3,,,,, | BR464003 |  | Aldrich | BRAND ® filter funnel |  | ,,,, | BRAND , BRAND Filters , Labware , Manufacturer Browser |  | BRAND, 464003,borosilicate glass,50 mL | , |  |  | BRAND, 464003,borosilicate glass,50 mL
,borosilicate glass, capacity 75 mL, 11 D 3,,,,, | BR464713 |  | Aldrich | BRAND ® filter funnel |  | ,,,, | BRAND , BRAND Filters , Labware , Manufacturer Browser |  | BRAND, 464713,borosilicate glass,75 mL | , |  |  | BRAND, 464713,borosilicate glass,75 mL
,borosilicate glass, capacity 125 mL, 17 D 3,,,,, | BR465423 |  | Aldrich | BRAND ® filter funnel |  | ,,,, | BRAND , BRAND Filters , Labware , Manufacturer Browser |  | BRAND, 465423,borosilicate glass,125 mL | , |  |  | BRAND, 465423,borosilicate glass,125 mL
,borosilicate glass, capacity 75 mL, 11 D 4,,,,, | BR464714 |  | Aldrich | BRAND ® filter funnel |  | ,,,, | BRAND , BRAND Filters , Labware , Manufacturer Browser |  | BRAND, 464714,borosilicate glass,75 mL | , |  |  | BRAND, 464714,borosilicate glass,75 mL
,borosilicate glass, capacity 500 mL, 25 D 3,,,,, | BR466133 |  | Aldrich | BRAND ® filter funnel |  | ,,,, | BRAND , BRAND Filters , Labware , Manufacturer Browser |  | BRAND, 466133,borosilicate glass,500 mL | , |  |  | BRAND, 466133,borosilicate glass,500 mL
,borosilicate glass, capacity 500 mL, 25 D 4,,,,, | BR466134 |  | Aldrich | BRAND ® filter funnel |  | ,,,, | BRAND , BRAND Filters , Labware , Manufacturer Browser |  | BRAND, 466134,borosilicate glass,500 mL | , |  |  | BRAND, 466134,borosilicate glass,500 mL
,borosilicate glass, capacity 50 mL, 3 D 4,,,,, | BR464004 |  | Aldrich | BRAND ® filter funnel |  | ,,,, | BRAND , BRAND Filters , Labware , Manufacturer Browser |  | BRAND, 464004,borosilicate glass,50 mL | , |  |  | BRAND, 464004,borosilicate glass,50 mL
,borosilicate glass, capacity 125 mL, 17 D 4,,,,, | BR465424 |  | Aldrich | BRAND ® filter funnel |  | ,,,, | BRAND , BRAND Filters , Labware , Manufacturer Browser |  | BRAND, 465424,borosilicate glass,125 mL | , |  |  | BRAND, 465424,borosilicate glass,125 mL
,for 4 funnels,,,,, | BR74511 |  | Aldrich | BRAND ® filter funnel support with base plate |  | ,,,, | BRAND , BRAND Filters , Labware , Manufacturer Browser |  | BRAND, 74511,polypropylene,for 4 funnels,450 mm × 140 mm | , |  |  | BRAND, 74511,polypropylene,for 4 funnels,450 mm × 140 mm
,for 2 funnels,,,,, | BR74506 |  | Aldrich | BRAND ® filter funnel support with base plate |  | ,,,, | BRAND , BRAND Filters , Labware , Manufacturer Browser |  | BRAND, 74506,polypropylene,for 2 funnels,250 mm × 140 mm | , |  |  | BRAND, 74506,polypropylene,for 2 funnels,250 mm × 140 mm
,PMP, L 145 mm,,,,, | BR112810 |  | Aldrich | BRAND ® forcep with pointed ends |  | ,,,, | BRAND , BRAND Forceps , BRAND Staining and Microscopy , Forceps and Tweezers , Labware , Manufacturer Browser , Microscopy & Staining , Microscopy Supplies , Plastic and PTFE |  | BRAND, 112810,PMP,autoclavable at 121 C,145 mm | , |  |  | BRAND, 112810,PMP,autoclavable at 121 C,145 mm
,polyoxymethylene, L 250 mm,,,,, | BR113105 |  | Aldrich | BRAND ® forcep with pointed ends |  | ,,,, | BRAND , BRAND Forceps , BRAND Staining and Microscopy , Forceps and Tweezers , Labware , Manufacturer Browser , Microscopy & Staining , Microscopy Supplies , Plastic and PTFE |  | BRAND, 113105,polyoxymethylene,250 mm | , |  |  | BRAND, 113105,polyoxymethylene,250 mm
,PMP, L 115 mm,,,,, | BR112805 |  | Aldrich | BRAND ® forcep with pointed ends |  | ,,,, | BRAND , BRAND Forceps , BRAND Staining and Microscopy , Forceps and Tweezers , Labware , Manufacturer Browser , Microscopy & Staining , Microscopy Supplies , Plastic and PTFE |  | BRAND, 112805,PMP,autoclavable at 121 C,115 mm | , |  |  | BRAND, 112805,PMP,autoclavable at 121 C,115 mm
,PTFE, L 150 mm,,,,, | BR113115 |  | Aldrich | BRAND ® forcep with pointed ends |  | ,,,, | BRAND , BRAND Forceps , BRAND Staining and Microscopy , Forceps and Tweezers , Labware , Manufacturer Browser , Microscopy & Staining , Microscopy Supplies , Plastic and PTFE |  | BRAND, 113115,PTFE,150 mm | , |  |  | BRAND, 113115,PTFE,150 mm
,PTFE, L 100 mm,,,,, | BR113110 |  | Aldrich | BRAND ® forcep with pointed ends |  | ,,,, | BRAND , BRAND Forceps , BRAND Staining and Microscopy , Forceps and Tweezers , Labware , Manufacturer Browser , Microscopy & Staining , Microscopy Supplies , Plastic and PTFE |  | BRAND, 113110,PTFE,100 mm | , |  |  | BRAND, 113110,PTFE,100 mm
,PTFE, L 150 mm,,,,, | BR113130 |  | Aldrich | BRAND ® forcep with rectangular ends |  | ,,,, | BRAND , BRAND Forceps , BRAND Staining and Microscopy , Forceps and Tweezers , Labware , Manufacturer Browser , Microscopy & Staining , Microscopy Supplies , Plastic and PTFE |  | BRAND, 113130,PTFE,150 mm | , |  |  | BRAND, 113130,PTFE,150 mm
,PTFE, L 100 mm,,,,, | BR113125 |  | Aldrich | BRAND ® forcep with rectangular ends |  | ,,,, | BRAND , BRAND Forceps , BRAND Staining and Microscopy , Forceps and Tweezers , Labware , Manufacturer Browser , Microscopy & Staining , Microscopy Supplies , Plastic and PTFE |  | BRAND, 113125,PTFE,100 mm | , |  |  | BRAND, 113125,PTFE,100 mm
,PTFE, L 200 mm,,,,, | BR113135 |  | Aldrich | BRAND ® forcep with rectangular ends |  | ,,,, | BRAND , BRAND Forceps , BRAND Staining and Microscopy , Forceps and Tweezers , Labware , Manufacturer Browser , Microscopy & Staining , Microscopy Supplies , Plastic and PTFE |  | BRAND, 113135,PTFE,200 mm | , |  |  | BRAND, 113135,PTFE,200 mm
,PTFE, L 200 mm,,,,, | BR113020 |  | Aldrich | BRAND ® forcep with rounded ends |  | ,,,, | BRAND , BRAND Forceps , BRAND Staining and Microscopy , Forceps and Tweezers , Labware , Manufacturer Browser , Microscopy & Staining , Microscopy Supplies , Plastic and PTFE |  | BRAND, 113020,PTFE,200 mm | , |  |  | BRAND, 113020,PTFE,200 mm
,nominal diameter 45 mm , detachable,,,,, | BR148505 |  | Aldrich | BRAND ® Buchner funnel |  | ,,,, | BRAND , BRAND Funnels , Labware , Manufacturer Browser |  | BRAND, 148505,45 mm , detachable,polypropylene | , |  |  | BRAND, 148505,45 mm , detachable,polypropylene
,nominal diameter 70 mm , detachable,,,,, | BR148515 |  | Aldrich | BRAND ® Buchner funnel |  | ,,,, | BRAND , BRAND Funnels , Labware , Manufacturer Browser |  | BRAND, 148515,70 mm , detachable,polypropylene | , |  |  | BRAND, 148515,70 mm , detachable,polypropylene
,nominal diameter 240 mm , detachable,,,,, | BR148540 |  | Aldrich | BRAND ® Buchner funnel |  | ,,,, | BRAND , BRAND Funnels , Labware , Manufacturer Browser |  | BRAND, 148540,240 mm , detachable,polypropylene | , |  |  | BRAND, 148540,240 mm , detachable,polypropylene
,nominal diameter 55 mm , detachable,,,,, | BR148510 |  | Aldrich | BRAND ® Buchner funnel |  | ,,,, | BRAND , BRAND Funnels , Labware , Manufacturer Browser |  | BRAND, 148510,55 mm , detachable,polypropylene | , |  |  | BRAND, 148510,55 mm , detachable,polypropylene
,nominal diameter 110 mm , detachable,,,,, | BR148530 |  | Aldrich | BRAND ® Buchner funnel |  | ,,,, | BRAND , BRAND Funnels , Labware , Manufacturer Browser |  | BRAND, 148530,110 mm , detachable,polypropylene | , |  |  | BRAND, 148530,110 mm , detachable,polypropylene
,nominal diameter 90 mm , detachable,,,,, | BR148525 |  | Aldrich | BRAND ® Buchner funnel |  | ,,,, | BRAND , BRAND Funnels , Labware , Manufacturer Browser |  | BRAND, 148525,90 mm , detachable,polypropylene | , |  |  | BRAND, 148525,90 mm , detachable,polypropylene
,nominal diameter 160 mm , detachable,,,,, | BR148535 |  | Aldrich | BRAND ® Buchner funnel |  | ,,,, | BRAND , BRAND Funnels , Labware , Manufacturer Browser |  | BRAND, 148535,160 mm , detachable,polypropylene | , |  |  | BRAND, 148535,160 mm , detachable,polypropylene
,nominal diameter 80 mm , detachable,,,,, | BR148520 |  | Aldrich | BRAND ® Buchner funnel |  | ,,,, | BRAND , BRAND Funnels , Labware , Manufacturer Browser |  | BRAND, 148520,80 mm , detachable,polypropylene | , |  |  | BRAND, 148520,80 mm , detachable,polypropylene
,high-density polyethylene, O.D. × L 440 mm, stem size 35 mm × 140 mm,,,,, | BR147060 |  | Aldrich | BRAND ® carboy funnel |  | ,,,, | BRAND , BRAND Funnels , Labware , Manufacturer Browser |  | 35 mm × 140 mm,BRAND, 147060,high-density polyethylene,440 mm | , |  |  | 35 mm × 140 mm,BRAND, 147060,high-density polyethylene,440 mm
,polypropylene, O.D. × L 210 mm, stem size 25 mm × 90 mm,,,,, | BR147040 |  | Aldrich | BRAND ® carboy funnel |  | ,,,, | BRAND , BRAND Funnels , Labware , Manufacturer Browser |  | 25 mm × 90 mm,BRAND, 147040,polypropylene,210 mm | , |  |  | 25 mm × 90 mm,BRAND, 147040,polypropylene,210 mm
,polypropylene, O.D. × L 350 mm, stem size 32 mm × 170 mm,,,,, | BR147050 |  | Aldrich | BRAND ® carboy funnel |  | ,,,, | BRAND , BRAND Funnels , Labware , Manufacturer Browser |  | 32 mm × 170 mm,BRAND, 147050,polypropylene,350 mm | , |  |  | 32 mm × 170 mm,BRAND, 147050,polypropylene,350 mm
,polypropylene, O.D. × L 400 mm, stem size 40 mm × 150 mm,,,,, | BR147055 |  | Aldrich | BRAND ® carboy funnel |  | ,,,, | BRAND , BRAND Funnels , Labware , Manufacturer Browser |  | 40 mm × 150 mm,BRAND, 147055,polypropylene,400 mm | , |  |  | 40 mm × 150 mm,BRAND, 147055,polypropylene,400 mm
,polypropylene, O.D. × L 260 mm, stem size 30 mm × 100 mm,,,,, | BR147045 |  | Aldrich | BRAND ® carboy funnel |  | ,,,, | BRAND , BRAND Funnels , Labware , Manufacturer Browser |  | 30 mm × 100 mm,BRAND, 147045,polypropylene,260 mm | , |  |  | 30 mm × 100 mm,BRAND, 147045,polypropylene,260 mm
,short stem, borosilicate glass, diam. 70 mm,,,,, | BR145611 |  | Aldrich | BRAND ® funnel short stem, glass |  | ,,,, | BRAND , BRAND Funnels , Labware , Manufacturer Browser |  | BRAND, 145611,borosilicate glass,for rapid filtration,8 mm × 70 mm,70 mm | , |  |  | BRAND, 145611,borosilicate glass,for rapid filtration,8 mm × 70 mm,70 mm
,short stem, borosilicate glass, diam. 80 mm,,,,, | BR145535 |  | Aldrich | BRAND ® funnel short stem, glass |  | ,,,, | BRAND , BRAND Funnels , Labware , Manufacturer Browser |  | BRAND, 145535,borosilicate glass,for rapid filtration,9 mm × 80 mm,80 mm | , |  |  | BRAND, 145535,borosilicate glass,for rapid filtration,9 mm × 80 mm,80 mm
,short stem, borosilicate glass, diam. 100 mm,,,,, | BR145619 |  | Aldrich | BRAND ® funnel short stem, glass |  | ,,,, | BRAND , BRAND Funnels , Labware , Manufacturer Browser |  | BRAND, 145619,borosilicate glass,for rapid filtration,10 mm × 100 mm,100 mm | , |  |  | BRAND, 145619,borosilicate glass,for rapid filtration,10 mm × 100 mm,100 mm
,short stem, borosilicate glass, diam. 150 mm,,,,, | BR145631 |  | Aldrich | BRAND ® funnel short stem, glass |  | ,,,, | BRAND , BRAND Funnels , Labware , Manufacturer Browser |  | BRAND, 145631,borosilicate glass,for rapid filtration,16 mm × 150 mm,150 mm | , |  |  | BRAND, 145631,borosilicate glass,for rapid filtration,16 mm × 150 mm,150 mm
,short stem, borosilicate glass, diam. 200 mm,,,,, | BR145638 |  | Aldrich | BRAND ® funnel short stem, glass |  | ,,,, | BRAND , BRAND Funnels , Labware , Manufacturer Browser |  | BRAND, 145638,borosilicate glass,for rapid filtration,26 mm × 170 mm,200 mm | , |  |  | BRAND, 145638,borosilicate glass,for rapid filtration,26 mm × 170 mm,200 mm
,short stem, borosilicate glass, diam. 40 mm,,,,, | BR145507 |  | Aldrich | BRAND ® funnel short stem, glass |  | ,,,, | BRAND , BRAND Funnels , Labware , Manufacturer Browser |  | BRAND, 145507,borosilicate glass,for rapid filtration,6 mm × 40 mm,40 mm | , |  |  | BRAND, 145507,borosilicate glass,for rapid filtration,6 mm × 40 mm,40 mm
,short stem, borosilicate glass, diam. 50 mm,,,,, | BR145515 |  | Aldrich | BRAND ® funnel short stem, glass |  | ,,,, | BRAND , BRAND Funnels , Labware , Manufacturer Browser |  | BRAND, 145515,borosilicate glass,for rapid filtration,7 mm × 50 mm,50 mm | , |  |  | BRAND, 145515,borosilicate glass,for rapid filtration,7 mm × 50 mm,50 mm
,short stem, borosilicate glass, diam. 55 mm,,,,, | BR145520 |  | Aldrich | BRAND ® funnel short stem, glass |  | ,,,, | BRAND , BRAND Funnels , Labware , Manufacturer Browser |  | BRAND, 145520,borosilicate glass,for rapid filtration,8 mm × 55 mm,55 mm | , |  |  | BRAND, 145520,borosilicate glass,for rapid filtration,8 mm × 55 mm,55 mm
,short stem, borosilicate glass, diam. 60 mm,,,,, | BR145525 |  | Aldrich | BRAND ® funnel short stem, glass |  | ,,,, | BRAND , BRAND Funnels , Labware , Manufacturer Browser |  | BRAND, 145525,borosilicate glass,for rapid filtration,8 mm × 60 mm,60 mm | , |  |  | BRAND, 145525,borosilicate glass,for rapid filtration,8 mm × 60 mm,60 mm
,short stem, borosilicate glass, diam. 70 mm,,,,, | BR145530 |  | Aldrich | BRAND ® funnel short stem, glass |  | ,,,, | BRAND , BRAND Funnels , Labware , Manufacturer Browser |  | BRAND, 145530,borosilicate glass,for rapid filtration,8 mm × 70 mm,70 mm | , |  |  | BRAND, 145530,borosilicate glass,for rapid filtration,8 mm × 70 mm,70 mm
,short stem, borosilicate glass, diam. 100 mm,,,,, | BR145540 |  | Aldrich | BRAND ® funnel short stem, glass |  | ,,,, | BRAND , BRAND Funnels , Labware , Manufacturer Browser |  | BRAND, 145540,borosilicate glass,for rapid filtration,10 mm × 100 mm,100 mm | , |  |  | BRAND, 145540,borosilicate glass,for rapid filtration,10 mm × 100 mm,100 mm
,short stem, borosilicate glass, diam. 120 mm,,,,, | BR145545 |  | Aldrich | BRAND ® funnel short stem, glass |  | ,,,, | BRAND , BRAND Funnels , Labware , Manufacturer Browser |  | BRAND, 145545,borosilicate glass,for rapid filtration,16 mm × 120 mm,120 mm | , |  |  | BRAND, 145545,borosilicate glass,for rapid filtration,16 mm × 120 mm,120 mm
,short stem, borosilicate glass, diam. 150 mm,,,,, | BR145550 |  | Aldrich | BRAND ® funnel short stem, glass |  | ,,,, | BRAND , BRAND Funnels , Labware , Manufacturer Browser |  | BRAND, 145550,borosilicate glass,for rapid filtration,16 mm × 150 mm,150 mm | , |  |  | BRAND, 145550,borosilicate glass,for rapid filtration,16 mm × 150 mm,150 mm
,short stem, borosilicate glass, diam. 200 mm,,,,, | BR145560 |  | Aldrich | BRAND ® funnel short stem, glass |  | ,,,, | BRAND , BRAND Funnels , Labware , Manufacturer Browser |  | BRAND, 145560,borosilicate glass,for rapid filtration,26 mm × 175 mm,200 mm | , |  |  | BRAND, 145560,borosilicate glass,for rapid filtration,26 mm × 175 mm,200 mm
,short stem, borosilicate glass, diam. 35 mm,,,,, | BR145505 |  | Aldrich | BRAND ® funnel short stem, glass |  | ,,,, | BRAND , BRAND Funnels , Labware , Manufacturer Browser |  | BRAND, 145505,borosilicate glass,for rapid filtration,6 mm × 35 mm,35 mm | , |  |  | BRAND, 145505,borosilicate glass,for rapid filtration,6 mm × 35 mm,35 mm
,short stem, borosilicate glass, diam. 80 mm,,,,, | BR145616 |  | Aldrich | BRAND ® funnel short stem, glass |  | ,,,, | BRAND , BRAND Funnels , Labware , Manufacturer Browser |  | BRAND, 145616,borosilicate glass,for rapid filtration,10 mm × 80 mm,80 mm | , |  |  | BRAND, 145616,borosilicate glass,for rapid filtration,10 mm × 80 mm,80 mm
,diam. 100 mm, stem diam. × L 11 mm × 82 mm,,,,, | BR148235 |  | Aldrich | BRAND ® funnel with internal fluting |  | ,,,, | BRAND , BRAND Funnels , Labware , Manufacturer Browser |  | BRAND, 148235,11 mm × 82 mm,100 mm | , |  |  | BRAND, 148235,11 mm × 82 mm,100 mm
,diam. 120 mm, stem diam. × L 11 mm × 85 mm,,,,, | BR148237 |  | Aldrich | BRAND ® funnel with internal fluting |  | ,,,, | BRAND , BRAND Funnels , Labware , Manufacturer Browser |  | BRAND, 148237,11 mm × 85 mm,120 mm | , |  |  | BRAND, 148237,11 mm × 85 mm,120 mm
,diam. 180 mm, stem diam. × L 14 mm × 143 mm,,,,, | BR148245 |  | Aldrich | BRAND ® funnel with internal fluting |  | ,,,, | BRAND , BRAND Funnels , Labware , Manufacturer Browser |  | BRAND, 148245,14 mm × 143 mm,180 mm | , |  |  | BRAND, 148245,14 mm × 143 mm,180 mm
,diam. 150 mm, stem diam. × L 14 mm × 115 mm,,,,, | BR148240 |  | Aldrich | BRAND ® funnel with internal fluting |  | ,,,, | BRAND , BRAND Funnels , Labware , Manufacturer Browser |  | BRAND, 148240,14 mm × 115 mm,150 mm | , |  |  | BRAND, 148240,14 mm × 115 mm,150 mm
,diam. 65 mm, stem diam. × L 9 mm × 63 mm,,,,, | BR148220 |  | Aldrich | BRAND ® funnel with internal fluting |  | ,,,, | BRAND , BRAND Funnels , Labware , Manufacturer Browser |  | BRAND, 148220,9 mm × 63 mm,65 mm | , |  |  | BRAND, 148220,9 mm × 63 mm,65 mm
,diam. 80 mm, stem diam. × L 10 mm × 69 mm,,,,, | BR148225 |  | Aldrich | BRAND ® funnel with internal fluting |  | ,,,, | BRAND , BRAND Funnels , Labware , Manufacturer Browser |  | BRAND, 148225,10 mm × 69 mm,80 mm | , |  |  | BRAND, 148225,10 mm × 69 mm,80 mm
,diam. 35 mm, stem diam. × L 5 mm × 38 mm,,,,, | BR148210 |  | Aldrich | BRAND ® funnel with internal fluting |  | ,,,, | BRAND , BRAND Funnels , Labware , Manufacturer Browser |  | BRAND, 148210,5 mm × 38 mm,35 mm | , |  |  | BRAND, 148210,5 mm × 38 mm,35 mm
,diam. 45 mm, stem diam. × L 5 mm × 44 mm,,,,, | BR148215 |  | Aldrich | BRAND ® funnel with internal fluting |  | ,,,, | BRAND , BRAND Funnels , Labware , Manufacturer Browser |  | BRAND, 148215,5 mm × 44 mm,45 mm | , |  |  | BRAND, 148215,5 mm × 44 mm,45 mm
,diam. 25 mm, stem diam. × L 4 mm × 39 mm,,,,, | BR148205 |  | Aldrich | BRAND ® funnel with internal fluting, PP |  | ,,,, | BRAND , BRAND Funnels , Labware , Manufacturer Browser |  | BRAND, 148205,4 mm × 39 mm,25 mm | , |  |  | BRAND, 148205,4 mm × 39 mm,25 mm
,for rods of 8 - 14 mm diam.,,,,, | BR140300 |  | Aldrich | BRAND ® holder for separating funnel |  | ,,,, | BRAND , BRAND Funnels , Labware , Manufacturer Browser |  | BRAND, 140300 | , |  |  | BRAND, 140300
,top diam. 30 mm, stem O.D. × L 2 mm × 25 mm,,,,, | Z637505 |  | Sigma | BRAND ® PP funnels, plain interior |  | ,,,, | BRAND , BRAND Funnels , Funnels , General-purpose, Plastic , Labware , Manufacturer Browser |  | BRAND 147000,30 mm,2 mm × 25 mm | , |  |  | BRAND 147000,30 mm,2 mm × 25 mm
,top diam. 30 mm, stem O.D. × L 5 mm × 25 mm,,,,, | Z637513 |  | Sigma | BRAND ® PP funnels, plain interior |  | ,,,, | BRAND , BRAND Funnels , Funnels , General-purpose, Plastic , Labware , Manufacturer Browser |  | BRAND 147005,30 mm,5 mm × 25 mm | , |  |  | BRAND 147005,30 mm,5 mm × 25 mm
,top diam. 40 mm, stem O.D. × L 5 mm × 35 mm,,,,, | Z637521 |  | Sigma | BRAND ® PP funnels, plain interior |  | ,,,, | BRAND , BRAND Funnels , Funnels , General-purpose, Plastic , Labware , Manufacturer Browser |  | BRAND 147010,40 mm,5 mm × 35 mm | , |  |  | BRAND 147010,40 mm,5 mm × 35 mm
,top diam. 50 mm, stem O.D. × L 9 mm × 43 mm,,,,, | Z637548 |  | Sigma | BRAND ® PP funnels, plain interior |  | ,,,, | BRAND , BRAND Funnels , Funnels , General-purpose, Plastic , Labware , Manufacturer Browser |  | BRAND 147015,50 mm,9 mm × 43 mm | , |  |  | BRAND 147015,50 mm,9 mm × 43 mm
,top diam. 75 mm, stem O.D. × L 10 mm × 55 mm,,,,, | Z637556 |  | Sigma | BRAND ® PP funnels, plain interior |  | ,,,, | BRAND , BRAND Funnels , Funnels , General-purpose, Plastic , Labware , Manufacturer Browser |  | BRAND 147020,75 mm,10 mm × 55 mm | , |  |  | BRAND 147020,75 mm,10 mm × 55 mm
,top diam. 100 mm, stem O.D. × L 13 mm × 77 mm,,,,, | Z637564 |  | Sigma | BRAND ® PP funnels, plain interior |  | ,,,, | BRAND , BRAND Funnels , Funnels , General-purpose, Plastic , Labware , Manufacturer Browser |  | BRAND 147025,100 mm,13 mm × 77 mm | , |  |  | BRAND 147025,100 mm,13 mm × 77 mm
,top diam. 120 mm, stem O.D. × L 14 mm × 90 mm,,,,, | Z637572 |  | Sigma | BRAND ® PP funnels, plain interior |  | ,,,, | BRAND , BRAND Funnels , Funnels , General-purpose, Plastic , Labware , Manufacturer Browser |  | BRAND 147030,120 mm,14 mm × 90 mm | , |  |  | BRAND 147030,120 mm,14 mm × 90 mm
,top diam. 150 mm, stem O.D. × L 17 mm × 95 mm,,,,, | Z637580 |  | Sigma | BRAND ® PP funnels, plain interior |  | ,,,, | BRAND , BRAND Funnels , Funnels , General-purpose, Plastic , Labware , Manufacturer Browser |  | BRAND 147035,150 mm,17 mm × 95 mm | , |  |  | BRAND 147035,150 mm,17 mm × 95 mm
,volume 500 mL,,,,, | BR50000 |  | Aldrich | BRAND ® hydrometer jar |  | ,,,, | BRAND , BRAND Hydrometers , BRAND Jars , Labware , Manufacturer Browser , Without thermometer |  | 500 mL,BRAND, 50000,with spout and overflow vessel | , |  |  | 500 mL,BRAND, 50000,with spout and overflow vessel
,polypropylene, capacity 80 mL,,,,, | BR61820 |  | Aldrich | BRAND ® jar with push-on lid |  | ,,,, | BRAND , BRAND Jars , Bottles and Caps , Containers , Jars , Labware , Manufacturer Browser , Plastic Bottles , Sample Containers |  | BRAND, 61820,75 mm × 30 mm,polypropylene,80 mL | , |  |  | BRAND, 61820,75 mm × 30 mm,polypropylene,80 mL
,polypropylene, capacity 40 mL,,,,, | BR61815 |  | Aldrich | BRAND ® jar with push-on lid |  | ,,,, | BRAND , BRAND Jars , Bottles and Caps , Containers , Jars , Labware , Manufacturer Browser , Plastic Bottles , Sample Containers |  | BRAND, 61815,56 mm × 25 mm,polypropylene,40 mL | , |  |  | BRAND, 61815,56 mm × 25 mm,polypropylene,40 mL
,low-density polyethylene, capacity 10 mL,,,,, | BR61955 |  | Aldrich | BRAND ® jar with screw cap |  | ,,,, | BRAND , BRAND Jars , Bottles and Caps , Containers , Jars , Labware , Manufacturer Browser , Plastic Bottles , Sample Containers |  | BRAND, 61955,23 mm × 52 mm,low-density polyethylene,10 mL,thick-walled, slightly conical shape | , |  |  | BRAND, 61955,23 mm × 52 mm,low-density polyethylene,10 mL,thick-walled, slightly conical shape
,low-density polyethylene, capacity 90 mL,,,,, | BR61970 |  | Aldrich | BRAND ® jar with screw cap |  | ,,,, | BRAND , BRAND Jars , Bottles and Caps , Containers , Jars , Labware , Manufacturer Browser , Plastic Bottles , Sample Containers |  | BRAND, 61970,57 mm × 62 mm,low-density polyethylene,90 mL,thick-walled, slightly conical shape | , |  |  | BRAND, 61970,57 mm × 62 mm,low-density polyethylene,90 mL,thick-walled, slightly conical shape
,low-density polyethylene, capacity 180 mL,,,,, | BR61975 |  | Aldrich | BRAND ® jar with screw cap |  | ,,,, | BRAND , BRAND Jars , Bottles and Caps , Containers , Jars , Labware , Manufacturer Browser , Plastic Bottles , Sample Containers |  | BRAND, 61975,57 mm × 108 mm,low-density polyethylene,180 mL,thick-walled, slightly conical shape | , |  |  | BRAND, 61975,57 mm × 108 mm,low-density polyethylene,180 mL,thick-walled, slightly conical shape
,low-density polyethylene, capacity 5 mL,,,,, | BR61950 |  | Aldrich | BRAND ® jar with screw cap |  | ,,,, | BRAND , BRAND Jars , Bottles and Caps , Containers , Jars , Labware , Manufacturer Browser , Plastic Bottles , Sample Containers |  | BRAND, 61950,23 mm × 34 mm,low-density polyethylene,5 mL,thick-walled, slightly conical shape | , |  |  | BRAND, 61950,23 mm × 34 mm,low-density polyethylene,5 mL,thick-walled, slightly conical shape
,low-density polyethylene, capacity 30 mL,,,,, | BR61960 |  | Aldrich | BRAND ® jar with screw cap |  | ,,,, | BRAND , BRAND Jars , Bottles and Caps , Containers , Jars , Labware , Manufacturer Browser , Plastic Bottles , Sample Containers |  | BRAND, 61960,37 mm × 53 mm,low-density polyethylene,30 mL,thick-walled, slightly conical shape | , |  |  | BRAND, 61960,37 mm × 53 mm,low-density polyethylene,30 mL,thick-walled, slightly conical shape
,low-density polyethylene, capacity 60 mL,,,,, | BR61965 |  | Aldrich | BRAND ® jar with screw cap |  | ,,,, | BRAND , BRAND Jars , Bottles and Caps , Containers , Jars , Labware , Manufacturer Browser , Plastic Bottles , Sample Containers |  | BRAND, 61965,37 mm × 92 mm,low-density polyethylene,60 mL,thick-walled, slightly conical shape | , |  |  | BRAND, 61965,37 mm × 92 mm,low-density polyethylene,60 mL,thick-walled, slightly conical shape
,polypropylene, capacity 30 mL,,,,, | BR62310 |  | Aldrich | BRAND ® jar with screw cap |  | ,,,, | BRAND , BRAND Jars , Bottles and Caps , Containers , Jars , Labware , Manufacturer Browser , Plastic Bottles , Sample Containers |  | polypropylene,BRAND, 62310,57 mm × 32 mm,conical,30 mL | , |  |  | polypropylene,BRAND, 62310,57 mm × 32 mm,conical,30 mL
,polystyrene, capacity 25 mL,,,,, | BR62315 |  | Aldrich | BRAND ® jar with snap-on PE-LD lid |  | ,,,, | BRAND , BRAND Jars , Bottles and Caps , Containers , Jars , Labware , Manufacturer Browser , Plastic Bottles , Sample Containers |  | polystyrene,BRAND, 62315,47 mm × 32 mm,conical,25 mL | , |  |  | polystyrene,BRAND, 62315,47 mm × 32 mm,conical,25 mL
,volume 30 mL,,,,, | BR62005 |  | Aldrich | BRAND ® PFA sample jar with screw cap |  | ,,,, | BRAND , BRAND Jars , Bottles and Caps , Containers , Jars , Labware , Manufacturer Browser , Plastic Bottles , Sample Containers |  | 30 mL,BRAND, 62005,GL 40,PFA | , |  |  | 30 mL,BRAND, 62005,GL 40,PFA
,volume 60 mL,,,,, | BR62010 |  | Aldrich | BRAND ® PFA sample jar with screw cap |  | ,,,, | BRAND , BRAND Jars , Bottles and Caps , Containers , Jars , Labware , Manufacturer Browser , Plastic Bottles , Sample Containers |  | 60 mL,BRAND, 62010,GL 40,PFA | , |  |  | 60 mL,BRAND, 62010,GL 40,PFA
,volume 90 mL,,,,, | BR62015 |  | Aldrich | BRAND ® PFA sample jar with screw cap |  | ,,,, | BRAND , BRAND Jars , Bottles and Caps , Containers , Jars , Labware , Manufacturer Browser , Plastic Bottles , Sample Containers |  | 90 mL,BRAND, 62015,GL 56,PFA | , |  |  | 90 mL,BRAND, 62015,GL 56,PFA
,volume 180 mL,,,,, | BR62020 |  | Aldrich | BRAND ® PFA sample jar with screw cap |  | ,,,, | BRAND , BRAND Jars , Bottles and Caps , Containers , Jars , Labware , Manufacturer Browser , Plastic Bottles , Sample Containers |  | 180 mL,BRAND, 62020,GL 56,PFA | , |  |  | 180 mL,BRAND, 62020,GL 56,PFA
,PTFE, Joint: 10/19, thin-walled,,,,, | BR51417 |  | Aldrich | BRAND ® ground joint sleeve |  | ,,,, | BRAND , BRAND Joints , Labware , Manufacturer Browser |  | Joint: 10/19,PTFE,thin-walled,BRAND, 51417 | , |  |  | Joint: 10/19,PTFE,thin-walled,BRAND, 51417
,PTFE, Joint: 12/21, thin-walled,,,,, | BR51418 |  | Aldrich | BRAND ® ground joint sleeve |  | ,,,, | BRAND , BRAND Joints , Labware , Manufacturer Browser |  | Joint: 12/21,PTFE,thin-walled,BRAND, 51718 | , |  |  | Joint: 12/21,PTFE,thin-walled,BRAND, 51718
,PTFE, Joint: 14/23, thin-walled,,,,, | BR51419 |  | Aldrich | BRAND ® ground joint sleeve |  | ,,,, | BRAND , BRAND Joints , Labware , Manufacturer Browser |  | Joint: 14/23,PTFE,thin-walled,BRAND, 51419 | , |  |  | Joint: 14/23,PTFE,thin-walled,BRAND, 51419
,PTFE, Joint: 24/29, thin-walled,,,,, | BR51421 |  | Aldrich | BRAND ® ground joint sleeve |  | ,,,, | BRAND , BRAND Joints , Labware , Manufacturer Browser |  | Joint: 24/29,PTFE,thin-walled,BRAND, 51421 | , |  |  | Joint: 24/29,PTFE,thin-walled,BRAND, 51421
,PTFE, Joint: 29/32, thin-walled,,,,, | BR51422 |  | Aldrich | BRAND ® ground joint sleeve |  | ,,,, | BRAND , BRAND Joints , Labware , Manufacturer Browser |  | Joint: 29/32,PTFE,thin-walled,BRAND, 51422 | , |  |  | Joint: 29/32,PTFE,thin-walled,BRAND, 51422
,PTFE, Joint: 34/35, thin-walled,,,,, | BR51423 |  | Aldrich | BRAND ® ground joint sleeve |  | ,,,, | BRAND , BRAND Joints , Labware , Manufacturer Browser |  | Joint: 34/35,PTFE,thin-walled,BRAND, 51423 | , |  |  | Joint: 34/35,PTFE,thin-walled,BRAND, 51423
,PTFE, Joint: 50/42, thin-walled,,,,, | BR51425 |  | Aldrich | BRAND ® ground joint sleeve |  | ,,,, | BRAND , BRAND Joints , Labware , Manufacturer Browser |  | Joint: 50/42,PTFE,thin-walled,BRAND, 51425 | , |  |  | Joint: 50/42,PTFE,thin-walled,BRAND, 51425
,PTFE, Joint: 45/40, thin-walled,,,,, | BR51424 |  | Aldrich | BRAND ® ground joint sleeve |  | ,,,, | BRAND , BRAND Joints , Labware , Manufacturer Browser |  | Joint: 45/40,PTFE,thin-walled,BRAND, 51424 | , |  |  | Joint: 45/40,PTFE,thin-walled,BRAND, 51424
,PTFE, Joint: 55/44, thin-walled,,,,, | BR51426 |  | Aldrich | BRAND ® ground joint sleeve |  | ,,,, | BRAND , BRAND Joints , Labware , Manufacturer Browser |  | Joint: 55/44,PTFE,thin-walled,BRAND, 51426 | , |  |  | Joint: 55/44,PTFE,thin-walled,BRAND, 51426
,PTFE, Joint: 60/46, thin-walled,,,,, | BR51427 |  | Aldrich | BRAND ® ground joint sleeve |  | ,,,, | BRAND , BRAND Joints , Labware , Manufacturer Browser |  | Joint: 60/46,PTFE,thin-walled,BRAND, 51427 | , |  |  | Joint: 60/46,PTFE,thin-walled,BRAND, 51427
,PTFE, Joint: 7/16, thin-walled,,,,, | BR51416 |  | Aldrich | BRAND ® ground joint sleeve |  | ,,,, | BRAND , BRAND Joints , Labware , Manufacturer Browser |  | Joint: 7/16,PTFE,thin-walled,BRAND, 51416 | , |  |  | Joint: 7/16,PTFE,thin-walled,BRAND, 51416
,PTFE, Joint: 19/26, thin-walled,,,,, | BR51420 |  | Aldrich | BRAND ® ground joint sleeve |  | ,,,, | BRAND , BRAND Joints , Labware , Manufacturer Browser |  | Joint: 19/26,PTFE,thin-walled,BRAND, 51420 | , |  |  | Joint: 19/26,PTFE,thin-walled,BRAND, 51420
,PTFE, Joint: 40/38, thin-walled,,,,, | BR51430 |  | Aldrich | BRAND ® ground joint sleeve |  | ,,,, | BRAND , BRAND Joints , Labware , Manufacturer Browser |  | Joint: 40/38,PTFE,thin-walled,BRAND, 51430 | , |  |  | Joint: 40/38,PTFE,thin-walled,BRAND, 51430
,PTFE, Joint: 10/19, grip collar and sealing rings,,,,, | BR51463 |  | Aldrich | BRAND ® ground socket |  | ,,,, | BRAND , BRAND Joints , Labware , Manufacturer Browser |  | Joint: 10/19,PTFE,grip collar and sealing rings,BRAND, 51463 | , |  |  | Joint: 10/19,PTFE,grip collar and sealing rings,BRAND, 51463
,PTFE, Joint: 14/23, grip collar and sealing rings,,,,, | BR51464 |  | Aldrich | BRAND ® ground socket |  | ,,,, | BRAND , BRAND Joints , Labware , Manufacturer Browser |  | Joint: 14/23,PTFE,grip collar and sealing rings,BRAND, 51464 | , |  |  | Joint: 14/23,PTFE,grip collar and sealing rings,BRAND, 51464
,PTFE, Joint: 24/29, grip collar and sealing rings,,,,, | BR51466 |  | Aldrich | BRAND ® ground socket |  | ,,,, | BRAND , BRAND Joints , Labware , Manufacturer Browser |  | Joint: 24/29,PTFE,grip collar and sealing rings,BRAND, 51466 | , |  |  | Joint: 24/29,PTFE,grip collar and sealing rings,BRAND, 51466
,PTFE, Joint: 19/26, grip collar and sealing rings,,,,, | BR51465 |  | Aldrich | BRAND ® ground socket |  | ,,,, | BRAND , BRAND Joints , Labware , Manufacturer Browser |  | Joint: 19/26,PTFE,grip collar and sealing rings,BRAND, 51465 | , |  |  | Joint: 19/26,PTFE,grip collar and sealing rings,BRAND, 51465
,PTFE, Joint: 34/35, grip collar and sealing rings,,,,, | BR51468 |  | Aldrich | BRAND ® ground socket |  | ,,,, | BRAND , BRAND Joints , Labware , Manufacturer Browser |  | Joint: 34/35,PTFE,grip collar and sealing rings,BRAND, 51468 | , |  |  | Joint: 34/35,PTFE,grip collar and sealing rings,BRAND, 51468
,PTFE, Joint: 45/40, grip collar and sealing rings,,,,, | BR51469 |  | Aldrich | BRAND ® ground socket |  | ,,,, | BRAND , BRAND Joints , Labware , Manufacturer Browser |  | Joint: 45/40,PTFE,grip collar and sealing rings,BRAND, 51469 | , |  |  | Joint: 45/40,PTFE,grip collar and sealing rings,BRAND, 51469
,PTFE, Joint: 29/32, grip collar and sealing rings,,,,, | BR51467 |  | Aldrich | BRAND ® ground socket |  | ,,,, | BRAND , BRAND Joints , Labware , Manufacturer Browser |  | Joint: 29/32,PTFE,grip collar and sealing rings,BRAND, 51467 | , |  |  | Joint: 29/32,PTFE,grip collar and sealing rings,BRAND, 51467
,volume 10 mL, GL 18,,,,, | BR36208 |  | Aldrich | BRAND ® measuring flask |  | ,,,, | BRAND , BRAND measuring flask , Labware , Manufacturer Browser |  | 10 mL,BRAND, 36208,GL 18,PFA | , |  |  | 10 mL,BRAND, 36208,GL 18,PFA
,volume 250 mL, GL 25,,,,, | BR36248 |  | Aldrich | BRAND ® measuring flask |  | ,,,, | BRAND , BRAND measuring flask , Labware , Manufacturer Browser |  | 250 mL,BRAND, 36248,GL 25,PFA | , |  |  | 250 mL,BRAND, 36248,GL 25,PFA
,volume 100 mL, GL 18,,,,, | BR36238 |  | Aldrich | BRAND ® measuring flask |  | ,,,, | BRAND , BRAND measuring flask , Labware , Manufacturer Browser |  | 100 mL,BRAND, 36238,GL 18,PFA | , |  |  | 100 mL,BRAND, 36238,GL 18,PFA
,volume 500 mL, GL 25,,,,, | BR36254 |  | Aldrich | BRAND ® measuring flask |  | ,,,, | BRAND , BRAND measuring flask , Labware , Manufacturer Browser |  | 500 mL,BRAND, 36254,GL 25,PFA | , |  |  | 500 mL,BRAND, 36254,GL 25,PFA
,volume 50 mL, GL 18,,,,, | BR36228 |  | Aldrich | BRAND ® measuring flask |  | ,,,, | BRAND , BRAND measuring flask , Labware , Manufacturer Browser |  | 50 mL,BRAND, 36228,GL 18,PFA | , |  |  | 50 mL,BRAND, 36228,GL 18,PFA
,volume 25 mL, GL 18,,,,, | BR36220 |  | Aldrich | BRAND ® measuring flask |  | ,,,, | BRAND , BRAND measuring flask , Labware , Manufacturer Browser |  | 25 mL,BRAND, 36220,GL 18,PFA | , |  |  | 25 mL,BRAND, 36220,GL 18,PFA
,volume 25 mL, Joint: 10/19, polypropylene stopper,,,,, | BR36120 |  | Aldrich | BRAND ® volumetric flask PMP (TPX) clear |  | ,,,, | BRAND , BRAND Volumetric , BRAND Volumetric flasks , BRAND measuring flask , Class A, PMP clear , Labware , Manufacturer Browser |  | polypropylene stopper,Joint: 10/19,borosilicate glass,BRAND, 36120,25 mL | , |  |  | polypropylene stopper,Joint: 10/19,borosilicate glass,BRAND, 36120,25 mL
,volume 100 mL, Joint: 14/23, polypropylene stopper,,,,, | BR38210 |  | Aldrich | BRAND ® volumetric flasks with 3 marks |  | ,,,, | BRAND , BRAND Volumetric , BRAND Volumetric flasks , BRAND measuring flask , Class A, USP , Labware , Manufacturer Browser |  | 100 mL,Joint: 14/23,polypropylene stopper,BRAND, 38210 | , |  |  | 100 mL,Joint: 14/23,polypropylene stopper,BRAND, 38210
,volume 25 mL, Joint: 10/19, polypropylene stopper,,,,, | BR38206 |  | Aldrich | BRAND ® volumetric flasks with 3 marks |  | ,,,, | BRAND , BRAND Volumetric , BRAND Volumetric flasks , BRAND measuring flask , Class A, DAkkS-calibrated , Labware , Manufacturer Browser |  | 25 mL,Joint: 10/19,polypropylene stopper,BRAND, 38206 | , |  |  | 25 mL,Joint: 10/19,polypropylene stopper,BRAND, 38206
,volume 50 mL, Joint: 12/21, polypropylene stopper,,,,, | BR38208 |  | Aldrich | BRAND ® volumetric flasks with 3 marks |  | ,,,, | BRAND , BRAND Volumetric , BRAND Volumetric flasks , BRAND measuring flask , Class A, DAkkS-calibrated , Labware , Manufacturer Browser |  | 50 mL,Joint: 12/21,polypropylene stopper,BRAND, 38208 | , |  |  | 50 mL,Joint: 12/21,polypropylene stopper,BRAND, 38208
,melamine formaldehyde, size 125 mm × 80 mm,,,,, | BR110705 |  | Aldrich | BRAND ® mortar with pestle, with foot/spout |  | ,,,, | BRAND , BRAND Mortar with Pestle , Labware , Manufacturer Browser |  | BRAND, 110705,melamine formaldehyde,autoclavable at 121°C,125 mm × 80 mm | , |  |  | BRAND, 110705,melamine formaldehyde,autoclavable at 121°C,125 mm × 80 mm
,melamine formaldehyde, size 150 mm × 90 mm,,,,, | BR110710 |  | Aldrich | BRAND ® mortar with pestle, with foot/spout |  | ,,,, | BRAND , BRAND Mortar with Pestle , Labware , Manufacturer Browser |  | BRAND, 110710,melamine formaldehyde,autoclavable at 121°C,150 mm × 90 mm | , |  |  | BRAND, 110710,melamine formaldehyde,autoclavable at 121°C,150 mm × 90 mm
,for cap. 100-150 mL,,,,, | BR386138 |  | Aldrich | BRAND ® fastening clip for oxygen flask |  | ,,,, | BRAND , BRAND Oxygen Flasks , Labware , Manufacturer Browser |  | pack of 1 ea,BRAND, 386138 | , |  |  | pack of 1 ea,BRAND, 386138
,for cap. 250-300 mL,,,,, | BR386148 |  | Aldrich | BRAND ® fastening clip for oxygen flask |  | ,,,, | BRAND , BRAND Oxygen Flasks , Labware , Manufacturer Browser |  | pack of 1 ea,BRAND, 386148 | , |  |  | pack of 1 ea,BRAND, 386148
,size 100-150 mL, with glass stopper NS 14/23,,,,, | BR386038 |  | Aldrich | BRAND ® Oxygen flask |  | ,,,, | BRAND , BRAND Oxygen Flasks , Labware , Manufacturer Browser |  | pack of 2 EA,BRAND, 386038,soda-lime glass,100-150 mL | , |  |  | pack of 2 EA,BRAND, 386038,soda-lime glass,100-150 mL
,volume 250-300 mL, with glass stopper NS 19/26,,,,, | BR386048 |  | Aldrich | BRAND ® Oxygen flask |  | ,,,, | BRAND , BRAND Oxygen Flasks , Labware , Manufacturer Browser |  | pack of 2 EA,BRAND, 386048,soda-lime glass,250-300 mL | , |  |  | pack of 2 EA,BRAND, 386048,soda-lime glass,250-300 mL
,size 22-84 mm,,,,, | BR462500 |  | Aldrich | BRAND ® rubber conical gasket for filter funnels and filter flasks |  | ,,,, | BRAND , BRAND Oxygen Flasks , Labware , Manufacturer Browser |  | pack of 8 EA,BRAND, 462500,EPDM rubber,22-84 mm | , |  |  | pack of 8 EA,BRAND, 462500,EPDM rubber,22-84 mm
,size 22 mm,,,,, | BR462512 |  | Aldrich | BRAND ® rubber conical gasket for filter funnels and filter flasks |  | ,,,, | BRAND , BRAND Oxygen Flasks , Labware , Manufacturer Browser |  | pack of 10 ea,BRAND, 462512,EPDM rubber,22 mm | , |  |  | pack of 10 ea,BRAND, 462512,EPDM rubber,22 mm
,size 28 mm,,,,, | BR462617 |  | Aldrich | BRAND ® rubber conical gasket for filter funnels and filter flasks |  | ,,,, | BRAND , BRAND Oxygen Flasks , Labware , Manufacturer Browser |  | pack of 10 ea,BRAND, 462617,EPDM rubber,28 mm | , |  |  | pack of 10 ea,BRAND, 462617,EPDM rubber,28 mm
,size 35 mm,,,,, | BR462723 |  | Aldrich | BRAND ® rubber conical gasket for filter funnels and filter flasks |  | ,,,, | BRAND , BRAND Oxygen Flasks , Labware , Manufacturer Browser |  | pack of 10 ea,BRAND, 462723,EPDM rubber,35 mm | , |  |  | pack of 10 ea,BRAND, 462723,EPDM rubber,35 mm
,size 42 mm,,,,, | BR462827 |  | Aldrich | BRAND ® rubber conical gasket for filter funnels and filter flasks |  | ,,,, | BRAND , BRAND Oxygen Flasks , Labware , Manufacturer Browser |  | pack of 10 ea,BRAND, 462827,EPDM rubber,42 mm | , |  |  | pack of 10 ea,BRAND, 462827,EPDM rubber,42 mm
,size 50 mm,,,,, | BR462932 |  | Aldrich | BRAND ® rubber conical gasket for filter funnels and filter flasks |  | ,,,, | BRAND , BRAND Oxygen Flasks , Labware , Manufacturer Browser |  | pack of 10 ea,BRAND, 462932,EPDM rubber,50 mm | , |  |  | pack of 10 ea,BRAND, 462932,EPDM rubber,50 mm
,size 63 mm,,,,, | BR463036 |  | Aldrich | BRAND ® rubber conical gasket for filter funnels and filter flasks |  | ,,,, | BRAND , BRAND Oxygen Flasks , Labware , Manufacturer Browser |  | pack of 10 ea,BRAND, 463036,EPDM rubber,63 mm | , |  |  | pack of 10 ea,BRAND, 463036,EPDM rubber,63 mm
,size 76 mm,,,,, | BR463139 |  | Aldrich | BRAND ® rubber conical gasket for filter funnels and filter flasks |  | ,,,, | BRAND , BRAND Oxygen Flasks , Labware , Manufacturer Browser |  | pack of 10 ea,BRAND, 463139,EPDM rubber,76 mm | , |  |  | pack of 10 ea,BRAND, 463139,EPDM rubber,76 mm
,size 89 mm,,,,, | BR463243 |  | Aldrich | BRAND ® rubber conical gasket for filter funnels and filter flasks |  | ,,,, | BRAND , BRAND Oxygen Flasks , Labware , Manufacturer Browser |  | pack of 10 ea,BRAND, 463243,EPDM rubber,89 mm | , |  |  | pack of 10 ea,BRAND, 463243,EPDM rubber,89 mm
,,,,,, | BR701650 |  | Aldrich | BRAND ® PARAFILM ® M cutter |  | ,,,, | BRAND , BRAND PARAFILM , Labware , Manufacturer Browser |  | BRAND, 701650 | , |  |  | BRAND, 701650
,L × W 15 m × 500 mm,,,,, | BR701501 |  | Aldrich | BRAND ® PARAFILM ® M sealing film |  | ,,,, | BRAND , BRAND PARAFILM , Labware , Manufacturer Browser |  | BRAND, 701501,15 m × 500 mm | , |  |  | BRAND, 701501,15 m × 500 mm
,L × W 38 m × 100 mm,,,,, | BR701605 |  | Aldrich | BRAND ® PARAFILM ® M sealing film |  | ,,,, | BRAND , BRAND PARAFILM , Labware , Manufacturer Browser |  | BRAND, 701605,38 m × 100 mm | , |  |  | BRAND, 701605,38 m × 100 mm
,L × W 75 m × 100 mm,,,,, | BR701606 |  | Aldrich | BRAND ® PARAFILM ® M sealing film |  | ,,,, | BRAND , BRAND PARAFILM , Labware , Manufacturer Browser |  | BRAND, 701606,75 m × 100 mm | , |  |  | BRAND, 701606,75 m × 100 mm
,L × W 75 m × 50 mm,,,,, | BR701611 |  | Aldrich | BRAND ® PARAFILM ® M sealing film |  | ,,,, | BRAND , BRAND PARAFILM , Labware , Manufacturer Browser |  | BRAND, 701611,75 m × 50 mm | , |  |  | BRAND, 701611,75 m × 50 mm
,with individual caps, PE,,,,, | BR781530 |  | Aldrich | BRAND ® rack |  | ,,,, | BRAND , BRAND Racks , BRAND test tube racks , Labware , Manufacturer Browser , Rack packed , Tubes |  | BRAND, 781530,PE,non-sterile,with individual caps,1.2 mL | , |  |  | BRAND, 781530,PE,non-sterile,with individual caps,1.2 mL
,racks with grid, polypropylene,,,,, | BR781540 |  | Aldrich | BRAND ® rack |  | ,,,, | BRAND , BRAND Racks , BRAND test tube racks , Labware , Manufacturer Browser , Rack packed , Tubes |  | BRAND, 781540,polypropylene,non-sterile,racks with grid,1.2 mL | , |  |  | BRAND, 781540,polypropylene,non-sterile,racks with grid,1.2 mL
,8 strip tubes, polypropylene,,,,, | BR781525 |  | Aldrich | BRAND ® rack |  | ,,,, | BRAND , BRAND Racks , BRAND test tube racks , Labware , Manufacturer Browser , Rack packed , Tubes |  | BRAND, 781525,polypropylene,non-sterile,8 strip tubes,1.2 mL | , |  |  | BRAND, 781525,polypropylene,non-sterile,8 strip tubes,1.2 mL
,8 strip tubes, polypropylene,,,,, | BR781535 |  | Aldrich | BRAND ® rack |  | ,,,, | BRAND , BRAND Racks , BRAND test tube racks , Labware , Manufacturer Browser , Rack packed , Tubes |  | BRAND, 781535,polypropylene,non-sterile,8 strip tubes,1.2 mL | , |  |  | BRAND, 781535,polypropylene,non-sterile,8 strip tubes,1.2 mL
,individual tubes, polypropylene,,,,, | BR781520 |  | Aldrich | BRAND ® rack |  | ,,,, | BRAND , BRAND Racks , BRAND test tube racks , Labware , Manufacturer Browser , Rack packed , Tubes |  | BRAND, 781520,polypropylene,non-sterile,individual tubes,1.2 mL | , |  |  | BRAND, 781520,polypropylene,non-sterile,individual tubes,1.2 mL
,8 strip tubes, polypropylene,,,,, | BR781510 |  | Aldrich | BRAND ® rack |  | ,,,, | BRAND , BRAND Racks , BRAND test tube racks , Labware , Manufacturer Browser , Rack packed , Tubes |  | BRAND, 781510,1.2 mL,polypropylene,8 strip tubes,pkg of (10 racks with 12 strips of 8 tubes),non-sterile | , |  |  | BRAND, 781510,1.2 mL,polypropylene,8 strip tubes,pkg of (10 racks with 12 strips of 8 tubes),non-sterile
,with individual caps, polypropylene,,,,, | BR781500 |  | Aldrich | BRAND ® rack |  | ,,,, | BRAND , BRAND Racks , BRAND test tube racks , Labware , Manufacturer Browser , Rack packed , Tubes |  | BRAND, 781500,1.2 mL,polypropylene,with individual caps,pkg of (10 racks of 96 individual tubes),non-sterile | , |  |  | BRAND, 781500,1.2 mL,polypropylene,with individual caps,pkg of (10 racks of 96 individual tubes),non-sterile
,piercable,,,,, | BR781582 |  | Aldrich | BRAND ® strip of 8 lids, for 96 tube rack |  | ,,,, | BRAND , BRAND Racks , BRAND test tube racks , Labware , Manufacturer Browser |  | BRAND, 781582,piercable | , |  |  | BRAND, 781582,piercable
,PTFE, diam. 13 mm , 21 tubes,,,,, | BR115510 |  | Aldrich | BRAND ® test tube rack |  | ,,,, | BRAND , BRAND Racks , BRAND test tube racks , Labware , Manufacturer Browser |  | BRAND, 115510,180 mm × 60 mm × 60 mm,PTFE,13 mm , 21 tubes | , |  |  | BRAND, 115510,180 mm × 60 mm × 60 mm,PTFE,13 mm , 21 tubes
,PTFE, diam. 19 mm , 10 tubes,,,,, | BR115515 |  | Aldrich | BRAND ® test tube rack |  | ,,,, | BRAND , BRAND Racks , BRAND test tube racks , Labware , Manufacturer Browser |  | BRAND, 115515,180 mm × 60 mm × 70 mm,PTFE,19 mm , 10 tubes | , |  |  | BRAND, 115515,180 mm × 60 mm × 70 mm,PTFE,19 mm , 10 tubes
,PTFE, diam. 30 mm , 4 tubes,,,,, | BR115520 |  | Aldrich | BRAND ® test tube rack |  | ,,,, | BRAND , BRAND Racks , BRAND test tube racks , Labware , Manufacturer Browser |  | BRAND, 115520,180 mm × 60 mm × 80 mm,PTFE,30 mm , 4 tubes | , |  |  | BRAND, 115520,180 mm × 60 mm × 80 mm,PTFE,30 mm , 4 tubes
,blue,,,,, | Z334081 |  | Sigma | BRAND ® cryovial racks, PP |  | ,,,, | BRAND , BRAND Racks , Cryo Containers , Cryoware , Labware , Manufacturer Browser , PLASTIBRAND cryovial racks, PP |  | BRAND,265 mm × 126 mm × 38 mm,blue,positions 6 × 14,13 mm | , |  |  | BRAND,265 mm × 126 mm × 38 mm,blue,positions 6 × 14,13 mm
,red,,,,, | Z334111 |  | Sigma | BRAND ® cryovial racks, PP |  | ,,,, | BRAND , BRAND Racks , Cryo Containers , Cryoware , Labware , Manufacturer Browser , PLASTIBRAND cryovial racks, PP |  | BRAND,265 mm × 126 mm × 38 mm,red,positions 6 × 14,13 mm | , |  |  | BRAND,265 mm × 126 mm × 38 mm,red,positions 6 × 14,13 mm
,white,,,,, | Z334138 |  | Sigma | BRAND ® cryovial racks, PP |  | ,,,, | BRAND , BRAND Racks , Cryo Containers , Cryoware , Labware , Manufacturer Browser , PLASTIBRAND cryovial racks, PP |  | BRAND,265 mm × 126 mm × 38 mm,white,positions 6 × 14,13 mm | , |  |  | BRAND,265 mm × 126 mm × 38 mm,white,positions 6 × 14,13 mm
,yellow,,,,, | Z334103 |  | Sigma | BRAND ® cryovial racks, PP |  | ,,,, | BRAND , BRAND Racks , Cryo Containers , Cryoware , Labware , Manufacturer Browser , PLASTIBRAND cryovial racks, PP |  | BRAND,265 mm × 126 mm × 38 mm,yellow,positions 6 × 14,13 mm | , |  |  | BRAND,265 mm × 126 mm × 38 mm,yellow,positions 6 × 14,13 mm
,,,,,, | Z336807 |  | Sigma | BRAND ® Imhoff sedimentation cone, SAN |  | ,,,, | BRAND , BRAND Racks , Funnels , Labware , Manufacturer Browser , PLASTIBRAND Imhoff sedimentation cone , Sedimentation Cone , Separatory Funnels |  | with screw cap to drain contents withstands temperatures up to 85 °C,BRAND,transparent styrene-acrylonitrile,graduated (up to 1000 ml) | , |  |  | with screw cap to drain contents withstands temperatures up to 85 °C,BRAND,transparent styrene-acrylonitrile,graduated (up to 1000 ml)
,holds 20 x 1.5 mL tubes,,,,, | BR780605 |  | Aldrich | BRAND ® microcentrifuge tube rack |  | ,,,, | BRAND , BRAND Racks , Labware , Manufacturer Browser , PLASTIBRAND microcentrifuge tube racks, PP |  | BRAND, 780605,210 mm × 70 mm × 37 mm | , |  |  | BRAND, 780605,210 mm × 70 mm × 37 mm
,PTFE, L 600 mm,,,,, | BR90470 |  | Aldrich | BRAND ® extension rod for sampling dippers |  | ,,,, | BRAND , BRAND Sampling Dippers , Containers , Labware , Manufacturer Browser , Sample Containers |  | BRAND, 90470,PTFE,600 mm | , |  |  | BRAND, 90470,PTFE,600 mm
,capacity 500 mL, D × H 80 mm × 125 mm,,,,, | BR90454 |  | Aldrich | BRAND ® sampling dipper with spout |  | ,,,, | BRAND , BRAND Sampling Dippers , Containers , Labware , Manufacturer Browser , Sample Containers |  | BRAND, 90454,80 mm × 125 mm,PTFE,500 mL | , |  |  | BRAND, 90454,80 mm × 125 mm,PTFE,500 mL
,capacity 100 mL, D × H 55 mm × 65 mm,,,,, | BR90438 |  | Aldrich | BRAND ® sampling dipper with spout |  | ,,,, | BRAND , BRAND Sampling Dippers , Containers , Labware , Manufacturer Browser , Sample Containers |  | BRAND, 90438,55 mm × 65 mm,PTFE,100 mL | , |  |  | BRAND, 90438,55 mm × 65 mm,PTFE,100 mL
,capacity 350 mL, D × H 70 mm × 95 mm,,,,, | BR90448 |  | Aldrich | BRAND ® sampling dipper with spout |  | ,,,, | BRAND , BRAND Sampling Dippers , Containers , Labware , Manufacturer Browser , Sample Containers |  | BRAND, 90448,70 mm × 95 mm,PTFE,350 mL | , |  |  | BRAND, 90448,70 mm × 95 mm,PTFE,350 mL
,capacity 1000 mL, D × H 105 mm × 155 mm,,,,, | BR90462 |  | Aldrich | BRAND ® sampling dipper with spout |  | ,,,, | BRAND , BRAND Sampling Dippers , Containers , Labware , Manufacturer Browser , Sample Containers |  | BRAND, 90462,105 mm × 155 mm,PTFE,1000 mL | , |  |  | BRAND, 90462,105 mm × 155 mm,PTFE,1000 mL
,volume 25 mL, L 350 mm,,,,, | BR139110 |  | Aldrich | BRAND ® scoop |  | ,,,, | BRAND , BRAND Scoop , Labware , Manufacturer Browser |  | white,BRAND, 139110,polypropylene,350 mm,25 mL | , |  |  | white,BRAND, 139110,polypropylene,350 mm,25 mL
,volume 500 mL, L 350 mm,,,,, | BR139035 |  | Aldrich | BRAND ® scoop |  | ,,,, | BRAND , BRAND Scoop , Labware , Manufacturer Browser |  | natural,BRAND, 139035,PE,350 mm,500 mL | , |  |  | natural,BRAND, 139035,PE,350 mm,500 mL
,volume 1000 mL, L 350 mm,,,,, | BR139040 |  | Aldrich | BRAND ® scoop |  | ,,,, | BRAND , BRAND Scoop , Labware , Manufacturer Browser |  | natural,BRAND, 139040,PE,350 mm,1000 mL | , |  |  | natural,BRAND, 139040,PE,350 mm,1000 mL
,volume 1000 mL, L 350 mm,,,,, | BR139135 |  | Aldrich | BRAND ® scoop |  | ,,,, | BRAND , BRAND Scoop , Labware , Manufacturer Browser |  | white,BRAND, 139135,polypropylene,350 mm,1000 mL | , |  |  | white,BRAND, 139135,polypropylene,350 mm,1000 mL
,volume 10 mL, L 350 mm,,,,, | BR139105 |  | Aldrich | BRAND ® scoop |  | ,,,, | BRAND , BRAND Scoop , Labware , Manufacturer Browser |  | white,BRAND, 139105,polypropylene,350 mm,10 mL | , |  |  | white,BRAND, 139105,polypropylene,350 mm,10 mL
,volume 50 mL, L 350 mm,,,,, | BR139115 |  | Aldrich | BRAND ® scoop |  | ,,,, | BRAND , BRAND Scoop , Labware , Manufacturer Browser |  | white,BRAND, 139115,polypropylene,350 mm,50 mL | , |  |  | white,BRAND, 139115,polypropylene,350 mm,50 mL
,volume 100 mL, L 350 mm,,,,, | BR139120 |  | Aldrich | BRAND ® scoop |  | ,,,, | BRAND , BRAND Scoop , Labware , Manufacturer Browser |  | white,BRAND, 139120,polypropylene,350 mm,100 mL | , |  |  | white,BRAND, 139120,polypropylene,350 mm,100 mL
,volume 250 mL, L 350 mm,,,,, | BR139125 |  | Aldrich | BRAND ® scoop |  | ,,,, | BRAND , BRAND Scoop , Labware , Manufacturer Browser |  | white,BRAND, 139125,polypropylene,350 mm,250 mL | , |  |  | white,BRAND, 139125,polypropylene,350 mm,250 mL
,volume 500 mL, L 350 mm,,,,, | BR139130 |  | Aldrich | BRAND ® scoop |  | ,,,, | BRAND , BRAND Scoop , Labware , Manufacturer Browser |  | white,BRAND, 139130,polypropylene,350 mm,500 mL | , |  |  | white,BRAND, 139130,polypropylene,350 mm,500 mL
,volume 2 mL, L 350 mm,,,,, | BR139102 |  | Aldrich | BRAND ® scoop |  | ,,,, | BRAND , BRAND Scoop , Labware , Manufacturer Browser |  | white,BRAND, 139102,polypropylene,350 mm,2 mL | , |  |  | white,BRAND, 139102,polypropylene,350 mm,2 mL
,volume 5 mL, L 350 mm,,,,, | BR139103 |  | Aldrich | BRAND ® scoop |  | ,,,, | BRAND , BRAND Scoop , Labware , Manufacturer Browser |  | white,BRAND, 139103,polypropylene,350 mm,5 mL | , |  |  | white,BRAND, 139103,polypropylene,350 mm,5 mL
,L × W 76 mm × 26 mm, thickness 1.2-1.5 mm, with 1 concavity,,,,, | BR475505 |  | Aldrich | BRAND ® cavity slides |  | ,,,, | BRAND , BRAND Slides , BRAND Staining and Microscopy , Clinical Laboratory , Labware , Manufacturer Browser , Microscope Slides , Microscopy & Staining , Staining |  | with 1 concavity,BRAND, 475505,76 mm × 26 mm,ground edges,1.2-1.5 mm | , |  |  | with 1 concavity,BRAND, 475505,76 mm × 26 mm,ground edges,1.2-1.5 mm
,L × W 76 mm × 26 mm, thickness 1.2-1.5 mm, with 3 concavity,,,,, | BR475565 |  | Aldrich | BRAND ® cavity slides |  | ,,,, | BRAND , BRAND Slides , BRAND Staining and Microscopy , Clinical Laboratory , Labware , Manufacturer Browser , Microscope Slides , Microscopy & Staining , Staining |  | with 3 concavity,BRAND, 475565,76 mm × 26 mm,ground edges,1.2-1.5 mm | , |  |  | with 3 concavity,BRAND, 475565,76 mm × 26 mm,ground edges,1.2-1.5 mm
,L × W 76 mm × 26 mm, thickness 1.2-1.5 mm, with 2 concavity,,,,, | BR475535 |  | Aldrich | BRAND ® cavity slides |  | ,,,, | BRAND , BRAND Slides , BRAND Staining and Microscopy , Clinical Laboratory , Labware , Manufacturer Browser , Microscope Slides , Microscopy & Staining , Staining |  | with 2 concavity,BRAND, 475535,76 mm × 26 mm,ground edges,1.2-1.5 mm | , |  |  | with 2 concavity,BRAND, 475535,76 mm × 26 mm,ground edges,1.2-1.5 mm
,L × W 20 mm × 20 mm, square,,,,, | BR470050 |  | Aldrich | BRAND ® cover glass |  | ,,,, | BRAND , BRAND Slides , Clinical Laboratory , Labware , Manufacturer Browser , Microscope Slide Coverglasses , Microscopy & Staining |  | square,BRAND, 470050,borosilicate glass,20 mm × 20 mm,0.13-0.17 mm , No. 1 | , |  |  | square,BRAND, 470050,borosilicate glass,20 mm × 20 mm,0.13-0.17 mm , No. 1
,L × W 22 mm × 22 mm, square,,,,, | BR470055 |  | Aldrich | BRAND ® cover glass |  | ,,,, | BRAND , BRAND Slides , Clinical Laboratory , Labware , Manufacturer Browser , Microscope Slide Coverglasses , Microscopy & Staining |  | square,BRAND, 470055,borosilicate glass,22 mm × 22 mm,0.13-0.17 mm , No. 1 | , |  |  | square,BRAND, 470055,borosilicate glass,22 mm × 22 mm,0.13-0.17 mm , No. 1
,L × W 24 mm × 50 mm, rectangular,,,,, | BR470819 |  | Aldrich | BRAND ® cover glass |  | ,,,, | BRAND , BRAND Slides , Clinical Laboratory , Labware , Manufacturer Browser , Microscope Slide Coverglasses , Microscopy & Staining |  | rectangular,BRAND, 470819,borosilicate glass,24 mm × 50 mm,0.13-0.17 mm , No. 1 | , |  |  | rectangular,BRAND, 470819,borosilicate glass,24 mm × 50 mm,0.13-0.17 mm , No. 1
,L × W 24 mm × 60 mm, rectangular,,,,, | BR470820 |  | Aldrich | BRAND ® cover glass |  | ,,,, | BRAND , BRAND Slides , Clinical Laboratory , Labware , Manufacturer Browser , Microscope Slide Coverglasses , Microscopy & Staining |  | rectangular,BRAND, 470820,borosilicate glass,24 mm × 60 mm,0.13-0.17 mm , No. 1 | , |  |  | rectangular,BRAND, 470820,borosilicate glass,24 mm × 60 mm,0.13-0.17 mm , No. 1
,L × W 24 mm × 24 mm, square,,,,, | BR470060 |  | Aldrich | BRAND ® cover glass |  | ,,,, | BRAND , BRAND Slides , Clinical Laboratory , Labware , Manufacturer Browser , Microscope Slide Coverglasses , Microscopy & Staining |  | square,BRAND, 470060,borosilicate glass,24 mm × 24 mm,0.13-0.17 mm , No. 1 | , |  |  | square,BRAND, 470060,borosilicate glass,24 mm × 24 mm,0.13-0.17 mm , No. 1
,L × W 18 mm × 18 mm, square,,,,, | BR470045 |  | Aldrich | BRAND ® cover glasses for microscope slides |  | ,,,, | BRAND , BRAND Slides , BRAND Staining and Microscopy , Clinical Laboratory , Labware , Manufacturer Browser , Microscope Slide Coverglasses , Microscopy & Staining |  | square,BRAND, 470045,borosilicate glass,18 mm × 18 mm,0.13-0.17 mm , No. 1 | , |  |  | square,BRAND, 470045,borosilicate glass,18 mm × 18 mm,0.13-0.17 mm , No. 1
,cut edges, twin frosted end,,,,, | BR474702 |  | Aldrich | BRAND ® microscope slide |  | ,,,, | BRAND , BRAND Slides , BRAND Staining and Microscopy , Clinical Laboratory , Labware , Manufacturer Browser , Microscope Slides , Microscopy & Staining |  | BRAND, 474702,cut edges, twin frosted end,76 mm × 26 mm × 1 mm | , |  |  | BRAND, 474702,cut edges, twin frosted end,76 mm × 26 mm × 1 mm
,cut edges,,,,, | BR474701 |  | Aldrich | BRAND ® microscope slide |  | ,,,, | BRAND , BRAND Slides , BRAND Staining and Microscopy , Clinical Laboratory , Labware , Manufacturer Browser , Microscope Slides , Microscopy & Staining |  | BRAND, 474701,cut edges,76 mm × 26 mm × 1 mm | , |  |  | BRAND, 474701,cut edges,76 mm × 26 mm × 1 mm
,ground edges,,,,, | BR474743 |  | Aldrich | BRAND ® microscope slide |  | ,,,, | BRAND , BRAND Slides , BRAND Staining and Microscopy , Clinical Laboratory , Labware , Manufacturer Browser , Microscope Slides , Microscopy & Staining |  | BRAND, 474743,ground edges,75 mm × 25 mm × 1 mm | , |  |  | BRAND, 474743,ground edges,75 mm × 25 mm × 1 mm
,ground edges, twin frosted end,,,,, | BR474744 |  | Aldrich | BRAND ® microscope slide |  | ,,,, | BRAND , BRAND Slides , BRAND Staining and Microscopy , Clinical Laboratory , Labware , Manufacturer Browser , Microscope Slides , Microscopy & Staining |  | BRAND, 474744,ground edges, twin frosted end,76 mm × 26 mm × 1 mm | , |  |  | BRAND, 474744,ground edges, twin frosted end,76 mm × 26 mm × 1 mm
,size 76 mm × 26 mm , for 25 slides, POM,,,,, | BR471400 |  | Aldrich | BRAND ® staining tray, black |  | ,,,, | BRAND , BRAND Slides , BRAND Staining , BRAND Staining and Microscopy , Clinical Laboratory , Labware , Manufacturer Browser , Microscopy & Staining , Staining |  | BRAND, 471400,POM,for use with black staining trough,76 mm × 26 mm , for 25 slides | , |  |  | BRAND, 471400,POM,for use with black staining trough,76 mm × 26 mm , for 25 slides
,for 20 slides, for use with transparent plastic staining trough,,,,, | BR474305 |  | Aldrich | BRAND ® transparent plastic staining tray |  | ,,,, | BRAND , BRAND Slides , BRAND Staining and Microscopy , Labware , Manufacturer Browser , Microscopy & Staining , Staining |  | for use with transparent plastic staining trough,BRAND, 474305,polypropylene,for 20 slides | , |  |  | for use with transparent plastic staining trough,BRAND, 474305,polypropylene,for 20 slides
,for 5 thick or 10 thin slides,,,,, | BR476900 |  | Aldrich | BRAND ® slide box |  | ,,,, | BRAND , BRAND Slides , BRAND Staining and Microscopy , Clinical Laboratory , Labware , Manufacturer Browser |  | pack of 10 ea,BRAND, 476900,polypropylene | , |  |  | pack of 10 ea,BRAND, 476900,polypropylene
,for 100 slides, 76 x 26 mm,,,,, | BR476000 |  | Aldrich | BRAND ® slide box |  | ,,,, | BRAND , BRAND Slides , BRAND Staining and Microscopy , Clinical Laboratory , Labware , Manufacturer Browser |  | pack of 1 ea,BRAND, 476000,polystyrene | , |  |  | pack of 1 ea,BRAND, 476000,polystyrene
,25 slides, 76 x 26 mm,,,,, | BR475800 |  | Aldrich | BRAND ® slide box |  | ,,,, | BRAND , BRAND Slides , BRAND Staining and Microscopy , Clinical Laboratory , Labware , Manufacturer Browser |  | pack of 1 ea,BRAND, 475800,polystyrene | , |  |  | pack of 1 ea,BRAND, 475800,polystyrene
,50 slides, 76 x 26 mm,,,,, | BR475900 |  | Aldrich | BRAND ® slide box |  | ,,,, | BRAND , BRAND Slides , BRAND Staining and Microscopy , Clinical Laboratory , Labware , Manufacturer Browser |  | pack of 1 ea,BRAND, 475900,polystyrene | , |  |  | pack of 1 ea,BRAND, 475900,polystyrene
,,,,,, | BR473100 |  | Aldrich | BRAND ® wire handle for staining trough tray |  | ,,,, | BRAND , BRAND Staining , BRAND Staining and Microscopy , Clinical Laboratory , Labware , Manufacturer Browser |  | pack of 10 ea,BRAND, 473100,stainless steel | , |  |  | pack of 10 ea,BRAND, 473100,stainless steel
,crepe paper, self-adhesive,,,,, | BR61750 |  | Aldrich | BRAND ® sterilization indicator tape |  | ,,,, | BRAND , BRAND Disposal bags , BRAND Tape , Clinical Laboratory , Labware , Manufacturer Browser |  | self-adhesive,BRAND, 61750,crepe paper,50 m × 19 mm | , |  |  | self-adhesive,BRAND, 61750,crepe paper,50 m × 19 mm
,blue,,,,, | BR759240 |  | Aldrich | BRAND ® cap for UV-cuvette micro |  | ,,,, | BRAND , BRAND UV Cuvettes , Labware , Manufacturer Browser |  | blue,pack of 100 ea,PE,BRAND, 759240 | , |  |  | blue,pack of 100 ea,PE,BRAND, 759240
,green,,,,, | BR759242 |  | Aldrich | BRAND ® cap for UV-cuvette micro |  | ,,,, | BRAND , BRAND UV Cuvettes , Labware , Manufacturer Browser |  | green,pack of 100 ea,PE,BRAND, 759242 | , |  |  | green,pack of 100 ea,PE,BRAND, 759242
,orange,,,,, | BR759243 |  | Aldrich | BRAND ® cap for UV-cuvette micro |  | ,,,, | BRAND , BRAND UV Cuvettes , Labware , Manufacturer Browser |  | orange,pack of 100 ea,PE,BRAND, 759243 | , |  |  | orange,pack of 100 ea,PE,BRAND, 759243
,yellow,,,,, | BR759241 |  | Aldrich | BRAND ® cap for UV-cuvette micro |  | ,,,, | BRAND , BRAND UV Cuvettes , Labware , Manufacturer Browser |  | yellow,pack of 100 ea,PE,BRAND, 759241 | , |  |  | yellow,pack of 100 ea,PE,BRAND, 759241
,for 16 cuvettes,,,,, | BR759500 |  | Aldrich | BRAND ® cuvette rack |  | ,,,, | BRAND , BRAND UV Cuvettes , Labware , Manufacturer Browser |  | gray,pack of 1 ea,polypropylene,BRAND, 759500,210 mm × 70 mm × 38 mm | , |  |  | gray,pack of 1 ea,polypropylene,BRAND, 759500,210 mm × 70 mm × 38 mm
,PMMA,,,,, | BR759105 |  | Aldrich | BRAND ® macro-cuvette |  | ,,,, | BRAND , BRAND UV Cuvettes , Labware , Manufacturer Browser |  | BRAND, 759105,PMMA,minimum filling volume 2.5 mL | , |  |  | BRAND, 759105,PMMA,minimum filling volume 2.5 mL
,polystyrene,,,,, | BR759005 |  | Aldrich | BRAND ® macro-cuvette |  | ,,,, | BRAND , BRAND UV Cuvettes , Labware , Manufacturer Browser |  | BRAND, 759005,polystyrene,minimum filling volume 2.5 mL | , |  |  | BRAND, 759005,polystyrene,minimum filling volume 2.5 mL
,PMMA, minimum filling volume 1.5 mL,,,,, | BR759115 |  | Aldrich | BRAND ® semi-micro cuvette |  | ,,,, | BRAND , BRAND UV Cuvettes , Labware , Manufacturer Browser |  | pack of 100 ea,BRAND, 759115,PMMA | , |  |  | pack of 100 ea,BRAND, 759115,PMMA
,polystyrene, minimum filling volume 1.5mL,,,,, | BR759015 |  | Aldrich | BRAND ® semi-micro cuvette |  | ,,,, | BRAND , BRAND UV Cuvettes , Labware , Manufacturer Browser |  | pack of 100 ea,BRAND, 759015,polystyrene | , |  |  | pack of 100 ea,BRAND, 759015,polystyrene
,macro, volume 5 mL,,,,, | BR759170 |  | Aldrich | BRAND ® UV cuvette |  | ,,,, | BRAND , BRAND UV Cuvettes , Labware , Manufacturer Browser |  | 5 mL,BRAND, 759170 | , |  |  | 5 mL,BRAND, 759170
,center H 8.5 mm, volume 70-850 μL, pack of 100 ea (individually wrapped),,,,, | BR759215 |  | Aldrich | BRAND ® UV cuvette micro |  | ,,,, | BRAND , BRAND UV Cuvettes , Labware , Manufacturer Browser |  | pack of 100 ea (individually wrapped),BRAND, 759215,8.5 mm,70-850 μL | , |  |  | pack of 100 ea (individually wrapped),BRAND, 759215,8.5 mm,70-850 μL
,center H 15 mm, volume 70-550 μL, pack of 100 ea,,,,, | BR759220 |  | Aldrich | BRAND ® UV cuvette micro |  | ,,,, | BRAND , BRAND UV Cuvettes , Labware , Manufacturer Browser |  | pack of 100 ea,BRAND, 759220,15 mm,70-550 μL | , |  |  | pack of 100 ea,BRAND, 759220,15 mm,70-550 μL
,center H 15 mm, volume 70-550 μL, pack of 500 ea,,,,, | BR759230 |  | Aldrich | BRAND ® UV cuvette micro |  | ,,,, | BRAND , BRAND UV Cuvettes , Labware , Manufacturer Browser |  | pack of 500 ea,BRAND, 759230,15 mm,70-550 μL | , |  |  | pack of 500 ea,BRAND, 759230,15 mm,70-550 μL
,center H 15 mm, volume 70-550 μL, pack of 100 ea (individually wrapped),,,,, | BR759235 |  | Aldrich | BRAND ® UV cuvette micro |  | ,,,, | BRAND , BRAND UV Cuvettes , Labware , Manufacturer Browser |  | pack of 100 ea (individually wrapped),BRAND, 759235,15 mm,70-550 μL | , |  |  | pack of 100 ea (individually wrapped),BRAND, 759235,15 mm,70-550 μL
,center H 8.5 mm, volume 70-850 μL, pack of 100 ea,,,,, | BR759200 |  | Aldrich | BRAND ® UV cuvette micro |  | ,,,, | BRAND , BRAND UV Cuvettes , Labware , Manufacturer Browser |  | pack of 100 ea,BRAND, 759200,8.5 mm,70-850 μL | , |  |  | pack of 100 ea,BRAND, 759200,8.5 mm,70-850 μL
,center H 8.5 mm, volume 70-850 μL, pack of 500 ea,,,,, | BR759210 |  | Aldrich | BRAND ® UV cuvette micro |  | ,,,, | BRAND , BRAND UV Cuvettes , Labware , Manufacturer Browser |  | pack of 500 ea,BRAND, 759210,8.5 mm,70-850 μL | , |  |  | pack of 500 ea,BRAND, 759210,8.5 mm,70-850 μL
BRAND ® UV cuvettes,semi-micro, chamber volume 1.5-3 mL,,,,, | Z628026 |  | Sigma | BRAND ® 紫外比色皿 |  | ,,,, | Absorption Cells , BRAND , BRAND UV Cuvettes , Cuvettes , Disposable Cuvettes , Labware , Manufacturer Browser , Spectroscopy , Spectroscopy Supplies , Spectroscopy, UV , UV/Visible (UV/VIS) Spectroscopy , 分析/色谱 , 分析试剂 |  | semi-micro,BRAND, 759150,1.5-3 mL,Disposable plastic,4.5 mm × 2.3 mm | , |  |  | semi-micro,BRAND, 759150,1.5-3 mL,Disposable plastic,4.5 mm × 2.3 mm
,0-10°Brix,,,,, | BR984710 |  | Aldrich | BRAND ® Saccharimeter Brix pattern with thermometer |  | ,,,, | BRAND , Labware , Manufacturer Browser , Saccharimeters |  | pack of 1 ea,BRAND, 984710 | , |  |  | pack of 1 ea,BRAND, 984710
,10-20°Brix,,,,, | BR984711 |  | Aldrich | BRAND ® Saccharimeter Brix pattern with thermometer |  | ,,,, | BRAND , Labware , Manufacturer Browser , Saccharimeters |  | pack of 1 ea,BRAND, 984711 | , |  |  | pack of 1 ea,BRAND, 984711
,20-30°Brix,,,,, | BR984712 |  | Aldrich | BRAND ® Saccharimeter Brix pattern with thermometer |  | ,,,, | BRAND , Labware , Manufacturer Browser , Saccharimeters |  | pack of 1 ea,BRAND, 984712 | , |  |  | pack of 1 ea,BRAND, 984712
,30-40°Brix,,,,, | BR984713 |  | Aldrich | BRAND ® Saccharimeter Brix pattern with thermometer |  | ,,,, | BRAND , Labware , Manufacturer Browser , Saccharimeters |  | pack of 1 ea,BRAND, 984713 | , |  |  | pack of 1 ea,BRAND, 984713
,40-50°Brix,,,,, | BR984714 |  | Aldrich | BRAND ® Saccharimeter Brix pattern with thermometer |  | ,,,, | BRAND , Labware , Manufacturer Browser , Saccharimeters |  | pack of 1 ea,BRAND, 984714 | , |  |  | pack of 1 ea,BRAND, 984714
,50-60°Brix,,,,, | BR984715 |  | Aldrich | BRAND ® Saccharimeter Brix pattern with thermometer |  | ,,,, | BRAND , Labware , Manufacturer Browser , Saccharimeters |  | pack of 1 ea,BRAND, 984715 | , |  |  | pack of 1 ea,BRAND, 984715
,0-30°Brix,,,,, | BR984417 |  | Aldrich | BRAND ® Saccharimeter without thermometer |  | ,,,, | BRAND , Labware , Manufacturer Browser , Saccharimeters |  | pack of 1 ea,BRAND, 984417 | , |  |  | pack of 1 ea,BRAND, 984417
,30-60°Brix,,,,, | BR984418 |  | Aldrich | BRAND ® Saccharimeter without thermometer |  | ,,,, | BRAND , Labware , Manufacturer Browser , Saccharimeters |  | pack of 1 ea,BRAND, 984418 | , |  |  | pack of 1 ea,BRAND, 984418
,60-90°Brix,,,,, | BR984416 |  | Aldrich | BRAND ® Saccharimeter without thermometer |  | ,,,, | BRAND , Labware , Manufacturer Browser , Saccharimeters |  | pack of 1 ea,BRAND, 984416 | , |  |  | pack of 1 ea,BRAND, 984416
,ring mark at 1000 mL, graduated to 100 mL, without stopcock,,,,, | BR387362 |  | Aldrich | BRAND ® Imhoff sedimentation cone, SILBERBRAND |  | ,,,, | BRAND , Labware , Manufacturer Browser , Sedimentation Cone |  | pack of 4 EA,BRAND, 387362,glass | , |  |  | pack of 4 EA,BRAND, 387362,glass
,ring mark at 1000 mL, graduated to 100 mL, with stopcock,,,,, | BR387662 |  | Aldrich | BRAND ® Imhoff sedimentation cone, SILBERBRAND |  | ,,,, | BRAND , Labware , Manufacturer Browser , Sedimentation Cone |  | pack of 1 ea,BRAND, 387662,glass | , |  |  | pack of 1 ea,BRAND, 387662,glass
,ring mark at 1000 mL, graduated to 1000 mL, without stopcock,,,,, | BR387462 |  | Aldrich | BRAND ® Imhoff sedimentation cone, SILBERBRAND |  | ,,,, | BRAND , Labware , Manufacturer Browser , Sedimentation Cone |  | pack of 4 EA,BRAND, 387462,glass | , |  |  | pack of 4 EA,BRAND, 387462,glass
,L × W 11 mm × 55 mm,,,,, | BR114750 |  | Aldrich | BRAND ® sample tube for coagulometer |  | ,,,, | BRAND , BRAND Tubes , BRAND sample tubes , Labware , Manufacturer Browser , Sedimentation Cone |  | clear,BRAND, 114750,polystyrene,RCF max - 2000,11 mm × 55 mm | , |  |  | clear,BRAND, 114750,polystyrene,RCF max - 2000,11 mm × 55 mm
,polystyrene, conical bottom,,,,, | BR114740 |  | Aldrich | BRAND ® Sedimentation tube |  | ,,,, | BRAND , Labware , Manufacturer Browser , Sedimentation Cone |  | pack of 2000 EA,BRAND, 114740,polystyrene,16 mm × 105 mm | , |  |  | pack of 2000 EA,BRAND, 114740,polystyrene,16 mm × 105 mm
,PMMA,,,,, | Z336823 |  | Sigma | BRAND ® Imhoff cone rack |  | ,,,, | BRAND , Labware , Manufacturer Browser , Sedimentation Cone |  | BRAND,300 mm × 130 mm × 315 mm,PMMA,for 2 Imhoff sedimentation cones made of SAN | , |  |  | BRAND,300 mm × 130 mm × 315 mm,PMMA,for 2 Imhoff sedimentation cones made of SAN
,AC input 115 V,,,,, | Z245208 |  | Aldrich | Bransonic ® Model B200 cleaner |  | ,,,, | Branson , Bransonic Model B200 cleaner , Bransonic cleaners , Labware , Manufacturer Browser , Ultrasonic Baths , Ultrasonics |  | CSA approved,Branson,CSA approved,not available in EU | , |  |  | CSA approved,Branson,CSA approved,not available in EU
,AC input 240 V,,,,, | Z305359 |  | Aldrich | Bransonic ® Model B200 cleaner |  | ,,,, | Branson , Bransonic Model B200 cleaner , Bransonic cleaners , Labware , Manufacturer Browser , Ultrasonic Baths , Ultrasonics |  | CSA approved,Branson,CE compliant | , |  |  | CSA approved,Branson,CE compliant
,Branson 1510MT, AC input 115 V, tank capacity 1.9 L, with mechanical timer,,,,, | Z244899 |  | Aldrich | Bransonic ® ultrasonic cleaner |  | ,,,, | Branson , Bransonic cleaners , Bransonic ultrasonic cleaner , Laboratory Equipment , Laboratory Supplies , Labware , Manufacturer Browser , Ultrasonic Baths , Ultrasonic Cleaning Equipment , Ultrasonics , 分析/色谱 |  | Branson 1510MT,5 1/2 in. × 4 in. × 6 in.,CSA approved,1.9 L,not available in EU | , |  |  | Branson 1510MT,5 1/2 in. × 4 in. × 6 in.,CSA approved,1.9 L,not available in EU
,Branson 1510EMT, AC input 220 V, tank capacity 1.9 L, with mechanical timer,,,,, | Z244902 |  | Aldrich | Bransonic ® ultrasonic cleaner |  | ,,,, | Branson , Bransonic cleaners , Bransonic ultrasonic cleaner , Laboratory Equipment , Laboratory Supplies , Labware , Manufacturer Browser , Ultrasonic Baths , Ultrasonic Cleaning Equipment , Ultrasonics , 分析/色谱 |  | Branson 1510EMT,5 1/2 in. × 4 in. × 6 in.,CE compliant,1.9 L | , |  |  | Branson 1510EMT,5 1/2 in. × 4 in. × 6 in.,CE compliant,1.9 L
,Branson 2510MT, AC input 115 V, tank capacity 2.8 L, with mechanical timer,,,,, | Z244910 |  | Aldrich | Bransonic ® ultrasonic cleaner |  | ,,,, | Branson , Bransonic cleaners , Bransonic ultrasonic cleaner , Laboratory Equipment , Laboratory Supplies , Labware , Manufacturer Browser , Ultrasonic Baths , Ultrasonic Cleaning Equipment , Ultrasonics , 分析/色谱 |  | Branson 2510MT,9 1/2 in. × 4 in. × 5 1/2 in.,CSA approved,2.8 L,not available in EU | , |  |  | Branson 2510MT,9 1/2 in. × 4 in. × 5 1/2 in.,CSA approved,2.8 L,not available in EU
,Branson 2510EMT, AC input 220 V, tank capacity 2.8 L, with mechanical timer,,,,, | Z244929 |  | Aldrich | Bransonic ® ultrasonic cleaner |  | ,,,, | Branson , Bransonic cleaners , Bransonic ultrasonic cleaner , Laboratory Equipment , Laboratory Supplies , Labware , Manufacturer Browser , Ultrasonic Baths , Ultrasonic Cleaning Equipment , Ultrasonics , 分析/色谱 |  | Branson 2510EMT,9 1/2 in. × 4 in. × 5 1/2 in.,CE compliant,2.8 L | , |  |  | Branson 2510EMT,9 1/2 in. × 4 in. × 5 1/2 in.,CE compliant,2.8 L
,Branson 3510MT, AC input 115 V, tank capacity 5.7 L, with mechanical timer,,,,, | Z244937 |  | Aldrich | Bransonic ® ultrasonic cleaner |  | ,,,, | Branson , Bransonic cleaners , Bransonic ultrasonic cleaner , Laboratory Equipment , Laboratory Supplies , Labware , Manufacturer Browser , Ultrasonic Baths , Ultrasonic Cleaning Equipment , Ultrasonics , 分析/色谱 |  | Branson 3510MT,11 1/2 in. × 6 in. × 6 in.,CSA approved,5.7 L,not available in EU | , |  |  | Branson 3510MT,11 1/2 in. × 6 in. × 6 in.,CSA approved,5.7 L,not available in EU
,Branson 3510EMT, AC input 220 V, tank capacity 5.7 L, with mechanical timer,,,,, | Z244945 |  | Aldrich | Bransonic ® ultrasonic cleaner |  | ,,,, | Branson , Bransonic cleaners , Bransonic ultrasonic cleaner , Laboratory Equipment , Laboratory Supplies , Labware , Manufacturer Browser , Ultrasonic Baths , Ultrasonic Cleaning Equipment , Ultrasonics , 分析/色谱 |  | Branson 3510EMT,11 1/2 in. × 6 in. × 6 in.,CE compliant,5.7 L | , |  |  | Branson 3510EMT,11 1/2 in. × 6 in. × 6 in.,CE compliant,5.7 L
,Branson 5510MT, AC input 115 V, tank capacity 9.2 L, with mechanical timer,,,,, | Z244953 |  | Aldrich | Bransonic ® ultrasonic cleaner |  | ,,,, | Branson , Bransonic cleaners , Bransonic ultrasonic cleaner , Laboratory Equipment , Laboratory Supplies , Labware , Manufacturer Browser , Ultrasonic Baths , Ultrasonic Cleaning Equipment , Ultrasonics , 分析/色谱 |  | Branson 5510MT,11 1/2 in. × 6 in. × 9 1/2 in.,CSA approved,9.2 L,not available in EU | , |  |  | Branson 5510MT,11 1/2 in. × 6 in. × 9 1/2 in.,CSA approved,9.2 L,not available in EU
,Branson 5510EMT, AC input 220 V, tank capacity 9.2 L, with mechanical timer,,,,, | Z244961 |  | Aldrich | Bransonic ® ultrasonic cleaner |  | ,,,, | Branson , Bransonic cleaners , Bransonic ultrasonic cleaner , Laboratory Equipment , Laboratory Supplies , Labware , Manufacturer Browser , Ultrasonic Baths , Ultrasonic Cleaning Equipment , Ultrasonics , 分析/色谱 |  | Branson 5510EMT,11 1/2 in. × 6 in. × 9 1/2 in.,CE compliant,9.2 L | , |  |  | Branson 5510EMT,11 1/2 in. × 6 in. × 9 1/2 in.,CE compliant,9.2 L
,Branson 1510MTH, AC input 115 V, tank capacity 1.9 L, with mechanical timer and heater,,,,, | Z244988 |  | Aldrich | Bransonic ® ultrasonic cleaner |  | ,,,, | Branson , Bransonic cleaners , Bransonic ultrasonic cleaner , Labware , Manufacturer Browser , Ultrasonic Baths , Ultrasonics |  | Branson 1510MTH,5 1/2 in. × 4 in. × 6 in.,CSA approved,1.9 L,not available in EU | , |  |  | Branson 1510MTH,5 1/2 in. × 4 in. × 6 in.,CSA approved,1.9 L,not available in EU
,Branson 1510EMTH, AC input 220 V, tank capacity 1.9 L, with mechanical timer and heater,,,,, | Z244996 |  | Aldrich | Bransonic ® ultrasonic cleaner |  | ,,,, | Branson , Bransonic cleaners , Bransonic ultrasonic cleaner , Labware , Manufacturer Browser , Ultrasonic Baths , Ultrasonics |  | Branson 1510EMTH,5 1/2 in. × 4 in. × 6 in.,CE compliant,1.9 L | , |  |  | Branson 1510EMTH,5 1/2 in. × 4 in. × 6 in.,CE compliant,1.9 L
,Branson 2510MTH, AC input 115 V, tank capacity 2.8 L, with mechanical timer and heater,,,,, | Z245003 |  | Aldrich | Bransonic ® ultrasonic cleaner |  | ,,,, | Branson , Bransonic cleaners , Bransonic ultrasonic cleaner , Labware , Manufacturer Browser , Ultrasonic Baths , Ultrasonics |  | Branson 2510MTH,9 1/2 in. × 4 in. × 5 1/2 in.,CSA approved,2.8 L,not available in EU | , |  |  | Branson 2510MTH,9 1/2 in. × 4 in. × 5 1/2 in.,CSA approved,2.8 L,not available in EU
,Branson 2510EMTH, AC input 220 V, tank capacity 2.8 L, with mechanical timer and heater,,,,, | Z245011 |  | Aldrich | Bransonic ® ultrasonic cleaner |  | ,,,, | Branson , Bransonic cleaners , Bransonic ultrasonic cleaner , Labware , Manufacturer Browser , Ultrasonic Baths , Ultrasonics |  | Branson 2510EMTH,9 1/2 in. × 4 in. × 5 1/2 in.,CE compliant,2.8 L | , |  |  | Branson 2510EMTH,9 1/2 in. × 4 in. × 5 1/2 in.,CE compliant,2.8 L
,Branson 3510MTH, AC input 115 V, tank capacity 5.7 L, with mechanical timer and heater,,,,, | Z245038 |  | Aldrich | Bransonic ® ultrasonic cleaner |  | ,,,, | Branson , Bransonic cleaners , Bransonic ultrasonic cleaner , Labware , Manufacturer Browser , Ultrasonic Baths , Ultrasonics |  | Branson 3510MTH,11 1/2 in. × 6 in. × 6 in.,CSA approved,5.7 L,not available in EU | , |  |  | Branson 3510MTH,11 1/2 in. × 6 in. × 6 in.,CSA approved,5.7 L,not available in EU
,Branson 3510EMTH, AC input 220 V, tank capacity 5.7 L, with mechanical timer and heater,,,,, | Z245046 |  | Aldrich | Bransonic ® ultrasonic cleaner |  | ,,,, | Branson , Bransonic cleaners , Bransonic ultrasonic cleaner , Labware , Manufacturer Browser , Ultrasonic Baths , Ultrasonics |  | Branson 3510EMTH,11 1/2 in. × 6 in. × 6 in.,CE compliant,5.7 L | , |  |  | Branson 3510EMTH,11 1/2 in. × 6 in. × 6 in.,CE compliant,5.7 L
,Branson 5510MTH, AC input 115 V, tank capacity 9.2 L, with mechanical timer and heater,,,,, | Z245054 |  | Aldrich | Bransonic ® ultrasonic cleaner |  | ,,,, | Branson , Bransonic cleaners , Bransonic ultrasonic cleaner , Labware , Manufacturer Browser , Ultrasonic Baths , Ultrasonics |  | Branson 5510MTH,11 1/2 in. × 6 in. × 9 1/2 in.,CSA approved,9.2 L,not available in EU | , |  |  | Branson 5510MTH,11 1/2 in. × 6 in. × 9 1/2 in.,CSA approved,9.2 L,not available in EU
,Branson 5510EMTH, AC input 220 V, tank capacity 9.2 L, with mechanical timer and heater,,,,, | Z245062 |  | Aldrich | Bransonic ® ultrasonic cleaner |  | ,,,, | Branson , Bransonic cleaners , Bransonic ultrasonic cleaner , Labware , Manufacturer Browser , Ultrasonic Baths , Ultrasonics |  | Branson 5510EMTH,11 1/2 in. × 6 in. × 9 1/2 in.,CE compliant,9.2 L | , |  |  | Branson 5510EMTH,11 1/2 in. × 6 in. × 9 1/2 in.,CE compliant,9.2 L
,Branson 1510DTH, AC input 115 V, tank capacity 1.9 L, with digital timer/degas & temp. monitor,,,,, | Z245070 |  | Aldrich | Bransonic ® ultrasonic cleaner |  | ,,,, | Branson , Bransonic cleaners , Bransonic ultrasonic cleaner , Laboratory Equipment , Laboratory Supplies , Labware , Manufacturer Browser , Ultrasonic Baths , Ultrasonic Cleaning Equipment , Ultrasonics , 分析/色谱 |  | Branson 1510DTH,5 1/2 in. × 4 in. × 6 in.,CSA approved,1.9 L,not available in EU | , |  |  | Branson 1510DTH,5 1/2 in. × 4 in. × 6 in.,CSA approved,1.9 L,not available in EU
,Branson 1510EDTH, AC input 220 V, tank capacity 1.9 L, with digital timer/degas & temp. monitor,,,,, | Z245089 |  | Aldrich | Bransonic ® ultrasonic cleaner |  | ,,,, | Branson , Bransonic cleaners , Bransonic ultrasonic cleaner , Laboratory Equipment , Laboratory Supplies , Labware , Manufacturer Browser , Ultrasonic Baths , Ultrasonic Cleaning Equipment , Ultrasonics , 分析/色谱 |  | Branson 1510EDTH,5 1/2 in. × 4 in. × 6 in.,CE compliant,1.9 L | , |  |  | Branson 1510EDTH,5 1/2 in. × 4 in. × 6 in.,CE compliant,1.9 L
,Branson 2510DTH, AC input 115 V, tank capacity 2.8 L, with digital timer/degas & temp. monitor,,,,, | Z245097 |  | Aldrich | Bransonic ® ultrasonic cleaner |  | ,,,, | Branson , Bransonic cleaners , Bransonic ultrasonic cleaner , Laboratory Equipment , Laboratory Supplies , Labware , Manufacturer Browser , Ultrasonic Baths , Ultrasonic Cleaning Equipment , Ultrasonics , 分析/色谱 |  | Branson 2510DTH,9 1/2 in. × 4 in. × 5 1/2 in.,CSA approved,2.8 L,not available in EU | , |  |  | Branson 2510DTH,9 1/2 in. × 4 in. × 5 1/2 in.,CSA approved,2.8 L,not available in EU
,Branson 2510EDTH, AC input 220 V, tank capacity 2.8 L, with digital timer/degas & temp. monitor,,,,, | Z245100 |  | Aldrich | Bransonic ® ultrasonic cleaner |  | ,,,, | Branson , Bransonic cleaners , Bransonic ultrasonic cleaner , Laboratory Equipment , Laboratory Supplies , Labware , Manufacturer Browser , Ultrasonic Baths , Ultrasonic Cleaning Equipment , Ultrasonics , 分析/色谱 |  | Branson 2510EDTH,9 1/2 in. × 4 in. × 5 1/2 in.,CE compliant,2.8 L | , |  |  | Branson 2510EDTH,9 1/2 in. × 4 in. × 5 1/2 in.,CE compliant,2.8 L
,Branson 3510DTH, tank capacity 5.7 L, digital timer/ heater/ degas/ temp, AC input 115 V,,,,, | Z245119 |  | Aldrich | Bransonic ® ultrasonic cleaner |  | ,,,, | Branson , Bransonic cleaners , Bransonic ultrasonic cleaner , Laboratory Equipment , Laboratory Supplies , Labware , Manufacturer Browser , Ultrasonic Baths , Ultrasonic Cleaning Equipment , Ultrasonics , 分析/色谱 |  | Branson 3510DTH,11 1/2 in. × 6 in. × 6 in.,CSA approved,5.7 L,not available in EU | , |  |  | Branson 3510DTH,11 1/2 in. × 6 in. × 6 in.,CSA approved,5.7 L,not available in EU
,Branson 3510EDTH, AC input 220 V, tank capacity 5.7 L, with digital timer/degas & temp. monitor,,,,, | Z245127 |  | Aldrich | Bransonic ® ultrasonic cleaner |  | ,,,, | Branson , Bransonic cleaners , Bransonic ultrasonic cleaner , Labware , Manufacturer Browser , Ultrasonic Baths , Ultrasonics |  | Branson 3510EDTH,11 1/2 in. × 6 in. × 6 in.,CE compliant,5.7 L | , |  |  | Branson 3510EDTH,11 1/2 in. × 6 in. × 6 in.,CE compliant,5.7 L
,Branson 5510DTH, AC input 115 V, tank capacity 9.2 L, with digital timer/degas & temp. monitor,,,,, | Z245135 |  | Aldrich | Bransonic ® ultrasonic cleaner |  | ,,,, | Branson , Bransonic cleaners , Bransonic ultrasonic cleaner , Laboratory Equipment , Laboratory Supplies , Labware , Manufacturer Browser , Ultrasonic Baths , Ultrasonic Cleaning Equipment , Ultrasonics , 分析/色谱 |  | Branson 5510DTH,11 1/2 in. × 6 in. × 9 1/2 in.,CSA approved,9.2 L,not available in EU | , |  |  | Branson 5510DTH,11 1/2 in. × 6 in. × 9 1/2 in.,CSA approved,9.2 L,not available in EU
,Branson 5510EDTH, AC input 220 V, tank capacity 9.2 L, with digital timer/degas & temp. monitor,,,,, | Z245143 |  | Aldrich | Bransonic ® ultrasonic cleaner |  | ,,,, | Branson , Bransonic cleaners , Bransonic ultrasonic cleaner , Laboratory Equipment , Laboratory Supplies , Labware , Manufacturer Browser , Ultrasonic Baths , Ultrasonic Cleaning Equipment , Ultrasonics , 分析/色谱 |  | Branson 5510EDTH,11 1/2 in. × 6 in. × 9 1/2 in.,CE compliant,9.2 L | , |  |  | Branson 5510EDTH,11 1/2 in. × 6 in. × 9 1/2 in.,CE compliant,9.2 L
,Tank cover, plastic, tank capacity 1.9 L,,,,, | Z245151 |  | Aldrich | Bransonic ® ultrasonic cleaner accessories |  | ,,,, | Branson , Branson accessories , Bransonic ultrasonic cleaner accessories , Labware , Manufacturer Browser , Ultrasonic Baths , Ultrasonics |  | Branson,plastic,1.9 L | , |  |  | Branson,plastic,1.9 L
,Tank cover, plastic, tank capacity 2.8 L,,,,, | Z245178 |  | Aldrich | Bransonic ® ultrasonic cleaner accessories |  | ,,,, | Branson , Branson accessories , Bransonic ultrasonic cleaner accessories , Labware , Manufacturer Browser , Ultrasonic Baths , Ultrasonics |  | Branson,plastic,2.8 L | , |  |  | Branson,plastic,2.8 L
,Tank cover, plastic, tank capacity 5.7 L,,,,, | Z245186 |  | Aldrich | Bransonic ® ultrasonic cleaner accessories |  | ,,,, | Branson , Branson accessories , Bransonic ultrasonic cleaner accessories , Labware , Manufacturer Browser , Ultrasonic Baths , Ultrasonics |  | Branson,plastic,5.7 L | , |  |  | Branson,plastic,5.7 L
,Tank cover, plastic, tank capacity 9.2 L,,,,, | Z245194 |  | Aldrich | Bransonic ® ultrasonic cleaner accessories |  | ,,,, | Branson , Branson accessories , Bransonic ultrasonic cleaner accessories , Labware , Manufacturer Browser , Ultrasonic Baths , Ultrasonics |  | Branson,plastic,9.2 L | , |  |  | Branson,plastic,9.2 L
,Solid tray, stainless steel, tank capacity 1.9 L,,,,, | Z151408 |  | Aldrich | Bransonic ® ultrasonic cleaner accessories |  | ,,,, | Branson , Branson accessories , Bransonic ultrasonic cleaner accessories , Labware , Manufacturer Browser , Ultrasonic Baths , Ultrasonics |  | Branson,stainless steel,1.9 L | , |  |  | Branson,stainless steel,1.9 L
,Solid tray, stainless steel, tank capacity 2.8 L,,,,, | Z151432 |  | Aldrich | Bransonic ® ultrasonic cleaner accessories |  | ,,,, | Branson , Branson accessories , Bransonic ultrasonic cleaner accessories , Labware , Manufacturer Browser , Ultrasonic Baths , Ultrasonics |  | Branson,stainless steel,2.8 L | , |  |  | Branson,stainless steel,2.8 L
,Solid tray, stainless steel, tank capacity 5.7 L,,,,, | Z151491 |  | Aldrich | Bransonic ® ultrasonic cleaner accessories |  | ,,,, | Branson , Branson accessories , Bransonic ultrasonic cleaner accessories , Labware , Manufacturer Browser , Ultrasonic Baths , Ultrasonics |  | Branson,stainless steel,5.7 L | , |  |  | Branson,stainless steel,5.7 L
,Solid tray, stainless steel, tank capacity 9.2 L,,,,, | Z222119 |  | Aldrich | Bransonic ® ultrasonic cleaner accessories |  | ,,,, | Branson , Branson accessories , Bransonic ultrasonic cleaner accessories , Labware , Manufacturer Browser , Ultrasonic Baths , Ultrasonics |  | Branson,stainless steel,9.2 L | , |  |  | Branson,stainless steel,9.2 L
,Insert tray, 1/4 in. mesh, stainless steel, tank capacity 1.9 L,,,,, | Z222011 |  | Aldrich | Bransonic ® ultrasonic cleaner accessories |  | ,,,, | Branson , Branson accessories , Bransonic ultrasonic cleaner accessories , Labware , Manufacturer Browser , Ultrasonic Baths , Ultrasonics |  | Branson,stainless steel,1.9 L | , |  |  | Branson,stainless steel,1.9 L
,Insert tray, 1/4 in. mesh, stainless steel, tank capacity 2.8 L,,,,, | Z222038 |  | Aldrich | Bransonic ® ultrasonic cleaner accessories |  | ,,,, | Branson , Branson accessories , Bransonic ultrasonic cleaner accessories , Labware , Manufacturer Browser , Ultrasonic Baths , Ultrasonics |  | Branson,stainless steel,2.8 L | , |  |  | Branson,stainless steel,2.8 L
,Insert tray, 1/4 in. mesh, stainless steel, tank capacity 5.7 L,,,,, | Z222046 |  | Aldrich | Bransonic ® ultrasonic cleaner accessories |  | ,,,, | Branson , Branson accessories , Bransonic ultrasonic cleaner accessories , Labware , Manufacturer Browser , Ultrasonic Baths , Ultrasonics |  | Branson,stainless steel,5.7 L | , |  |  | Branson,stainless steel,5.7 L
,Insert tray, 1/4 in. mesh, stainless steel, tank capacity 9.2 L,,,,, | Z222127 |  | Aldrich | Bransonic ® ultrasonic cleaner accessories |  | ,,,, | Branson , Branson accessories , Bransonic ultrasonic cleaner accessories , Labware , Manufacturer Browser , Ultrasonic Baths , Ultrasonics |  | Branson,stainless steel,9.2 L | , |  |  | Branson,stainless steel,9.2 L
,AC input 120 V, US 3-pin plug,,,,, | Z681423 |  | Aldrich | BriskHeat ® temperature controller |  | ,,,, | BriskHeat , Briskheat Temperature Controllers , Heating , Heating Controllers , Labware , Manufacturer Browser |  | 32-999 °F temperature,Briskheat,0-600 °C temperature,Accuracy: +/- 0.6% of Span, +/- 1 Digit,CE compliant,5.5 in. (140 mm) × 4.25 in. (108 mm) × 1.75 in. (45 mm) | , |  |  | 32-999 °F temperature,Briskheat,0-600 °C temperature,Accuracy: +/- 0.6% of Span, +/- 1 Digit,CE compliant,5.5 in. (140 mm) × 4.25 in. (108 mm) × 1.75 in. (45 mm)
,pack of 100 tubes,,,,, | Z319368 |  | Aldrich | Büchi ® B-540/B-545 boiling point tubes |  | ,,,, | Buchi , Buchi Melting Point Apparatus , Buchi Parts List , Labware , Manufacturer Browser , Melting Point Apparatus |  | pack of 100 tubes,Büchi, 19007 | , |  |  | pack of 100 tubes,Büchi, 19007
,pkg of 100 ea,,,,, | Z319333 |  | Aldrich | Büchi ® B-540/B-545 melting point tubes |  | ,,,, | Buchi , Buchi Melting Point Apparatus , Buchi Parts List , Labware , Manufacturer Browser , Melting Point Apparatus |  | pkg of 100 ea,Büchi, 017808 | , |  |  | pkg of 100 ea,Büchi, 017808
,pkg of 1000 ea,,,,, | Z319341 |  | Aldrich | Büchi ® B-540/B-545 melting point tubes |  | ,,,, | Buchi , Buchi Melting Point Apparatus , Buchi Parts List , Labware , Manufacturer Browser , Melting Point Apparatus |  | pkg of 1000 ea,Büchi, 001759 | , |  |  | pkg of 1000 ea,Büchi, 001759
Accessories for Buchi ® vacuum pumps and controllers,Control cable between vacuum controller V850/855 and vacuum pump V700/710,,,,, | Z565016 |  | Aldrich | Replacement parts for Buchi ® vacuum controllers and pumps |  | ,,,, | Buchi , Buchi Parts List , Buchi Pumps and Accessories , Buchi Rotary Evaporator Accessories , Evaporators , Labware , Manufacturer Browser |  | Büchi, 44989,2 m | , |  |  | Büchi, 44989,2 m
,fits 24/40 joint,,,,, | Z566616 |  | Aldrich | Buchi Combi-Clip |  | ,,,, | Buchi Pumps and Accessories , Buchi Rotary Evaporator Accessories , Evaporators , Labware |  | Büchi, 040620 | , |  |  | Büchi, 040620
,V-700, AC input 120 - 240 V,,,,, | Z616842 |  | Aldrich | Büchi ® vacuum pump |  | ,,,, | Buchi , Buchi Parts List , Buchi Pumps and Accessories , Buchi Rotary Evaporator Accessories , Evaporators , Labware , Manufacturer Browser |  | Büchi, 071000,CE compliant | , |  |  | Büchi, 071000,CE compliant
,V-710, AC input 120 - 240 V,,,,, | Z565601 |  | Aldrich | Büchi ® vacuum pump |  | ,,,, | Buchi , Buchi Parts List , Buchi Pumps and Accessories , Buchi Rotary Evaporator Accessories , Evaporators , Labware , Manufacturer Browser |  | Büchi, 072000,CE compliant | , |  |  | Büchi, 072000,CE compliant
,Woulff flask,,,,, | Z616893 |  | Aldrich | Vacuum accessories for Buchi ® vacuum pumps |  | ,,,, | Buchi , Buchi Parts List , Buchi Pumps and Accessories , Buchi Rotary Evaporator Accessories , Evaporators , Labware , Manufacturer Browser |  | Büchi, 047170 | , |  |  | Büchi, 047170
,Valve unit,,,,, | Z565008 |  | Aldrich | Vacuum accessories for Buchi ® vacuum pumps |  | ,,,, | Buchi , Buchi Parts List , Buchi Pumps and Accessories , Buchi Rotary Evaporator Accessories , Evaporators , Labware , Manufacturer Browser |  | Büchi, 47160 | , |  |  | Büchi, 47160
,Secondary condenser,,,,, | Z564265 |  | Aldrich | Vacuum accessories for Buchi ® vacuum pumps |  | ,,,, | Buchi , Buchi Parts List , Buchi Pumps and Accessories , Buchi Rotary Evaporator Accessories , Evaporators , Labware , Manufacturer Browser , Rotary Evaporator Accessories |  | Büchi, 47180 | , |  |  | Büchi, 47180
,Secondary cold-trap,,,,, | Z564273 |  | Aldrich | Vacuum accessories for Buchi ® vacuum pumps |  | ,,,, | Buchi , Buchi Parts List , Buchi Pumps and Accessories , Buchi Rotary Evaporator Accessories , Evaporators , Labware , Manufacturer Browser , Rotary Evaporator Accessories |  | Büchi, 47190 | , |  |  | Büchi, 47190
,Curved PTFE tube for Woulff flask,,,,, | Z564281 |  | Aldrich | Vacuum accessories for Buchi ® vacuum pumps |  | ,,,, | Buchi , Buchi Parts List , Buchi Pumps and Accessories , Buchi Rotary Evaporator Accessories , Evaporators , Labware , Manufacturer Browser , Rotary Evaporator Accessories |  | Büchi, 47154 | , |  |  | Büchi, 47154
,sheet size 3 1/4 in. × 4 in.,,,,, | F8145 |  | Sigma | Carestream ® Kodak ® electron image film SO-163 |  | ,,,2-8°C, | Carestream Kodak , Carestream Kodak Electron Microscopy , Electron Microscopy , Electron Microscopy Film , Labware , Manufacturer Browser , Microscopy & Staining |  | Kodak,3 1/4 in. × 4 in. | , |  |  | 2-8°C,Kodak,3 1/4 in. × 4 in.
,sheet size 6.5 cm × 9 cm,,,,, | F8270 |  | Sigma | Carestream ® Kodak ® electron image film SO-163 |  | ,,,2-8°C, | Carestream Kodak , Carestream Kodak Electron Microscopy , Electron Microscopy , Electron Microscopy Film , Labware , Manufacturer Browser , Microscopy & Staining |  | Kodak,6.5 cm × 9 cm | , |  |  | 2-8°C,Kodak,6.5 cm × 9 cm
,sheet size 3 1/4 in. × 4 in.,,,,, | F8395 |  | Sigma | Carestream ® Kodak ® electron microscopy film 4489 |  | ,,,2-8°C, | Carestream Kodak , Carestream Kodak Electron Microscopy , Electron Microscopy , Electron Microscopy Film , Electrophoresis Photography Film , Electrophoresis Photography Supplies , Electrophoresis Supplies , Labware , Manufacturer Browser , Microscopy & Staining |  | Kodak,3 1/4 in. × 4 in. | , |  |  | 2-8°C,Kodak,3 1/4 in. × 4 in.
,sheet size 6.5 cm × 9 cm,,,,, | F5426 |  | Sigma | Carestream ® Kodak ® electron microscopy film 4489 |  | ,,,2-8°C, | Carestream Kodak , Carestream Kodak Electron Microscopy , Electron Microscopy , Electron Microscopy Film , Electrophoresis Photography Film , Electrophoresis Photography Supplies , Electrophoresis Supplies , Labware , Manufacturer Browser , Microscopy & Staining |  | Kodak,6.5 cm × 9 cm | , |  |  | 2-8°C,Kodak,6.5 cm × 9 cm
,sheet size 7 cm × 7 cm,,,,, | F8520 |  | Sigma | Carestream ® Kodak ® electron microscopy film 4489 |  | ,,,2-8°C, | Carestream Kodak , Carestream Kodak Electron Microscopy , Electron Microscopy , Electron Microscopy Film , Electrophoresis Photography Film , Electrophoresis Photography Supplies , Electrophoresis Supplies , Labware , Manufacturer Browser , Microscopy & Staining |  | Kodak,7 cm × 7 cm | , |  |  | 2-8°C,Kodak,7 cm × 7 cm
,sheet size 9 cm × 12 cm,,,,, | F8177 |  | Sigma | Carestream ® Kodak ® electron microscopy film 4489 |  | ,,,2-8°C, | Carestream Kodak , Carestream Kodak Electron Microscopy , Electrophoresis Photography Film , Electrophoresis Photography Supplies , Electrophoresis Supplies , Labware , Manufacturer Browser |  | Kodak,9 cm × 12 cm | , |  |  | 2-8°C,Kodak,9 cm × 12 cm
,L × diam. 55 cm × 4 mm,,,,, | THS01129 |  | Aldrich | ThalesNano CatCart ® holder without connecting tube |  | ,,,, | CatCart holders , Hydrogenation , Labware |  | Nanotechnologiai Rt.,55 cm × 4 mm | , |  |  | Nanotechnologiai Rt.,55 cm × 4 mm
,L × diam. 70 cm × 4 mm,,,,, | THS01139 |  | Aldrich | ThalesNano CatCart ® holder without connecting tube |  | ,,,, | CatCart holders , Hydrogenation , Labware |  | Nanotechnologiai Rt.,70 cm × 4 mm | , |  |  | Nanotechnologiai Rt.,70 cm × 4 mm
,L × diam. 30 cm × 4 mm,,,,, | THS01119 |  | Aldrich | ThalesNano CatCart ® holder without connecting tube |  | ,,,, | CatCart holders , Hydrogenation , Labware |  | Nanotechnologiai Rt.,30 cm × 4 mm | , |  |  | Nanotechnologiai Rt.,30 cm × 4 mm
,L × diam. 30 mm × 4 mm,,,,, | THS01219 |  | Aldrich | ThalesNano CatCart ® holder with SS connection tube |  | ,,,, | CatCart holders , Hydrogenation , Labware |  | Nanotechnologiai Rt.,30 mm × 4 mm | , |  |  | Nanotechnologiai Rt.,30 mm × 4 mm
,L × diam. 70 mm × 4 mm,,,,, | THS01239 |  | Aldrich | ThalesNano CatCart ® holder with SS connection tube |  | ,,,, | CatCart holders , Hydrogenation , Labware |  | Nanotechnologiai Rt.,70 mm × 4 mm | , |  |  | Nanotechnologiai Rt.,70 mm × 4 mm
,L × diam. 55 mm × 4 mm,,,,, | THS01229 |  | Aldrich | ThalesNano CatCart ® holder with SS connection tube |  | ,,,, | CatCart holders , Hydrogenation , Labware |  | Nanotechnologiai Rt.,55 mm × 4 mm | , |  |  | Nanotechnologiai Rt.,55 mm × 4 mm
,L × diam. 70 cm × 4 mm,,,,, | THS01016 |  | Aldrich | ThalesNano CatCart ® SS connecting tube for holder |  | ,,,, | CatCart holders , Hydrogenation , Labware |  | Nanotechnologiai Rt.,70 cm × 4 mm | , |  |  | Nanotechnologiai Rt.,70 cm × 4 mm
,L × diam. 55 cm × 4 mm,,,,, | THS01029 |  | Aldrich | ThalesNano CatCart ® SS connecting tube for holder |  | ,,,, | CatCart holders , Hydrogenation , Labware |  | Nanotechnologiai Rt.,55 cm × 4 mm | , |  |  | Nanotechnologiai Rt.,55 cm × 4 mm
,L × diam. 30 cm × 4 mm,,,,, | THS01028 |  | Aldrich | ThalesNano CatCart ® SS connecting tube for holder |  | ,,,, | CatCart holders , Hydrogenation , Labware |  | Nanotechnologiai Rt.,30 cm × 4 mm | , |  |  | Nanotechnologiai Rt.,30 cm × 4 mm
,0.5% Ir/C,,,,, | THS01413 |  | Aldrich | ThalesNano CatCart ® catalyst cartridge system, 30 mm L |  | ,,,, | H-Cube 30mm cartridges , Hydrogenation , Labware |  | Nanotechnologiai Rt.,4 mm | , |  |  | Nanotechnologiai Rt.,4 mm
,10% Pd/CaCO 3,,,,, | THS01511 |  | Aldrich | ThalesNano CatCart ® catalyst cartridge system, 30 mm L |  | ,,,, | H-Cube 30mm cartridges , Hydrogenation , Labware |  | Nanotechnologiai Rt.,4 mm | , |  |  | Nanotechnologiai Rt.,4 mm
,2.5% Pd, 2.5% Pt on carbon,,,,, | THS03116 |  | Aldrich | ThalesNano CatCart ® catalyst cartridge system, 30 mm L |  | ,,,, | H-Cube 30mm cartridges , Hydrogenation , Labware |  | Nanotechnologiai Rt.,4 mm | , |  |  | Nanotechnologiai Rt.,4 mm
,20%Pd(OH) 2 /C,,,,, | THS01115 |  | Aldrich | ThalesNano CatCart ® catalyst cartridge system, 30 mm L |  | ,,,, | H-Cube 30mm cartridges , Hydrogenation , Labware |  | Nanotechnologiai Rt.,4 mm | , |  |  | Nanotechnologiai Rt.,4 mm
,4.5% Ru, 0.5% Pd on carbon,,,,, | THS03117 |  | Aldrich | ThalesNano CatCart ® catalyst cartridge system, 30 mm L |  | ,,,, | H-Cube 30mm cartridges , Hydrogenation , Labware |  | Nanotechnologiai Rt.,4 mm | , |  |  | Nanotechnologiai Rt.,4 mm
,Al 2 O 3 / HPA/ [Rh(COD) (S,S) - BDPP] Cl,,,,, | THS01612 |  | Aldrich | ThalesNano CatCart ® catalyst cartridge system, 30 mm L |  | ,,,, | H-Cube 30mm cartridges , Hydrogenation , Labware |  | Nanotechnologiai Rt.,4 mm | , |  |  | Nanotechnologiai Rt.,4 mm
,Al 2 O 3 / HPA/ [Rh(COD) (DIPAMP) ] BF 4,,,,, | THS01614 |  | Aldrich | ThalesNano CatCart ® catalyst cartridge system, 30 mm L |  | ,,,, | H-Cube 30mm cartridges , Hydrogenation , Labware |  | Nanotechnologiai Rt.,4 mm | , |  |  | Nanotechnologiai Rt.,4 mm
,Al 2 O 3 / HPA/ [Rh(NBD) (S,S) - BDPP] PF 6,,,,, | THS01611 |  | Aldrich | ThalesNano CatCart ® catalyst cartridge system, 30 mm L |  | ,,,, | H-Cube 30mm cartridges , Hydrogenation , Labware |  | Nanotechnologiai Rt.,4 mm | , |  |  | Nanotechnologiai Rt.,4 mm
,Al 2 O 3 / PTA/ [Rh(COD) (2R,4R) - BDPP] Cl,,,,, | THS01613 |  | Aldrich | ThalesNano CatCart ® catalyst cartridge system, 30 mm L |  | ,,,, | H-Cube 30mm cartridges , Hydrogenation , Labware |  | Nanotechnologiai Rt.,4 mm | , |  |  | Nanotechnologiai Rt.,4 mm
,Au/C,,,,, | THS01618 |  | Aldrich | ThalesNano CatCart ® catalyst cartridge system, 30 mm L |  | ,,,, | H-Cube 30mm cartridges , Hydrogenation , Labware |  | Nanotechnologiai Rt.,4 mm | , |  |  | Nanotechnologiai Rt.,4 mm
,Au/Fe 2 O 3,,,215-168-2,, | THS01616 |  | Aldrich | ThalesNano CatCart ® catalyst cartridge system, 30 mm L |  | ,,,, | H-Cube 30mm cartridges , Hydrogenation , Labware |  | Nanotechnologiai Rt.,4 mm | , |  |  | Nanotechnologiai Rt.,4 mm
,10% Pd/C,,,,, | THS01111 |  | Aldrich | ThalesNano CatCart ® catalyst cartridge system, 30 mm L |  | ,,,, | H-Cube 30mm cartridges , Hydrogenation , Labware |  | Nanotechnologiai Rt.,4 mm | , |  |  | Nanotechnologiai Rt.,4 mm
,10% Pt/C,,,,, | THS01113 |  | Aldrich | ThalesNano CatCart ® catalyst cartridge system, 30 mm L |  | ,,,, | H-Cube 30mm cartridges , Hydrogenation , Labware |  | Nanotechnologiai Rt.,4 mm | , |  |  | Nanotechnologiai Rt.,4 mm
,CuO/Al 2 O 3,,,,, | THS01311 |  | Aldrich | ThalesNano CatCart ® catalyst cartridge system, 30 mm L |  | ,,,, | H-Cube 30mm cartridges , Hydrogenation , Labware |  | Nanotechnologiai Rt.,4 mm | , |  |  | Nanotechnologiai Rt.,4 mm
,ethylenediamine modified silica,,,,, | THS01713 |  | Aldrich | ThalesNano CatCart ® catalyst cartridge system, 30 mm L |  | ,,,, | H-Cube 30mm cartridges , Hydrogenation , Labware |  | Nanotechnologiai Rt.,4 mm | , |  |  | Nanotechnologiai Rt.,4 mm
,FibreCat ® 1001,,,,, | THS06111 |  | Aldrich | ThalesNano CatCart ® catalyst cartridge system, 30 mm L |  | ,,,, | H-Cube 30mm cartridges , Hydrogenation , Labware |  | Nanotechnologiai Rt.,4 mm | , |  |  | Nanotechnologiai Rt.,4 mm
,FibreCat ® 1007,,,,, | THS06112 |  | Aldrich | ThalesNano CatCart ® catalyst cartridge system, 30 mm L |  | ,,,, | H-Cube 30mm cartridges , Hydrogenation , Labware |  | Nanotechnologiai Rt.,4 mm | , |  |  | Nanotechnologiai Rt.,4 mm
,FibreCat ® 2003,,,,, | THS06113 |  | Aldrich | ThalesNano CatCart ® catalyst cartridge system, 30 mm L |  | ,,,, | H-Cube 30mm cartridges , Hydrogenation , Labware |  | Nanotechnologiai Rt.,4 mm | , |  |  | Nanotechnologiai Rt.,4 mm
,FibreCat ® 2006,,,,, | THS06114 |  | Aldrich | ThalesNano CatCart ® catalyst cartridge system, 30 mm L |  | ,,,, | H-Cube 30mm cartridges , Hydrogenation , Labware |  | Nanotechnologiai Rt.,4 mm | , |  |  | Nanotechnologiai Rt.,4 mm
,inert quartz,,,238-878-4,, | THS01010 |  | Aldrich | ThalesNano CatCart ® catalyst cartridge system, 30 mm L |  | ,,,, | H-Cube 30mm cartridges , Hydrogenation , Labware |  | Nanotechnologiai Rt.,4 mm | , |  |  | Nanotechnologiai Rt.,4 mm
,inert titanium,,,231-142-3,, | THS01110 |  | Aldrich | ThalesNano CatCart ® catalyst cartridge system, 30 mm L |  | ,,,, | H-Cube 30mm cartridges , Hydrogenation , Labware |  | Nanotechnologiai Rt.,4 mm | , |  |  | Nanotechnologiai Rt.,4 mm
,1% Ir/C,,,,, | THS04111 |  | Aldrich | ThalesNano CatCart ® catalyst cartridge system, 30 mm L |  | ,,,, | H-Cube 30mm cartridges , Hydrogenation , Labware |  | Nanotechnologiai Rt.,4 mm | , |  |  | Nanotechnologiai Rt.,4 mm
,5% Ir/CaCO 3,,,,, | THS06116 |  | Aldrich | ThalesNano CatCart ® catalyst cartridge system, 30 mm L |  | ,,,, | H-Cube 30mm cartridges , Hydrogenation , Labware |  | Nanotechnologiai Rt.,4 mm | , |  |  | Nanotechnologiai Rt.,4 mm
,IrO 2,,,234-743-9,, | THS05119 |  | Aldrich | ThalesNano CatCart ® catalyst cartridge system, 30 mm L |  | ,,,, | H-Cube 30mm cartridges , Hydrogenation , Labware |  | Nanotechnologiai Rt.,4 mm | , |  |  | Nanotechnologiai Rt.,4 mm
,lipase from Candida antarctica,,,,, | THS01714 |  | Aldrich | ThalesNano CatCart ® catalyst cartridge system, 30 mm L |  | ,,,, | H-Cube 30mm cartridges , Hydrogenation , Labware |  | Nanotechnologiai Rt.,4 mm | , |  |  | Nanotechnologiai Rt.,4 mm
,lipase from Candida rugosa,,,232-619-9,, | THS01715 |  | Aldrich | ThalesNano CatCart ® catalyst cartridge system, 30 mm L |  | ,,,, | H-Cube 30mm cartridges , Hydrogenation , Labware |  | Nanotechnologiai Rt.,4 mm | , |  |  | Nanotechnologiai Rt.,4 mm
,mercaptopropyl modified silica,,,,, | THS01710 |  | Aldrich | ThalesNano CatCart ® catalyst cartridge system, 30 mm L |  | ,,,, | H-Cube 30mm cartridges , Hydrogenation , Labware |  | Nanotechnologiai Rt.,4 mm | , |  |  | Nanotechnologiai Rt.,4 mm
,nickel sponge,,,,, | THS01417 |  | Aldrich | ThalesNano CatCart ® catalyst cartridge system, 30 mm L |  | ,,,, | H-Cube 30mm cartridges , Hydrogenation , Labware |  | Nanotechnologiai Rt.,4 mm | , |  |  | Nanotechnologiai Rt.,4 mm
,nickel sponge, 1% Mo,,,,, | THS03114 |  | Aldrich | ThalesNano CatCart ® catalyst cartridge system, 30 mm L |  | ,,,, | H-Cube 30mm cartridges , Hydrogenation , Labware |  | Nanotechnologiai Rt.,4 mm | , |  |  | Nanotechnologiai Rt.,4 mm
,Ni/SiO 2 -Al 2 O 3,,,,, | THS04113 |  | Aldrich | ThalesNano CatCart ® catalyst cartridge system, 30 mm L |  | ,,,, | H-Cube 30mm cartridges , Hydrogenation , Labware |  | Nanotechnologiai Rt.,4 mm | , |  |  | Nanotechnologiai Rt.,4 mm
,NP Pd(0) EnCat ® 30,,,,, | THS03111 |  | Aldrich | ThalesNano CatCart ® catalyst cartridge system, 30 mm L |  | ,,,, | H-Cube 30mm cartridges , Hydrogenation , Labware |  | Nanotechnologiai Rt.,4 mm | , |  |  | Nanotechnologiai Rt.,4 mm
,10% Pd/Al 2 O 3,,,,, | THS03119 |  | Aldrich | ThalesNano CatCart ® catalyst cartridge system, 30 mm L |  | ,,,, | H-Cube 30mm cartridges , Hydrogenation , Labware |  | Nanotechnologiai Rt.,4 mm | , |  |  | Nanotechnologiai Rt.,4 mm
,1% Pd/C,,,,, | THS04115 |  | Aldrich | ThalesNano CatCart ® catalyst cartridge system, 30 mm L |  | ,,,, | H-Cube 30mm cartridges , Hydrogenation , Labware |  | Nanotechnologiai Rt.,4 mm | , |  |  | Nanotechnologiai Rt.,4 mm
,5% Pd/C,,,,, | THS02111 |  | Aldrich | ThalesNano CatCart ® catalyst cartridge system, 30 mm L |  | ,,,, | H-Cube 30mm cartridges , Hydrogenation , Labware |  | Nanotechnologiai Rt.,4 mm | , |  |  | Nanotechnologiai Rt.,4 mm
,5% Pd (+1%Fe)/C,,,,, | THS03115 |  | Aldrich | ThalesNano CatCart ® catalyst cartridge system, 30 mm L |  | ,,,, | H-Cube 30mm cartridges , Hydrogenation , Labware |  | Nanotechnologiai Rt.,4 mm | , |  |  | Nanotechnologiai Rt.,4 mm
,1% Pd, 0.3% Cu/Al 2 O 3,,,215-691-6,, | THS01514 |  | Aldrich | ThalesNano CatCart ® catalyst cartridge system, 30 mm L |  | ,,,, | H-Cube 30mm cartridges , Hydrogenation , Labware |  | Nanotechnologiai Rt.,4 mm | , |  |  | Nanotechnologiai Rt.,4 mm
,1% Pd/Al 2 O 3,,,,, | THS03118 |  | Aldrich | ThalesNano CatCart ® catalyst cartridge system, 30 mm L |  | ,,,, | H-Cube 30mm cartridges , Hydrogenation , Labware |  | Nanotechnologiai Rt.,4 mm | , |  |  | Nanotechnologiai Rt.,4 mm
,5% Pd/Al 2 O 3,,,,, | THS01118 |  | Aldrich | ThalesNano CatCart ® catalyst cartridge system, 30 mm L |  | ,,,, | H-Cube 30mm cartridges , Hydrogenation , Labware |  | Nanotechnologiai Rt.,4 mm | , |  |  | Nanotechnologiai Rt.,4 mm
,5% Pd/BaCO 3,,,,, | THS01513 |  | Aldrich | ThalesNano CatCart ® catalyst cartridge system, 30 mm L |  | ,,,, | H-Cube 30mm cartridges , Hydrogenation , Labware |  | Nanotechnologiai Rt.,4 mm | , |  |  | Nanotechnologiai Rt.,4 mm
,5% Pd/BaSO 4,,,,, | THS03112 |  | Aldrich | ThalesNano CatCart ® catalyst cartridge system, 30 mm L |  | ,,,, | H-Cube 30mm cartridges , Hydrogenation , Labware |  | Nanotechnologiai Rt.,4 mm | , |  |  | Nanotechnologiai Rt.,4 mm
,Pd black,,,231-115-6,, | THS04119 |  | Aldrich | ThalesNano CatCart ® catalyst cartridge system, 30 mm L |  | ,,,, | H-Cube 30mm cartridges , Hydrogenation , Labware |  | Nanotechnologiai Rt.,4 mm | , |  |  | Nanotechnologiai Rt.,4 mm
,5% Pd/CaCO 3,,,,, | THS01512 |  | Aldrich | ThalesNano CatCart ® catalyst cartridge system, 30 mm L |  | ,,,, | H-Cube 30mm cartridges , Hydrogenation , Labware |  | Nanotechnologiai Rt.,4 mm | , |  |  | Nanotechnologiai Rt.,4 mm
,5% Pd/CaCO 3 /Pb,,,,, | THS02114 |  | Aldrich | ThalesNano CatCart ® catalyst cartridge system, 30 mm L |  | ,,,, | H-Cube 30mm cartridges , Hydrogenation , Labware |  | Nanotechnologiai Rt.,4 mm | , |  |  | Nanotechnologiai Rt.,4 mm
,Pd EnCat ® 30,,,,, | THS05111 |  | Aldrich | ThalesNano CatCart ® catalyst cartridge system, 30 mm L |  | ,,,, | H-Cube 30mm cartridges , Hydrogenation , Labware |  | Nanotechnologiai Rt.,4 mm | , |  |  | Nanotechnologiai Rt.,4 mm
,Pd EnCat ® BINAP 30,,,,, | THS05113 |  | Aldrich | ThalesNano CatCart ® catalyst cartridge system, 30 mm L |  | ,,,, | H-Cube 30mm cartridges , Hydrogenation , Labware |  | Nanotechnologiai Rt.,4 mm | , |  |  | Nanotechnologiai Rt.,4 mm
,Pd(II) EnCat ® TOTP 30,,,,, | THS05115 |  | Aldrich | ThalesNano CatCart ® catalyst cartridge system, 30 mm L |  | ,,,, | H-Cube 30mm cartridges , Hydrogenation , Labware |  | Nanotechnologiai Rt.,4 mm | , |  |  | Nanotechnologiai Rt.,4 mm
,Pd/C-ethylenediamine,,,,, | THS04112 |  | Aldrich | ThalesNano CatCart ® catalyst cartridge system, 30 mm L |  | ,,,, | H-Cube 30mm cartridges , Hydrogenation , Labware |  | Nanotechnologiai Rt.,4 mm | , |  |  | Nanotechnologiai Rt.,4 mm
,PdO,,,215-218-3,, | THS04118 |  | Aldrich | ThalesNano CatCart ® catalyst cartridge system, 30 mm L |  | ,,,, | H-Cube 30mm cartridges , Hydrogenation , Labware |  | Nanotechnologiai Rt.,4 mm | , |  |  | Nanotechnologiai Rt.,4 mm
,5% Pd/SiO 2,,,,, | THS04114 |  | Aldrich | ThalesNano CatCart ® catalyst cartridge system, 30 mm L |  | ,,,, | H-Cube 30mm cartridges , Hydrogenation , Labware |  | Nanotechnologiai Rt.,4 mm | , |  |  | Nanotechnologiai Rt.,4 mm
,2% Pd/SrCO 3,,,,, | THS04116 |  | Aldrich | ThalesNano CatCart ® catalyst cartridge system, 30 mm L |  | ,,,, | H-Cube 30mm cartridges , Hydrogenation , Labware |  | Nanotechnologiai Rt.,4 mm | , |  |  | Nanotechnologiai Rt.,4 mm
,phosphotungstic modified activated carbon,,,,, | THS01711 |  | Aldrich | ThalesNano CatCart ® catalyst cartridge system, 30 mm L |  | ,,,, | H-Cube 30mm cartridges , Hydrogenation , Labware |  | Nanotechnologiai Rt.,4 mm | , |  |  | Nanotechnologiai Rt.,4 mm
,phosphotungstic modified alumina,,,,, | THS01712 |  | Aldrich | ThalesNano CatCart ® catalyst cartridge system, 30 mm L |  | ,,,, | H-Cube 30mm cartridges , Hydrogenation , Labware |  | Nanotechnologiai Rt.,4 mm | , |  |  | Nanotechnologiai Rt.,4 mm
,PriCat ® Ni 55/5P,,,,, | THS03113 |  | Aldrich | ThalesNano CatCart ® catalyst cartridge system, 30 mm L |  | ,,,, | H-Cube 30mm cartridges , Hydrogenation , Labware |  | Nanotechnologiai Rt.,4 mm | , |  |  | Nanotechnologiai Rt.,4 mm
,1% Pt/C,,,,, | THS06115 |  | Aldrich | ThalesNano CatCart ® catalyst cartridge system, 30 mm L |  | ,,,, | H-Cube 30mm cartridges , Hydrogenation , Labware |  | Nanotechnologiai Rt.,4 mm | , |  |  | Nanotechnologiai Rt.,4 mm
,5% Pt/C,,,,, | THS08112 |  | Aldrich | ThalesNano CatCart ® catalyst cartridge system, 30 mm L |  | ,,,, | H-Cube 30mm cartridges , Hydrogenation , Labware |  | Nanotechnologiai Rt.,4 mm | , |  |  | Nanotechnologiai Rt.,4 mm
,1% Pt/Al 2 O 3,,,215-691-6,, | THS04117 |  | Aldrich | ThalesNano CatCart ® catalyst cartridge system, 30 mm L |  | ,,,, | H-Cube 30mm cartridges , Hydrogenation , Labware |  | Nanotechnologiai Rt.,4 mm | , |  |  | Nanotechnologiai Rt.,4 mm
,5% Pt/Al 2 O 3,,,,, | THS02113 |  | Aldrich | ThalesNano CatCart ® catalyst cartridge system, 30 mm L |  | ,,,, | H-Cube 30mm cartridges , Hydrogenation , Labware |  | Nanotechnologiai Rt.,4 mm | , |  |  | Nanotechnologiai Rt.,4 mm
,5% Pt/CaCO 3,,,,, | THS01519 |  | Aldrich | ThalesNano CatCart ® catalyst cartridge system, 30 mm L |  | ,,,, | H-Cube 30mm cartridges , Hydrogenation , Labware |  | Nanotechnologiai Rt.,4 mm | , |  |  | Nanotechnologiai Rt.,4 mm
,1% Pt/C, doped with V,,,,, | THS01419 |  | Aldrich | ThalesNano CatCart ® catalyst cartridge system, 30 mm L |  | ,,,, | H-Cube 30mm cartridges , Hydrogenation , Labware |  | Nanotechnologiai Rt.,4 mm | , |  |  | Nanotechnologiai Rt.,4 mm
,5% Pt/C, doped with Bi,,,,, | THS01416 |  | Aldrich | ThalesNano CatCart ® catalyst cartridge system, 30 mm L |  | ,,,, | H-Cube 30mm cartridges , Hydrogenation , Labware |  | Nanotechnologiai Rt.,4 mm | , |  |  | Nanotechnologiai Rt.,4 mm
,Pt EnCat ®,,,,, | THS01515 |  | Aldrich | ThalesNano CatCart ® catalyst cartridge system, 30 mm L |  | ,,,, | H-Cube 30mm cartridges , Hydrogenation , Labware |  | Nanotechnologiai Rt.,4 mm | , |  |  | Nanotechnologiai Rt.,4 mm
,PtO 2,,,215-223-0,, | THS02119 |  | Aldrich | ThalesNano CatCart ® catalyst cartridge system, 30 mm L |  | ,,,, | H-Cube 30mm cartridges , Hydrogenation , Labware |  | Nanotechnologiai Rt.,4 mm | , |  |  | Nanotechnologiai Rt.,4 mm
,1% Pt/SiO 2,,,,, | THS01414 |  | Aldrich | ThalesNano CatCart ® catalyst cartridge system, 30 mm L |  | ,,,, | H-Cube 30mm cartridges , Hydrogenation , Labware |  | Nanotechnologiai Rt.,4 mm | , |  |  | Nanotechnologiai Rt.,4 mm
,1% Pt/SiO 2 /polyethyleneimine,,,,, | THS01415 |  | Aldrich | ThalesNano CatCart ® catalyst cartridge system, 30 mm L |  | ,,,, | H-Cube 30mm cartridges , Hydrogenation , Labware |  | Nanotechnologiai Rt.,4 mm | , |  |  | Nanotechnologiai Rt.,4 mm
,5% Pt/C, sulfided,,,,, | THS02117 |  | Aldrich | ThalesNano CatCart ® catalyst cartridge system, 30 mm L |  | ,,,, | H-Cube 30mm cartridges , Hydrogenation , Labware |  | Nanotechnologiai Rt.,4 mm | , |  |  | Nanotechnologiai Rt.,4 mm
,QuadraPure ® AEA,,,,, | THS01314 |  | Aldrich | ThalesNano CatCart ® catalyst cartridge system, 30 mm L |  | ,,,, | H-Cube 30mm cartridges , Hydrogenation , Labware |  | Nanotechnologiai Rt.,4 mm | , |  |  | Nanotechnologiai Rt.,4 mm
,QuadraPure ® IDA,,,,, | THS01316 |  | Aldrich | ThalesNano CatCart ® catalyst cartridge system, 30 mm L |  | ,,,, | H-Cube 30mm cartridges , Hydrogenation , Labware |  | Nanotechnologiai Rt.,4 mm | , |  |  | Nanotechnologiai Rt.,4 mm
,QuadraPure ® IMDAZ,,,,, | THS01317 |  | Aldrich | ThalesNano CatCart ® catalyst cartridge system, 30 mm L |  | ,,,, | H-Cube 30mm cartridges , Hydrogenation , Labware |  | Nanotechnologiai Rt.,4 mm | , |  |  | Nanotechnologiai Rt.,4 mm
,QuadraPure ® MPA,,,,, | THS01318 |  | Aldrich | ThalesNano CatCart ® catalyst cartridge system, 30 mm L |  | ,,,, | H-Cube 30mm cartridges , Hydrogenation , Labware |  | Nanotechnologiai Rt.,4 mm | , |  |  | Nanotechnologiai Rt.,4 mm
,QuadraPure ® PHE,,,,, | THS01324 |  | Aldrich | ThalesNano CatCart ® catalyst cartridge system, 30 mm L |  | ,,,, | H-Cube 30mm cartridges , Hydrogenation , Labware |  | Nanotechnologiai Rt.,4 mm | , |  |  | Nanotechnologiai Rt.,4 mm
,QuadraPure ® TU,,,,, | THS01313 |  | Aldrich | ThalesNano CatCart ® catalyst cartridge system, 30 mm L |  | ,,,, | H-Cube 30mm cartridges , Hydrogenation , Labware |  | Nanotechnologiai Rt.,4 mm | , |  |  | Nanotechnologiai Rt.,4 mm
,Quadrasil ® AP,,,,, | THS01319 |  | Aldrich | ThalesNano CatCart ® catalyst cartridge system, 30 mm L |  | ,,,, | H-Cube 30mm cartridges , Hydrogenation , Labware |  | Nanotechnologiai Rt.,4 mm | , |  |  | Nanotechnologiai Rt.,4 mm
,Quadrasil ® MP,,,,, | THS01322 |  | Aldrich | ThalesNano CatCart ® catalyst cartridge system, 30 mm L |  | ,,,, | H-Cube 30mm cartridges , Hydrogenation , Labware |  | Nanotechnologiai Rt.,4 mm | , |  |  | Nanotechnologiai Rt.,4 mm
,Quadrasil ® MTU,,,,, | THS01321 |  | Aldrich | ThalesNano CatCart ® catalyst cartridge system, 30 mm L |  | ,,,, | H-Cube 30mm cartridges , Hydrogenation , Labware |  | Nanotechnologiai Rt.,4 mm | , |  |  | Nanotechnologiai Rt.,4 mm
,Quadrasil ® PHI,,,,, | THS01323 |  | Aldrich | ThalesNano CatCart ® catalyst cartridge system, 30 mm L |  | ,,,, | H-Cube 30mm cartridges , Hydrogenation , Labware |  | Nanotechnologiai Rt.,4 mm | , |  |  | Nanotechnologiai Rt.,4 mm
,Quadrasil ® TA,,,,, | THS01320 |  | Aldrich | ThalesNano CatCart ® catalyst cartridge system, 30 mm L |  | ,,,, | H-Cube 30mm cartridges , Hydrogenation , Labware |  | Nanotechnologiai Rt.,4 mm | , |  |  | Nanotechnologiai Rt.,4 mm
,Raney cobalt,,,,, | THS01116 |  | Aldrich | ThalesNano CatCart ® catalyst cartridge system, 30 mm L |  | ,,,, | H-Cube 30mm cartridges , Hydrogenation , Labware |  | Nanotechnologiai Rt.,4 mm | , |  |  | Nanotechnologiai Rt.,4 mm
,Raney copper,,,,, | THS01117 |  | Aldrich | ThalesNano CatCart ® catalyst cartridge system, 30 mm L |  | ,,,, | H-Cube 30mm cartridges , Hydrogenation , Labware |  | Nanotechnologiai Rt.,4 mm | , |  |  | Nanotechnologiai Rt.,4 mm
,Raney nickel,,,,, | THS01112 |  | Aldrich | ThalesNano CatCart ® catalyst cartridge system, 30 mm L |  | ,,,, | H-Cube 30mm cartridges , Hydrogenation , Labware |  | Nanotechnologiai Rt.,4 mm | , |  |  | Nanotechnologiai Rt.,4 mm
,5% Re/C,,,,, | THS02116 |  | Aldrich | ThalesNano CatCart ® catalyst cartridge system, 30 mm L |  | ,,,, | H-Cube 30mm cartridges , Hydrogenation , Labware |  | Nanotechnologiai Rt.,4 mm | , |  |  | Nanotechnologiai Rt.,4 mm
,Re 2 O 7,,,215-241-9,, | THS01418 |  | Aldrich | ThalesNano CatCart ® catalyst cartridge system, 30 mm L |  | ,,,, | H-Cube 30mm cartridges , Hydrogenation , Labware |  | Nanotechnologiai Rt.,4 mm | , |  |  | Nanotechnologiai Rt.,4 mm
,5% Rh/C,,,,, | THS01114 |  | Aldrich | ThalesNano CatCart ® catalyst cartridge system, 30 mm L |  | ,,,, | H-Cube 30mm cartridges , Hydrogenation , Labware |  | Nanotechnologiai Rt.,4 mm | , |  |  | Nanotechnologiai Rt.,4 mm
,5% Rh/Al 2 O 3,,,,, | THS02118 |  | Aldrich | ThalesNano CatCart ® catalyst cartridge system, 30 mm L |  | ,,,, | H-Cube 30mm cartridges , Hydrogenation , Labware |  | Nanotechnologiai Rt.,4 mm | , |  |  | Nanotechnologiai Rt.,4 mm
,Rh(COD)(dppf)/SiO 2,,,,, | THS01615 |  | Aldrich | ThalesNano CatCart ® catalyst cartridge system, 30 mm L |  | ,,,, | H-Cube 30mm cartridges , Hydrogenation , Labware |  | Nanotechnologiai Rt.,4 mm | , |  |  | Nanotechnologiai Rt.,4 mm
,1% Rh/SiO 2 /polyethyleneimine,,,,, | THS01412 |  | Aldrich | ThalesNano CatCart ® catalyst cartridge system, 30 mm L |  | ,,,, | H-Cube 30mm cartridges , Hydrogenation , Labware |  | Nanotechnologiai Rt.,4 mm | , |  |  | Nanotechnologiai Rt.,4 mm
,5% Ru/C,,,,, | THS02115 |  | Aldrich | ThalesNano CatCart ® catalyst cartridge system, 30 mm L |  | ,,,, | H-Cube 30mm cartridges , Hydrogenation , Labware |  | Nanotechnologiai Rt.,4 mm | , |  |  | Nanotechnologiai Rt.,4 mm
,5% Ru/Al 2 O 3,,,,, | THS02112 |  | Aldrich | ThalesNano CatCart ® catalyst cartridge system, 30 mm L |  | ,,,, | H-Cube 30mm cartridges , Hydrogenation , Labware |  | Nanotechnologiai Rt.,4 mm | , |  |  | Nanotechnologiai Rt.,4 mm
,Ru black,,,231-127-1,, | THS01518 |  | Aldrich | ThalesNano CatCart ® catalyst cartridge system, 30 mm L |  | ,,,, | H-Cube 30mm cartridges , Hydrogenation , Labware |  | Nanotechnologiai Rt.,4 mm | , |  |  | Nanotechnologiai Rt.,4 mm
,RuO 2,,,234-840-6,, | THS05118 |  | Aldrich | ThalesNano CatCart ® catalyst cartridge system, 30 mm L |  | ,,,, | H-Cube 30mm cartridges , Hydrogenation , Labware |  | Nanotechnologiai Rt.,4 mm | , |  |  | Nanotechnologiai Rt.,4 mm
,Ru(II) (TPP,monosulphonated) 2 Cl 2,,,,, | THS05116 |  | Aldrich | ThalesNano CatCart ® catalyst cartridge system, 30 mm L |  | ,,,, | H-Cube 30mm cartridges , Hydrogenation , Labware |  | Nanotechnologiai Rt.,4 mm | , |  |  | Nanotechnologiai Rt.,4 mm
,tetrakis (TPP)-palladium,,,,, | THS05114 |  | Aldrich | ThalesNano CatCart ® catalyst cartridge system, 30 mm L |  | ,,,, | H-Cube 30mm cartridges , Hydrogenation , Labware |  | Nanotechnologiai Rt.,4 mm | , |  |  | Nanotechnologiai Rt.,4 mm
,triamine- tetraacetate- functionalized silica,,,,, | THS01312 |  | Aldrich | ThalesNano CatCart ® catalyst cartridge system, 30 mm L |  | ,,,, | H-Cube 30mm cartridges , Hydrogenation , Labware |  | Nanotechnologiai Rt.,4 mm | , |  |  | Nanotechnologiai Rt.,4 mm
,Wilkinson′s catalyst RhCl(TPP) 3,,,,, | THS05117 |  | Aldrich | ThalesNano CatCart ® catalyst cartridge system, 30 mm L |  | ,,,, | H-Cube 30mm cartridges , Hydrogenation , Labware |  | Nanotechnologiai Rt.,4 mm | , |  |  | Nanotechnologiai Rt.,4 mm
,0.5% Ir/C,,,,, | THS01423 |  | Aldrich | ThalesNano CatCart ® catalyst cartridge system, 55 mm L |  | ,,,, | H-Cube 55mm cartridges , Hydrogenation , Labware |  | Nanotechnologiai Rt.,4 mm | , |  |  | Nanotechnologiai Rt.,4 mm
,10% Pd/CaCO 3,,,,, | THS01521 |  | Aldrich | ThalesNano CatCart ® catalyst cartridge system, 55 mm L |  | ,,,, | H-Cube 55mm cartridges , Hydrogenation , Labware |  | Nanotechnologiai Rt.,4 mm | , |  |  | Nanotechnologiai Rt.,4 mm
,2.5% Pd, 2.5% Pt on carbon,,,,, | THS03126 |  | Aldrich | ThalesNano CatCart ® catalyst cartridge system, 55 mm L |  | ,,,, | H-Cube 55mm cartridges , Hydrogenation , Labware |  | Nanotechnologiai Rt.,4 mm | , |  |  | Nanotechnologiai Rt.,4 mm
,4.5% Ru, 0.5% Pd on carbon,,,,, | THS03127 |  | Aldrich | ThalesNano CatCart ® catalyst cartridge system, 55 mm L |  | ,,,, | H-Cube 55mm cartridges , Hydrogenation , Labware |  | Nanotechnologiai Rt.,4 mm | , |  |  | Nanotechnologiai Rt.,4 mm
,Al 2 O 3 / HPA/ [Rh(COD) (S,S) - BDPP] Cl,,,,, | THS01622 |  | Aldrich | ThalesNano CatCart ® catalyst cartridge system, 55 mm L |  | ,,,, | H-Cube 55mm cartridges , Hydrogenation , Labware |  | Nanotechnologiai Rt.,4 mm | , |  |  | Nanotechnologiai Rt.,4 mm
,Al 2 O 3 / HPA/ [Rh(COD) (DIPAMP)],,,,, | THS01624 |  | Aldrich | ThalesNano CatCart ® catalyst cartridge system, 55 mm L |  | ,,,, | H-Cube 55mm cartridges , Hydrogenation , Labware |  | Nanotechnologiai Rt.,4 mm | , |  |  | Nanotechnologiai Rt.,4 mm
,Al 2 O 3 / HPA/ [Rh(NBD) (S,S) - BDPP] PF 6,,,,, | THS01621 |  | Aldrich | ThalesNano CatCart ® catalyst cartridge system, 55 mm L |  | ,,,, | H-Cube 55mm cartridges , Hydrogenation , Labware |  | Nanotechnologiai Rt.,4 mm | , |  |  | Nanotechnologiai Rt.,4 mm
,Al 2 O 3 / PTA/ [Rh(COD) (2R,4R) - BDPP] Cl,,,,, | THS01623 |  | Aldrich | ThalesNano CatCart ® catalyst cartridge system, 55 mm L |  | ,,,, | H-Cube 55mm cartridges , Hydrogenation , Labware |  | Nanotechnologiai Rt.,4 mm | , |  |  | Nanotechnologiai Rt.,4 mm
,Au/C,,,,, | THS01628 |  | Aldrich | ThalesNano CatCart ® catalyst cartridge system, 55 mm L |  | ,,,, | H-Cube 55mm cartridges , Hydrogenation , Labware |  | Nanotechnologiai Rt.,4 mm | , |  |  | Nanotechnologiai Rt.,4 mm
,Au/Fe 2 O 3,,,215-168-2,, | THS01626 |  | Aldrich | ThalesNano CatCart ® catalyst cartridge system, 55 mm L |  | ,,,, | H-Cube 55mm cartridges , Hydrogenation , Labware |  | Nanotechnologiai Rt.,4 mm | , |  |  | Nanotechnologiai Rt.,4 mm
,Au/TiO 2,,,,, | THS01629 |  | Aldrich | ThalesNano CatCart ® catalyst cartridge system, 55 mm L |  | ,,,, | H-Cube 55mm cartridges , Hydrogenation , Labware |  | Nanotechnologiai Rt.,4 mm | , |  |  | Nanotechnologiai Rt.,4 mm
,10% Pd/C,,,,, | THS01121 |  | Aldrich | ThalesNano CatCart ® catalyst cartridge system, 55 mm L |  | ,,,, | H-Cube 55mm cartridges , Hydrogenation , Labware |  | Nanotechnologiai Rt.,4 mm | , |  |  | Nanotechnologiai Rt.,4 mm
,10% Pt/C,,,,, | THS01123 |  | Aldrich | ThalesNano CatCart ® catalyst cartridge system, 55 mm L |  | ,,,, | H-Cube 55mm cartridges , Hydrogenation , Labware |  | Nanotechnologiai Rt.,4 mm | , |  |  | Nanotechnologiai Rt.,4 mm
,20% Pd(OH) 2 /C,,,235-219-2,, | THS01125 |  | Aldrich | ThalesNano CatCart ® catalyst cartridge system, 55 mm L |  | ,,,, | H-Cube 55mm cartridges , Hydrogenation , Labware |  | Nanotechnologiai Rt.,4 mm | , |  |  | Nanotechnologiai Rt.,4 mm
,ethylenediamine modified silica,,,,, | THS01723 |  | Aldrich | ThalesNano CatCart ® catalyst cartridge system, 55 mm L |  | ,,,, | H-Cube 55mm cartridges , Hydrogenation , Labware |  | Nanotechnologiai Rt.,4 mm | , |  |  | Nanotechnologiai Rt.,4 mm
,FibreCat ® 1001,,,,, | THS06121 |  | Aldrich | ThalesNano CatCart ® catalyst cartridge system, 55 mm L |  | ,,,, | H-Cube 55mm cartridges , Hydrogenation , Labware |  | Nanotechnologiai Rt.,4 mm | , |  |  | Nanotechnologiai Rt.,4 mm
,FibreCat ® 2003,,,,, | THS06123 |  | Aldrich | ThalesNano CatCart ® catalyst cartridge system, 55 mm L |  | ,,,, | H-Cube 55mm cartridges , Hydrogenation , Labware |  | Nanotechnologiai Rt.,4 mm | , |  |  | Nanotechnologiai Rt.,4 mm
,FibreCat ® 2006,,,,, | THS06124 |  | Aldrich | ThalesNano CatCart ® catalyst cartridge system, 55 mm L |  | ,,,, | H-Cube 55mm cartridges , Hydrogenation , Labware |  | Nanotechnologiai Rt.,4 mm | , |  |  | Nanotechnologiai Rt.,4 mm
,inert quartz,,,238-878-4,, | THS01020 |  | Aldrich | ThalesNano CatCart ® catalyst cartridge system, 55 mm L |  | ,,,, | H-Cube 55mm cartridges , Hydrogenation , Labware |  | Nanotechnologiai Rt.,4 mm | , |  |  | Nanotechnologiai Rt.,4 mm
,inert titanium,,,231-142-3,, | THS01120 |  | Aldrich | ThalesNano CatCart ® catalyst cartridge system, 55 mm L |  | ,,,, | H-Cube 55mm cartridges , Hydrogenation , Labware |  | Nanotechnologiai Rt.,4 mm | , |  |  | Nanotechnologiai Rt.,4 mm
,1% Ir/C,,,,, | THS04121 |  | Aldrich | ThalesNano CatCart ® catalyst cartridge system, 55 mm L |  | ,,,, | H-Cube 55mm cartridges , Hydrogenation , Labware |  | Nanotechnologiai Rt.,4 mm | , |  |  | Nanotechnologiai Rt.,4 mm
,5% Ir/CaCO 3,,,,, | THS06126 |  | Aldrich | ThalesNano CatCart ® catalyst cartridge system, 55 mm L |  | ,,,, | H-Cube 55mm cartridges , Hydrogenation , Labware |  | Nanotechnologiai Rt.,4 mm | , |  |  | Nanotechnologiai Rt.,4 mm
,IrO 2,,,234-743-9,, | THS05129 |  | Aldrich | ThalesNano CatCart ® catalyst cartridge system, 55 mm L |  | ,,,, | H-Cube 55mm cartridges , Hydrogenation , Labware |  | Nanotechnologiai Rt.,4 mm | , |  |  | Nanotechnologiai Rt.,4 mm
,lipase from Candida antarctica,,,,, | THS01724 |  | Aldrich | ThalesNano CatCart ® catalyst cartridge system, 55 mm L |  | ,,,, | H-Cube 55mm cartridges , Hydrogenation , Labware |  | Nanotechnologiai Rt.,4 mm | , |  |  | Nanotechnologiai Rt.,4 mm
,lipase from Candida rugosa,,,232-619-9,, | THS01725 |  | Aldrich | ThalesNano CatCart ® catalyst cartridge system, 55 mm L |  | ,,,, | H-Cube 55mm cartridges , Hydrogenation , Labware |  | Nanotechnologiai Rt.,4 mm | , |  |  | Nanotechnologiai Rt.,4 mm
,mercaptopropyl modified silica,,,,, | THS01720 |  | Aldrich | ThalesNano CatCart ® catalyst cartridge system, 55 mm L |  | ,,,, | H-Cube 55mm cartridges , Hydrogenation , Labware |  | Nanotechnologiai Rt.,4 mm | , |  |  | Nanotechnologiai Rt.,4 mm
,nickel sponge,,,,, | THS01427 |  | Aldrich | ThalesNano CatCart ® catalyst cartridge system, 55 mm L |  | ,,,, | H-Cube 55mm cartridges , Hydrogenation , Labware |  | Nanotechnologiai Rt.,4 mm | , |  |  | Nanotechnologiai Rt.,4 mm
,nickel sponge, 1% Mo,,,,, | THS03124 |  | Aldrich | ThalesNano CatCart ® catalyst cartridge system, 55 mm L |  | ,,,, | H-Cube 55mm cartridges , Hydrogenation , Labware |  | Nanotechnologiai Rt.,4 mm | , |  |  | Nanotechnologiai Rt.,4 mm
,Ni/SiO 2 -Al 2 O 3,,,,, | THS04123 |  | Aldrich | ThalesNano CatCart ® catalyst cartridge system, 55 mm L |  | ,,,, | H-Cube 55mm cartridges , Hydrogenation , Labware |  | Nanotechnologiai Rt.,4 mm | , |  |  | Nanotechnologiai Rt.,4 mm
,NP Pd(0) EnCat ® 30,,,,, | THS03121 |  | Aldrich | ThalesNano CatCart ® catalyst cartridge system, 55 mm L |  | ,,,, | H-Cube 55mm cartridges , Hydrogenation , Labware |  | Nanotechnologiai Rt.,4 mm | , |  |  | Nanotechnologiai Rt.,4 mm
,10% Pd/Al 2 O 3,,,,, | THS03129 |  | Aldrich | ThalesNano CatCart ® catalyst cartridge system, 55 mm L |  | ,,,, | H-Cube 55mm cartridges , Hydrogenation , Labware |  | Nanotechnologiai Rt.,4 mm | , |  |  | Nanotechnologiai Rt.,4 mm
,1% Pd/C,,,,, | THS04125 |  | Aldrich | ThalesNano CatCart ® catalyst cartridge system, 55 mm L |  | ,,,, | H-Cube 55mm cartridges , Hydrogenation , Labware |  | Nanotechnologiai Rt.,4 mm | , |  |  | Nanotechnologiai Rt.,4 mm
,5% Pd/C,,,,, | THS02121 |  | Aldrich | ThalesNano CatCart ® catalyst cartridge system, 55 mm L |  | ,,,, | H-Cube 55mm cartridges , Hydrogenation , Labware |  | Nanotechnologiai Rt.,4 mm | , |  |  | Nanotechnologiai Rt.,4 mm
,5% Pd (+1%Fe)/C,,,,, | THS03125 |  | Aldrich | ThalesNano CatCart ® catalyst cartridge system, 55 mm L |  | ,,,, | H-Cube 55mm cartridges , Hydrogenation , Labware |  | Nanotechnologiai Rt.,4 mm | , |  |  | Nanotechnologiai Rt.,4 mm
,1% Pd, 0.3% Cu/Al 2 O 3,,,215-691-6,, | THS01524 |  | Aldrich | ThalesNano CatCart ® catalyst cartridge system, 55 mm L |  | ,,,, | H-Cube 55mm cartridges , Hydrogenation , Labware |  | Nanotechnologiai Rt.,4 mm | , |  |  | Nanotechnologiai Rt.,4 mm
,1% Pd/Al 2 O 3,,,,, | THS03128 |  | Aldrich | ThalesNano CatCart ® catalyst cartridge system, 55 mm L |  | ,,,, | H-Cube 55mm cartridges , Hydrogenation , Labware |  | Nanotechnologiai Rt.,4 mm | , |  |  | Nanotechnologiai Rt.,4 mm
,5% Pd/Al 2 O 3,,,,, | THS01128 |  | Aldrich | ThalesNano CatCart ® catalyst cartridge system, 55 mm L |  | ,,,, | H-Cube 55mm cartridges , Hydrogenation , Labware |  | Nanotechnologiai Rt.,4 mm | , |  |  | Nanotechnologiai Rt.,4 mm
,5% Pd/BaCO 3,,,,, | THS01523 |  | Aldrich | ThalesNano CatCart ® catalyst cartridge system, 55 mm L |  | ,,,, | H-Cube 55mm cartridges , Hydrogenation , Labware |  | Nanotechnologiai Rt.,4 mm | , |  |  | Nanotechnologiai Rt.,4 mm
,5% Pd/BaSO 4,,,,, | THS03122 |  | Aldrich | ThalesNano CatCart ® catalyst cartridge system, 55 mm L |  | ,,,, | H-Cube 55mm cartridges , Hydrogenation , Labware |  | Nanotechnologiai Rt.,4 mm | , |  |  | Nanotechnologiai Rt.,4 mm
,Pd black,,,231-115-6,, | THS04129 |  | Aldrich | ThalesNano CatCart ® catalyst cartridge system, 55 mm L |  | ,,,, | H-Cube 55mm cartridges , Hydrogenation , Labware |  | Nanotechnologiai Rt.,4 mm | , |  |  | Nanotechnologiai Rt.,4 mm
,5% Pd/CaCO 3,,,,, | THS01522 |  | Aldrich | ThalesNano CatCart ® catalyst cartridge system, 55 mm L |  | ,,,, | H-Cube 55mm cartridges , Hydrogenation , Labware |  | Nanotechnologiai Rt.,4 mm | , |  |  | Nanotechnologiai Rt.,4 mm
,5% Pd/CaCO 3 , poisoned with lead,,,,, | THS02124 |  | Aldrich | ThalesNano CatCart ® catalyst cartridge system, 55 mm L |  | ,,,, | H-Cube 55mm cartridges , Hydrogenation , Labware |  | Nanotechnologiai Rt.,4 mm | , |  |  | Nanotechnologiai Rt.,4 mm
,Pd EnCat ® 30,,,,, | THS05121 |  | Aldrich | ThalesNano CatCart ® catalyst cartridge system, 55 mm L |  | ,,,, | H-Cube 55mm cartridges , Hydrogenation , Labware |  | Nanotechnologiai Rt.,4 mm | , |  |  | Nanotechnologiai Rt.,4 mm
,Pd(II) EnCat ® BINAP 30,,,,, | THS05123 |  | Aldrich | ThalesNano CatCart ® catalyst cartridge system, 55 mm L |  | ,,,, | H-Cube 55mm cartridges , Hydrogenation , Labware |  | Nanotechnologiai Rt.,4 mm | , |  |  | Nanotechnologiai Rt.,4 mm
,Pd(II) EnCat ® TOTP 30,,,,, | THS05125 |  | Aldrich | ThalesNano CatCart ® catalyst cartridge system, 55 mm L |  | ,,,, | H-Cube 55mm cartridges , Hydrogenation , Labware |  | Nanotechnologiai Rt.,4 mm | , |  |  | Nanotechnologiai Rt.,4 mm
,Pd EnCat ® TPP 30,,,,, | THS05122 |  | Aldrich | ThalesNano CatCart ® catalyst cartridge system, 55 mm L |  | ,,,, | H-Cube 55mm cartridges , Hydrogenation , Labware |  | Nanotechnologiai Rt.,4 mm | , |  |  | Nanotechnologiai Rt.,4 mm
,Pd/C-ethylenediamine,,,,, | THS04122 |  | Aldrich | ThalesNano CatCart ® catalyst cartridge system, 55 mm L |  | ,,,, | H-Cube 55mm cartridges , Hydrogenation , Labware |  | Nanotechnologiai Rt.,4 mm | , |  |  | Nanotechnologiai Rt.,4 mm
,PdO,,,215-218-3,, | THS04128 |  | Aldrich | ThalesNano CatCart ® catalyst cartridge system, 55 mm L |  | ,,,, | H-Cube 55mm cartridges , Hydrogenation , Labware |  | Nanotechnologiai Rt.,4 mm | , |  |  | Nanotechnologiai Rt.,4 mm
,5% Pd/SiO 2,,,,, | THS04124 |  | Aldrich | ThalesNano CatCart ® catalyst cartridge system, 55 mm L |  | ,,,, | H-Cube 55mm cartridges , Hydrogenation , Labware |  | Nanotechnologiai Rt.,4 mm | , |  |  | Nanotechnologiai Rt.,4 mm
,2% Pd/SrCO 3,,,,, | THS04126 |  | Aldrich | ThalesNano CatCart ® catalyst cartridge system, 55 mm L |  | ,,,, | H-Cube 55mm cartridges , Hydrogenation , Labware |  | Nanotechnologiai Rt.,4 mm | , |  |  | Nanotechnologiai Rt.,4 mm
,phosphotungstic modified activated carbon,,,,, | THS01721 |  | Aldrich | ThalesNano CatCart ® catalyst cartridge system, 55 mm L |  | ,,,, | H-Cube 55mm cartridges , Hydrogenation , Labware |  | Nanotechnologiai Rt.,4 mm | , |  |  | Nanotechnologiai Rt.,4 mm
,phosphotungstic modified alumina,,,,, | THS01722 |  | Aldrich | ThalesNano CatCart ® catalyst cartridge system, 55 mm L |  | ,,,, | H-Cube 55mm cartridges , Hydrogenation , Labware |  | Nanotechnologiai Rt.,4 mm | , |  |  | Nanotechnologiai Rt.,4 mm
,PriCat ® Ni 55/5P,,,,, | THS03123 |  | Aldrich | ThalesNano CatCart ® catalyst cartridge system, 55 mm L |  | ,,,, | H-Cube 55mm cartridges , Hydrogenation , Labware |  | Nanotechnologiai Rt.,4 mm | , |  |  | Nanotechnologiai Rt.,4 mm
,1% Pt/C,,,,, | THS06125 |  | Aldrich | ThalesNano CatCart ® catalyst cartridge system, 55 mm L |  | ,,,, | H-Cube 55mm cartridges , Hydrogenation , Labware |  | Nanotechnologiai Rt.,4 mm | , |  |  | Nanotechnologiai Rt.,4 mm
,5% Pt/C,,,,, | THS08122 |  | Aldrich | ThalesNano CatCart ® catalyst cartridge system, 55 mm L |  | ,,,, | H-Cube 55mm cartridges , Hydrogenation , Labware |  | Nanotechnologiai Rt.,4 mm | , |  |  | Nanotechnologiai Rt.,4 mm
,1% Pt/Al 2 O 3,,,215-691-6,, | THS04127 |  | Aldrich | ThalesNano CatCart ® catalyst cartridge system, 55 mm L |  | ,,,, | H-Cube 55mm cartridges , Hydrogenation , Labware |  | Nanotechnologiai Rt.,4 mm | , |  |  | Nanotechnologiai Rt.,4 mm
,5% Pt/Al 2 O 3,,,,, | THS02123 |  | Aldrich | ThalesNano CatCart ® catalyst cartridge system, 55 mm L |  | ,,,, | H-Cube 55mm cartridges , Hydrogenation , Labware |  | Nanotechnologiai Rt.,4 mm | , |  |  | Nanotechnologiai Rt.,4 mm
,5% Pt/CaCO 3,,,,, | THS01529 |  | Aldrich | ThalesNano CatCart ® catalyst cartridge system, 55 mm L |  | ,,,, | H-Cube 55mm cartridges , Hydrogenation , Labware |  | Nanotechnologiai Rt.,4 mm | , |  |  | Nanotechnologiai Rt.,4 mm
,1% Pt/C, doped with V,,,,, | THS01429 |  | Aldrich | ThalesNano CatCart ® catalyst cartridge system, 55 mm L |  | ,,,, | H-Cube 55mm cartridges , Hydrogenation , Labware |  | Nanotechnologiai Rt.,4 mm | , |  |  | Nanotechnologiai Rt.,4 mm
,5% Pt/C, doped with Bi,,,,, | THS01426 |  | Aldrich | ThalesNano CatCart ® catalyst cartridge system, 55 mm L |  | ,,,, | H-Cube 55mm cartridges , Hydrogenation , Labware |  | Nanotechnologiai Rt.,4 mm | , |  |  | Nanotechnologiai Rt.,4 mm
,Pt EnCat ®,,,,, | THS01525 |  | Aldrich | ThalesNano CatCart ® catalyst cartridge system, 55 mm L |  | ,,,, | H-Cube 55mm cartridges , Hydrogenation , Labware |  | Nanotechnologiai Rt.,4 mm | , |  |  | Nanotechnologiai Rt.,4 mm
,PtO 2,,,215-223-0,, | THS02129 |  | Aldrich | ThalesNano CatCart ® catalyst cartridge system, 55 mm L |  | ,,,, | H-Cube 55mm cartridges , Hydrogenation , Labware |  | Nanotechnologiai Rt.,4 mm | , |  |  | Nanotechnologiai Rt.,4 mm
,1% Pt/SBA,,,,, | THS01627 |  | Aldrich | ThalesNano CatCart ® catalyst cartridge system, 55 mm L |  | ,,,, | H-Cube 55mm cartridges , Hydrogenation , Labware |  | Nanotechnologiai Rt.,4 mm | , |  |  | Nanotechnologiai Rt.,4 mm
,1% Pt/SiO 2,,,,, | THS01424 |  | Aldrich | ThalesNano CatCart ® catalyst cartridge system, 55 mm L |  | ,,,, | H-Cube 55mm cartridges , Hydrogenation , Labware |  | Nanotechnologiai Rt.,4 mm | , |  |  | Nanotechnologiai Rt.,4 mm
,1% Pt/SiO 2 /polyethyleneimine,,,,, | THS01425 |  | Aldrich | ThalesNano CatCart ® catalyst cartridge system, 55 mm L |  | ,,,, | H-Cube 55mm cartridges , Hydrogenation , Labware |  | Nanotechnologiai Rt.,4 mm | , |  |  | Nanotechnologiai Rt.,4 mm
,5% Pt/C, sulfided,,,,, | THS02127 |  | Aldrich | ThalesNano CatCart ® catalyst cartridge system, 55 mm L |  | ,,,, | H-Cube 55mm cartridges , Hydrogenation , Labware |  | Nanotechnologiai Rt.,4 mm | , |  |  | Nanotechnologiai Rt.,4 mm
,Raney cobalt,,,,, | THS01126 |  | Aldrich | ThalesNano CatCart ® catalyst cartridge system, 55 mm L |  | ,,,, | H-Cube 55mm cartridges , Hydrogenation , Labware |  | Nanotechnologiai Rt.,4 mm | , |  |  | Nanotechnologiai Rt.,4 mm
,Raney copper,,,,, | THS01127 |  | Aldrich | ThalesNano CatCart ® catalyst cartridge system, 55 mm L |  | ,,,, | H-Cube 55mm cartridges , Hydrogenation , Labware |  | Nanotechnologiai Rt.,4 mm | , |  |  | Nanotechnologiai Rt.,4 mm
,Raney nickel,,,,, | THS01122 |  | Aldrich | ThalesNano CatCart ® catalyst cartridge system, 55 mm L |  | ,,,, | H-Cube 55mm cartridges , Hydrogenation , Labware |  | Nanotechnologiai Rt.,4 mm | , |  |  | Nanotechnologiai Rt.,4 mm
,5% Re/C,,,,, | THS02126 |  | Aldrich | ThalesNano CatCart ® catalyst cartridge system, 55 mm L |  | ,,,, | H-Cube 55mm cartridges , Hydrogenation , Labware |  | Nanotechnologiai Rt.,4 mm | , |  |  | Nanotechnologiai Rt.,4 mm
,Re 2 O 7,,,215-241-9,, | THS01428 |  | Aldrich | ThalesNano CatCart ® catalyst cartridge system, 55 mm L |  | ,,,, | H-Cube 55mm cartridges , Hydrogenation , Labware |  | Nanotechnologiai Rt.,4 mm | , |  |  | Nanotechnologiai Rt.,4 mm
,5% Rh/C,,,,, | THS01124 |  | Aldrich | ThalesNano CatCart ® catalyst cartridge system, 55 mm L |  | ,,,, | H-Cube 55mm cartridges , Hydrogenation , Labware |  | Nanotechnologiai Rt.,4 mm | , |  |  | Nanotechnologiai Rt.,4 mm
,5% Rh/Al 2 O 3,,,,, | THS02128 |  | Aldrich | ThalesNano CatCart ® catalyst cartridge system, 55 mm L |  | ,,,, | H-Cube 55mm cartridges , Hydrogenation , Labware |  | Nanotechnologiai Rt.,4 mm | , |  |  | Nanotechnologiai Rt.,4 mm
,Rh(COD)(dppf)/SiO 2,,,,, | THS01625 |  | Aldrich | ThalesNano CatCart ® catalyst cartridge system, 55 mm L |  | ,,,, | H-Cube 55mm cartridges , Hydrogenation , Labware |  | Nanotechnologiai Rt.,4 mm | , |  |  | Nanotechnologiai Rt.,4 mm
,1% Rh/SiO 2 /polyethyleneimine,,,,, | THS01422 |  | Aldrich | ThalesNano CatCart ® catalyst cartridge system, 55 mm L |  | ,,,, | H-Cube 55mm cartridges , Hydrogenation , Labware |  | Nanotechnologiai Rt.,4 mm | , |  |  | Nanotechnologiai Rt.,4 mm
,5% Ru/C,,,,, | THS02125 |  | Aldrich | ThalesNano CatCart ® catalyst cartridge system, 55 mm L |  | ,,,, | H-Cube 55mm cartridges , Hydrogenation , Labware |  | Nanotechnologiai Rt.,4 mm | , |  |  | Nanotechnologiai Rt.,4 mm
,5% Ru/Al 2 O 3,,,,, | THS02122 |  | Aldrich | ThalesNano CatCart ® catalyst cartridge system, 55 mm L |  | ,,,, | H-Cube 55mm cartridges , Hydrogenation , Labware |  | Nanotechnologiai Rt.,4 mm | , |  |  | Nanotechnologiai Rt.,4 mm
,Ru black,,,231-127-1,, | THS01528 |  | Aldrich | ThalesNano CatCart ® catalyst cartridge system, 55 mm L |  | ,,,, | H-Cube 55mm cartridges , Hydrogenation , Labware |  | Nanotechnologiai Rt.,4 mm | , |  |  | Nanotechnologiai Rt.,4 mm
,RuO 2,,,234-840-6,, | THS05128 |  | Aldrich | ThalesNano CatCart ® catalyst cartridge system, 55 mm L |  | ,,,, | H-Cube 55mm cartridges , Hydrogenation , Labware |  | Nanotechnologiai Rt.,4 mm | , |  |  | Nanotechnologiai Rt.,4 mm
,Ru(II) (TPP,monosulphonated) 2 Cl 2,,,,, | THS05126 |  | Aldrich | ThalesNano CatCart ® catalyst cartridge system, 55 mm L |  | ,,,, | H-Cube 55mm cartridges , Hydrogenation , Labware |  | Nanotechnologiai Rt.,4 mm | , |  |  | Nanotechnologiai Rt.,4 mm
,tetrakis (TPP)-palladium,,,,, | THS05124 |  | Aldrich | ThalesNano CatCart ® catalyst cartridge system, 55 mm L |  | ,,,, | H-Cube 55mm cartridges , Hydrogenation , Labware |  | Nanotechnologiai Rt.,4 mm | , |  |  | Nanotechnologiai Rt.,4 mm
,Wilkinson′s catalyst RhCl(TPP) 3,,,,, | THS05127 |  | Aldrich | ThalesNano CatCart ® catalyst cartridge system, 55 mm L |  | ,,,, | H-Cube 55mm cartridges , Hydrogenation , Labware |  | Nanotechnologiai Rt.,4 mm | , |  |  | Nanotechnologiai Rt.,4 mm
,0.5% Ir/C,,,,, | THS01433 |  | Aldrich | ThalesNano CatCart ® catalyst cartridge system, 70 mm L |  | ,,,, | H-Cube 70mm cartridges , Hydrogenation , Labware |  | Nanotechnologiai Rt.,4 mm | , |  |  | Nanotechnologiai Rt.,4 mm
,10%Pt/C,,,,, | THS01133 |  | Aldrich | ThalesNano CatCart ® catalyst cartridge system, 70 mm L |  | ,,,, | H-Cube 70mm cartridges , Hydrogenation , Labware |  | Nanotechnologiai Rt.,4 mm | , |  |  | Nanotechnologiai Rt.,4 mm
,10% Pd/CaCO 3,,,,, | THS01531 |  | Aldrich | ThalesNano CatCart ® catalyst cartridge system, 70 mm L |  | ,,,, | H-Cube 70mm cartridges , Hydrogenation , Labware |  | Nanotechnologiai Rt.,4 mm | , |  |  | Nanotechnologiai Rt.,4 mm
,2.5% Pd, 2.5% Pt on carbon,,,,, | THS03136 |  | Aldrich | ThalesNano CatCart ® catalyst cartridge system, 70 mm L |  | ,,,, | H-Cube 70mm cartridges , Hydrogenation , Labware |  | Nanotechnologiai Rt.,4 mm | , |  |  | Nanotechnologiai Rt.,4 mm
,20%Pd(OH) 2 /C,,,,, | THS01135 |  | Aldrich | ThalesNano CatCart ® catalyst cartridge system, 70 mm L |  | ,,,, | H-Cube 70mm cartridges , Hydrogenation , Labware |  | Nanotechnologiai Rt.,4 mm | , |  |  | Nanotechnologiai Rt.,4 mm
,4.5% Ru, 0.5% Pd on carbon,,,,, | THS03137 |  | Aldrich | ThalesNano CatCart ® catalyst cartridge system, 70 mm L |  | ,,,, | H-Cube 70mm cartridges , Hydrogenation , Labware |  | Nanotechnologiai Rt.,4 mm | , |  |  | Nanotechnologiai Rt.,4 mm
,Al 2 O 3 / HPA/ [Rh(COD) (S,S) - BDPP] Cl,,,,, | THS01632 |  | Aldrich | ThalesNano CatCart ® catalyst cartridge system, 70 mm L |  | ,,,, | H-Cube 70mm cartridges , Hydrogenation , Labware |  | Nanotechnologiai Rt.,4 mm | , |  |  | Nanotechnologiai Rt.,4 mm
,Al 2 O 3 / HPA/ [Rh(COD) (DIPAMP) ] BF 4,,,,, | THS01634 |  | Aldrich | ThalesNano CatCart ® catalyst cartridge system, 70 mm L |  | ,,,, | H-Cube 70mm cartridges , Hydrogenation , Labware |  | Nanotechnologiai Rt.,4 mm | , |  |  | Nanotechnologiai Rt.,4 mm
,Al 2 O 3 / HPA/ [Rh(NBD) (S,S) - BDPP] PF 6,,,,, | THS01631 |  | Aldrich | ThalesNano CatCart ® catalyst cartridge system, 70 mm L |  | ,,,, | H-Cube 70mm cartridges , Hydrogenation , Labware |  | Nanotechnologiai Rt.,4 mm | , |  |  | Nanotechnologiai Rt.,4 mm
,Al 2 O 3 / PTA/ [Rh(COD) (2R,4R) - BDPP] Cl,,,,, | THS01633 |  | Aldrich | ThalesNano CatCart ® catalyst cartridge system, 70 mm L |  | ,,,, | H-Cube 70mm cartridges , Hydrogenation , Labware |  | Nanotechnologiai Rt.,4 mm | , |  |  | Nanotechnologiai Rt.,4 mm
,Au/C,,,,, | THS01638 |  | Aldrich | ThalesNano CatCart ® catalyst cartridge system, 70 mm L |  | ,,,, | H-Cube 70mm cartridges , Hydrogenation , Labware |  | Nanotechnologiai Rt.,4 mm | , |  |  | Nanotechnologiai Rt.,4 mm
,Au/Fe 2 O 3,,,215-168-2,, | THS01636 |  | Aldrich | ThalesNano CatCart ® catalyst cartridge system, 70 mm L |  | ,,,, | H-Cube 70mm cartridges , Hydrogenation , Labware |  | Nanotechnologiai Rt.,4 mm | , |  |  | Nanotechnologiai Rt.,4 mm
,Au/TiO 2,,,,, | THS01639 |  | Aldrich | ThalesNano CatCart ® catalyst cartridge system, 70 mm L |  | ,,,, | H-Cube 70mm cartridges , Hydrogenation , Labware |  | Catalysis,Nanotechnologiai Rt.,4 mm | , |  |  | Catalysis,Nanotechnologiai Rt.,4 mm
,10% Pd/C,,,,, | THS01131 |  | Aldrich | ThalesNano CatCart ® catalyst cartridge system, 70 mm L |  | ,,,, | H-Cube 70mm cartridges , Hydrogenation , Labware |  | Nanotechnologiai Rt.,4 mm | , |  |  | Nanotechnologiai Rt.,4 mm
,ethylenediamine modified silica,,,,, | THS01733 |  | Aldrich | ThalesNano CatCart ® catalyst cartridge system, 70 mm L |  | ,,,, | H-Cube 70mm cartridges , Hydrogenation , Labware |  | Nanotechnologiai Rt.,4 mm | , |  |  | Nanotechnologiai Rt.,4 mm
,FibreCat ® 1001,,,,, | THS06131 |  | Aldrich | ThalesNano CatCart ® catalyst cartridge system, 70 mm L |  | ,,,, | H-Cube 70mm cartridges , Hydrogenation , Labware |  | Nanotechnologiai Rt.,4 mm | , |  |  | Nanotechnologiai Rt.,4 mm
,FibreCat ® 1007,,,,, | THS06132 |  | Aldrich | ThalesNano CatCart ® catalyst cartridge system, 70 mm L |  | ,,,, | H-Cube 70mm cartridges , Hydrogenation , Labware |  | Nanotechnologiai Rt.,4 mm | , |  |  | Nanotechnologiai Rt.,4 mm
,FibreCat ® 2003,,,,, | THS06133 |  | Aldrich | ThalesNano CatCart ® catalyst cartridge system, 70 mm L |  | ,,,, | H-Cube 70mm cartridges , Hydrogenation , Labware |  | Nanotechnologiai Rt.,4 mm | , |  |  | Nanotechnologiai Rt.,4 mm
,FibreCat ® 2006,,,,, | THS06134 |  | Aldrich | ThalesNano CatCart ® catalyst cartridge system, 70 mm L |  | ,,,, | H-Cube 70mm cartridges , Hydrogenation , Labware |  | Nanotechnologiai Rt.,4 mm | , |  |  | Nanotechnologiai Rt.,4 mm
,inert quartz,,,238-878-4,, | THS01030 |  | Aldrich | ThalesNano CatCart ® catalyst cartridge system, 70 mm L |  | ,,,, | H-Cube 70mm cartridges , Hydrogenation , Labware |  | Nanotechnologiai Rt.,4 mm | , |  |  | Nanotechnologiai Rt.,4 mm
,inert titanium,,,231-142-3,, | THS01130 |  | Aldrich | ThalesNano CatCart ® catalyst cartridge system, 70 mm L |  | ,,,, | H-Cube 70mm cartridges , Hydrogenation , Labware |  | Nanotechnologiai Rt.,4 mm | , |  |  | Nanotechnologiai Rt.,4 mm
,1% Ir/C,,,,, | THS04131 |  | Aldrich | ThalesNano CatCart ® catalyst cartridge system, 70 mm L |  | ,,,, | H-Cube 70mm cartridges , Hydrogenation , Labware |  | Nanotechnologiai Rt.,4 mm | , |  |  | Nanotechnologiai Rt.,4 mm
,5% Ir/CaCO 3,,,,, | THS06136 |  | Aldrich | ThalesNano CatCart ® catalyst cartridge system, 70 mm L |  | ,,,, | H-Cube 70mm cartridges , Hydrogenation , Labware |  | Nanotechnologiai Rt.,4 mm | , |  |  | Nanotechnologiai Rt.,4 mm
,IrO 2,,,234-743-9,, | THS05139 |  | Aldrich | ThalesNano CatCart ® catalyst cartridge system, 70 mm L |  | ,,,, | H-Cube 70mm cartridges , Hydrogenation , Labware |  | Nanotechnologiai Rt.,4 mm | , |  |  | Nanotechnologiai Rt.,4 mm
,lipase from Candida antarctica,,,,, | THS01734 |  | Aldrich | ThalesNano CatCart ® catalyst cartridge system, 70 mm L |  | ,,,, | H-Cube 70mm cartridges , Hydrogenation , Labware |  | Nanotechnologiai Rt.,4 mm | , |  |  | Nanotechnologiai Rt.,4 mm
,lipase from Candida rugosa,,,232-619-9,, | THS01735 |  | Aldrich | ThalesNano CatCart ® catalyst cartridge system, 70 mm L |  | ,,,, | H-Cube 70mm cartridges , Hydrogenation , Labware |  | Nanotechnologiai Rt.,4 mm | , |  |  | Nanotechnologiai Rt.,4 mm
,mercaptopropyl modified silica,,,,, | THS01730 |  | Aldrich | ThalesNano CatCart ® catalyst cartridge system, 70 mm L |  | ,,,, | H-Cube 70mm cartridges , Hydrogenation , Labware |  | Nanotechnologiai Rt.,4 mm | , |  |  | Nanotechnologiai Rt.,4 mm
,nickel sponge,,,,, | THS01437 |  | Aldrich | ThalesNano CatCart ® catalyst cartridge system, 70 mm L |  | ,,,, | H-Cube 70mm cartridges , Hydrogenation , Labware |  | Nanotechnologiai Rt.,4 mm | , |  |  | Nanotechnologiai Rt.,4 mm
,nickel sponge, 1% Mo,,,,, | THS03134 |  | Aldrich | ThalesNano CatCart ® catalyst cartridge system, 70 mm L |  | ,,,, | H-Cube 70mm cartridges , Hydrogenation , Labware |  | Nanotechnologiai Rt.,4 mm | , |  |  | Nanotechnologiai Rt.,4 mm
,Ni/SiO 2 -Al 2 O 3,,,,, | THS04133 |  | Aldrich | ThalesNano CatCart ® catalyst cartridge system, 70 mm L |  | ,,,, | H-Cube 70mm cartridges , Hydrogenation , Labware |  | Nanotechnologiai Rt.,4 mm | , |  |  | Nanotechnologiai Rt.,4 mm
,NP Pd(0) EnCat ® 30,,,,, | THS03131 |  | Aldrich | ThalesNano CatCart ® catalyst cartridge system, 70 mm L |  | ,,,, | H-Cube 70mm cartridges , Hydrogenation , Labware |  | Nanotechnologiai Rt.,4 mm | , |  |  | Nanotechnologiai Rt.,4 mm
,10% Pd/Al 2 O 3,,,,, | THS03139 |  | Aldrich | ThalesNano CatCart ® catalyst cartridge system, 70 mm L |  | ,,,, | H-Cube 70mm cartridges , Hydrogenation , Labware |  | Nanotechnologiai Rt.,4 mm | , |  |  | Nanotechnologiai Rt.,4 mm
,1% Pd/C,,,,, | THS04135 |  | Aldrich | ThalesNano CatCart ® catalyst cartridge system, 70 mm L |  | ,,,, | H-Cube 70mm cartridges , Hydrogenation , Labware |  | Nanotechnologiai Rt.,4 mm | , |  |  | Nanotechnologiai Rt.,4 mm
,5% Pd/C,,,,, | THS02131 |  | Aldrich | ThalesNano CatCart ® catalyst cartridge system, 70 mm L |  | ,,,, | H-Cube 70mm cartridges , Hydrogenation , Labware |  | Nanotechnologiai Rt.,4 mm | , |  |  | Nanotechnologiai Rt.,4 mm
,5% Pd (+1%Fe)/C,,,,, | THS03135 |  | Aldrich | ThalesNano CatCart ® catalyst cartridge system, 70 mm L |  | ,,,, | H-Cube 70mm cartridges , Hydrogenation , Labware |  | Nanotechnologiai Rt.,4 mm | , |  |  | Nanotechnologiai Rt.,4 mm
,1% Pd, 0.3% Cu/Al 2 O 3,,,215-691-6,, | THS01534 |  | Aldrich | ThalesNano CatCart ® catalyst cartridge system, 70 mm L |  | ,,,, | H-Cube 70mm cartridges , Hydrogenation , Labware |  | Nanotechnologiai Rt.,4 mm | , |  |  | Nanotechnologiai Rt.,4 mm
,1% Pd/Al 2 O 3,,,,, | THS03138 |  | Aldrich | ThalesNano CatCart ® catalyst cartridge system, 70 mm L |  | ,,,, | H-Cube 70mm cartridges , Hydrogenation , Labware |  | Nanotechnologiai Rt.,4 mm | , |  |  | Nanotechnologiai Rt.,4 mm
,5% Pd/Al 2 O 3,,,,, | THS01138 |  | Aldrich | ThalesNano CatCart ® catalyst cartridge system, 70 mm L |  | ,,,, | H-Cube 70mm cartridges , Hydrogenation , Labware |  | Nanotechnologiai Rt.,4 mm | , |  |  | Nanotechnologiai Rt.,4 mm
,5% Pd/BaCO 3,,,,, | THS01533 |  | Aldrich | ThalesNano CatCart ® catalyst cartridge system, 70 mm L |  | ,,,, | H-Cube 70mm cartridges , Hydrogenation , Labware |  | Nanotechnologiai Rt.,4 mm | , |  |  | Nanotechnologiai Rt.,4 mm
,5% Pd/BaSO 4,,,,, | THS03132 |  | Aldrich | ThalesNano CatCart ® catalyst cartridge system, 70 mm L |  | ,,,, | H-Cube 70mm cartridges , Hydrogenation , Labware |  | Nanotechnologiai Rt.,4 mm | , |  |  | Nanotechnologiai Rt.,4 mm
,Pd black,,,231-115-6,, | THS04139 |  | Aldrich | ThalesNano CatCart ® catalyst cartridge system, 70 mm L |  | ,,,, | H-Cube 70mm cartridges , Hydrogenation , Labware |  | Nanotechnologiai Rt.,4 mm | , |  |  | Nanotechnologiai Rt.,4 mm
,5% Pd/CaCO 3,,,,, | THS01532 |  | Aldrich | ThalesNano CatCart ® catalyst cartridge system, 70 mm L |  | ,,,, | H-Cube 70mm cartridges , Hydrogenation , Labware |  | Nanotechnologiai Rt.,4 mm | , |  |  | Nanotechnologiai Rt.,4 mm
,5% Pd/CaCO 3 , poisoned with lead,,,,, | THS02134 |  | Aldrich | ThalesNano CatCart ® catalyst cartridge system, 70 mm L |  | ,,,, | H-Cube 70mm cartridges , Hydrogenation , Labware |  | Nanotechnologiai Rt.,4 mm | , |  |  | Nanotechnologiai Rt.,4 mm
,Pd EnCat ® 30,,,,, | THS05131 |  | Aldrich | ThalesNano CatCart ® catalyst cartridge system, 70 mm L |  | ,,,, | H-Cube 70mm cartridges , Hydrogenation , Labware |  | Nanotechnologiai Rt.,4 mm | , |  |  | Nanotechnologiai Rt.,4 mm
,Pd(II) EnCat ® BINAP 30,,,,, | THS05133 |  | Aldrich | ThalesNano CatCart ® catalyst cartridge system, 70 mm L |  | ,,,, | H-Cube 70mm cartridges , Hydrogenation , Labware |  | Nanotechnologiai Rt.,4 mm | , |  |  | Nanotechnologiai Rt.,4 mm
,Pd(II) EnCat ® TOTP 30,,,,, | THS05135 |  | Aldrich | ThalesNano CatCart ® catalyst cartridge system, 70 mm L |  | ,,,, | H-Cube 70mm cartridges , Hydrogenation , Labware |  | Nanotechnologiai Rt.,4 mm | , |  |  | Nanotechnologiai Rt.,4 mm
,Pd EnCat ® TPP 30,,,,, | THS05132 |  | Aldrich | ThalesNano CatCart ® catalyst cartridge system, 70 mm L |  | ,,,, | H-Cube 70mm cartridges , Hydrogenation , Labware |  | Nanotechnologiai Rt.,4 mm | , |  |  | Nanotechnologiai Rt.,4 mm
,Pd/C-ethylenediamine,,,,, | THS04132 |  | Aldrich | ThalesNano CatCart ® catalyst cartridge system, 70 mm L |  | ,,,, | H-Cube 70mm cartridges , Hydrogenation , Labware |  | Nanotechnologiai Rt.,4 mm | , |  |  | Nanotechnologiai Rt.,4 mm
,PdO,,,215-218-3,, | THS04138 |  | Aldrich | ThalesNano CatCart ® catalyst cartridge system, 70 mm L |  | ,,,, | H-Cube 70mm cartridges , Hydrogenation , Labware |  | Nanotechnologiai Rt.,4 mm | , |  |  | Nanotechnologiai Rt.,4 mm
,Pd, sulfided,,,231-115-6,, | THS01831 |  | Aldrich | ThalesNano CatCart ® catalyst cartridge system, 70 mm L |  | ,,,, | H-Cube 70mm cartridges , Hydrogenation , Labware |  | Nanotechnologiai Rt.,4 mm | , |  |  | Nanotechnologiai Rt.,4 mm
,phosphotungstic modified activated carbon,,,,, | THS01731 |  | Aldrich | ThalesNano CatCart ® catalyst cartridge system, 70 mm L |  | ,,,, | H-Cube 70mm cartridges , Hydrogenation , Labware |  | Nanotechnologiai Rt.,4 mm | , |  |  | Nanotechnologiai Rt.,4 mm
,phosphotungstic modified alumina,,,,, | THS01732 |  | Aldrich | ThalesNano CatCart ® catalyst cartridge system, 70 mm L |  | ,,,, | H-Cube 70mm cartridges , Hydrogenation , Labware |  | Nanotechnologiai Rt.,4 mm | , |  |  | Nanotechnologiai Rt.,4 mm
,PriCat ® Ni 55/5P,,,,, | THS03133 |  | Aldrich | ThalesNano CatCart ® catalyst cartridge system, 70 mm L |  | ,,,, | H-Cube 70mm cartridges , Hydrogenation , Labware |  | Nanotechnologiai Rt.,4 mm | , |  |  | Nanotechnologiai Rt.,4 mm
,1% Pt/C,,,,, | THS06135 |  | Aldrich | ThalesNano CatCart ® catalyst cartridge system, 70 mm L |  | ,,,, | H-Cube 70mm cartridges , Hydrogenation , Labware |  | Nanotechnologiai Rt.,4 mm | , |  |  | Nanotechnologiai Rt.,4 mm
,5% Pt/C,,,,, | THS08132 |  | Aldrich | ThalesNano CatCart ® catalyst cartridge system, 70 mm L |  | ,,,, | H-Cube 70mm cartridges , Hydrogenation , Labware |  | Nanotechnologiai Rt.,4 mm | , |  |  | Nanotechnologiai Rt.,4 mm
,1% Pt/Al 2 O 3,,,215-691-6,, | THS04137 |  | Aldrich | ThalesNano CatCart ® catalyst cartridge system, 70 mm L |  | ,,,, | H-Cube 70mm cartridges , Hydrogenation , Labware |  | Nanotechnologiai Rt.,4 mm | , |  |  | Nanotechnologiai Rt.,4 mm
,5% Pt/Al 2 O 3,,,,, | THS02133 |  | Aldrich | ThalesNano CatCart ® catalyst cartridge system, 70 mm L |  | ,,,, | H-Cube 70mm cartridges , Hydrogenation , Labware |  | Nanotechnologiai Rt.,4 mm | , |  |  | Nanotechnologiai Rt.,4 mm
,5% Pt/CaCO 3,,,,, | THS01539 |  | Aldrich | ThalesNano CatCart ® catalyst cartridge system, 70 mm L |  | ,,,, | H-Cube 70mm cartridges , Hydrogenation , Labware |  | Nanotechnologiai Rt.,4 mm | , |  |  | Nanotechnologiai Rt.,4 mm
,1% Pt/C, doped with V,,,,, | THS01439 |  | Aldrich | ThalesNano CatCart ® catalyst cartridge system, 70 mm L |  | ,,,, | H-Cube 70mm cartridges , Hydrogenation , Labware |  | Nanotechnologiai Rt.,4 mm | , |  |  | Nanotechnologiai Rt.,4 mm
,5% Pt/C, doped with Bi,,,,, | THS01436 |  | Aldrich | ThalesNano CatCart ® catalyst cartridge system, 70 mm L |  | ,,,, | H-Cube 70mm cartridges , Hydrogenation , Labware |  | Nanotechnologiai Rt.,4 mm | , |  |  | Nanotechnologiai Rt.,4 mm
,Pt EnCat ®,,,,, | THS01535 |  | Aldrich | ThalesNano CatCart ® catalyst cartridge system, 70 mm L |  | ,,,, | H-Cube 70mm cartridges , Hydrogenation , Labware |  | Nanotechnologiai Rt.,4 mm | , |  |  | Nanotechnologiai Rt.,4 mm
,PtO 2,,,215-223-0,, | THS02139 |  | Aldrich | ThalesNano CatCart ® catalyst cartridge system, 70 mm L |  | ,,,, | H-Cube 70mm cartridges , Hydrogenation , Labware |  | Nanotechnologiai Rt.,4 mm | , |  |  | Nanotechnologiai Rt.,4 mm
,1% Pt/SBA,,,,, | THS01637 |  | Aldrich | ThalesNano CatCart ® catalyst cartridge system, 70 mm L |  | ,,,, | H-Cube 70mm cartridges , Hydrogenation , Labware |  | Nanotechnologiai Rt.,4 mm | , |  |  | Nanotechnologiai Rt.,4 mm
,1% Pt/SiO 2,,,,, | THS01434 |  | Aldrich | ThalesNano CatCart ® catalyst cartridge system, 70 mm L |  | ,,,, | H-Cube 70mm cartridges , Hydrogenation , Labware |  | Nanotechnologiai Rt.,4 mm | , |  |  | Nanotechnologiai Rt.,4 mm
,1% Pt/SiO 2 /polyethyleneimine,,,,, | THS01435 |  | Aldrich | ThalesNano CatCart ® catalyst cartridge system, 70 mm L |  | ,,,, | H-Cube 70mm cartridges , Hydrogenation , Labware |  | Nanotechnologiai Rt.,4 mm | , |  |  | Nanotechnologiai Rt.,4 mm
,5% Pt/C, sulfided,,,,, | THS02137 |  | Aldrich | ThalesNano CatCart ® catalyst cartridge system, 70 mm L |  | ,,,, | H-Cube 70mm cartridges , Hydrogenation , Labware |  | Nanotechnologiai Rt.,4 mm | , |  |  | Nanotechnologiai Rt.,4 mm
,Raney cobalt,,,,, | THS01136 |  | Aldrich | ThalesNano CatCart ® catalyst cartridge system, 70 mm L |  | ,,,, | H-Cube 70mm cartridges , Hydrogenation , Labware |  | Nanotechnologiai Rt.,4 mm | , |  |  | Nanotechnologiai Rt.,4 mm
,Raney copper,,,231-159-6,, | THS01137 |  | Aldrich | ThalesNano CatCart ® catalyst cartridge system, 70 mm L |  | ,,,, | H-Cube 70mm cartridges , Hydrogenation , Labware |  | Nanotechnologiai Rt.,4 mm | , |  |  | Nanotechnologiai Rt.,4 mm
,Raney nickel,,,,, | THS01132 |  | Aldrich | ThalesNano CatCart ® catalyst cartridge system, 70 mm L |  | ,,,, | H-Cube 70mm cartridges , Hydrogenation , Labware |  | Nanotechnologiai Rt.,4 mm | , |  |  | Nanotechnologiai Rt.,4 mm
,5% Re/C,,,,, | THS02136 |  | Aldrich | ThalesNano CatCart ® catalyst cartridge system, 70 mm L |  | ,,,, | H-Cube 70mm cartridges , Hydrogenation , Labware |  | Nanotechnologiai Rt.,4 mm | , |  |  | Nanotechnologiai Rt.,4 mm
,Re 2 O 7,,,215-241-9,, | THS01438 |  | Aldrich | ThalesNano CatCart ® catalyst cartridge system, 70 mm L |  | ,,,, | H-Cube 70mm cartridges , Hydrogenation , Labware |  | Nanotechnologiai Rt.,4 mm | , |  |  | Nanotechnologiai Rt.,4 mm
,5% Rh/C,,,,, | THS01134 |  | Aldrich | ThalesNano CatCart ® catalyst cartridge system, 70 mm L |  | ,,,, | H-Cube 70mm cartridges , Hydrogenation , Labware |  | Nanotechnologiai Rt.,4 mm | , |  |  | Nanotechnologiai Rt.,4 mm
,5% Rh/Al 2 O 3,,,,, | THS02138 |  | Aldrich | ThalesNano CatCart ® catalyst cartridge system, 70 mm L |  | ,,,, | H-Cube 70mm cartridges , Hydrogenation , Labware |  | Nanotechnologiai Rt.,4 mm | , |  |  | Nanotechnologiai Rt.,4 mm
,Rh(COD)(dppf)/SiO 2,,,,, | THS01635 |  | Aldrich | ThalesNano CatCart ® catalyst cartridge system, 70 mm L |  | ,,,, | H-Cube 70mm cartridges , Hydrogenation , Labware |  | Nanotechnologiai Rt.,4 mm | , |  |  | Nanotechnologiai Rt.,4 mm
,1% Rh/SiO 2 /polyethyleneimine,,,,, | THS01432 |  | Aldrich | ThalesNano CatCart ® catalyst cartridge system, 70 mm L |  | ,,,, | H-Cube 70mm cartridges , Hydrogenation , Labware |  | Nanotechnologiai Rt.,4 mm | , |  |  | Nanotechnologiai Rt.,4 mm
,5% Ru/C,,,,, | THS02135 |  | Aldrich | ThalesNano CatCart ® catalyst cartridge system, 70 mm L |  | ,,,, | H-Cube 70mm cartridges , Hydrogenation , Labware |  | Nanotechnologiai Rt.,4 mm | , |  |  | Nanotechnologiai Rt.,4 mm
,5% Ru/Al 2 O 3,,,,, | THS02132 |  | Aldrich | ThalesNano CatCart ® catalyst cartridge system, 70 mm L |  | ,,,, | H-Cube 70mm cartridges , Hydrogenation , Labware |  | Nanotechnologiai Rt.,4 mm | , |  |  | Nanotechnologiai Rt.,4 mm
,Ru black,,,231-127-1,, | THS01538 |  | Aldrich | ThalesNano CatCart ® catalyst cartridge system, 70 mm L |  | ,,,, | H-Cube 70mm cartridges , Hydrogenation , Labware |  | Nanotechnologiai Rt.,4 mm | , |  |  | Nanotechnologiai Rt.,4 mm
,RuO 2,,,234-840-6,, | THS05138 |  | Aldrich | ThalesNano CatCart ® catalyst cartridge system, 70 mm L |  | ,,,, | H-Cube 70mm cartridges , Hydrogenation , Labware |  | Nanotechnologiai Rt.,4 mm | , |  |  | Nanotechnologiai Rt.,4 mm
,Ru(II) (TPP,monosulphonated) 2 Cl 2,,,,, | THS05136 |  | Aldrich | ThalesNano CatCart ® catalyst cartridge system, 70 mm L |  | ,,,, | H-Cube 70mm cartridges , Hydrogenation , Labware |  | Nanotechnologiai Rt.,4 mm | , |  |  | Nanotechnologiai Rt.,4 mm
,tetrakis (TPP)-palladium,,,,, | THS05134 |  | Aldrich | ThalesNano CatCart ® catalyst cartridge system, 70 mm L |  | ,,,, | H-Cube 70mm cartridges , Hydrogenation , Labware |  | Nanotechnologiai Rt.,4 mm | , |  |  | Nanotechnologiai Rt.,4 mm
,Wilkinson′s catalyst RhCl(TPP) 3,,,,, | THS05137 |  | Aldrich | ThalesNano CatCart ® catalyst cartridge system, 70 mm L |  | ,,,, | H-Cube 70mm cartridges , Hydrogenation , Labware |  | Nanotechnologiai Rt.,4 mm | , |  |  | Nanotechnologiai Rt.,4 mm
,L × diam. 30 mm × 4 mm, 10% Pd/C,,,,, | THS01141 |  | Aldrich | ThalesNano MicroCatCart ™ catalyst cartridge system |  | ,,,, | H-Cube MicroCatCart cartridges , Hydrogenation , Labware |  | Nanotechnologiai Rt.,30 mm × 4 mm | , |  |  | Nanotechnologiai Rt.,30 mm × 4 mm
,L × diam. 30 mm × 4 mm, 10% Pt/C,,,,, | THS01143 |  | Aldrich | ThalesNano MicroCatCart ™ catalyst cartridge system |  | ,,,, | H-Cube MicroCatCart cartridges , Hydrogenation , Labware |  | Nanotechnologiai Rt.,30 mm × 4 mm | , |  |  | Nanotechnologiai Rt.,30 mm × 4 mm
,L × diam. 30 mm × 4 mm, 20% Pd(OH) 2 /C,,,235-219-2,, | THS01145 |  | Aldrich | ThalesNano MicroCatCart ™ catalyst cartridge system |  | ,,,, | H-Cube MicroCatCart cartridges , Hydrogenation , Labware |  | Nanotechnologiai Rt.,30 mm × 4 mm | , |  |  | Nanotechnologiai Rt.,30 mm × 4 mm
,L × diam. 30 mm × 4 mm, FibreCat ® 1001,,,,, | THS06141 |  | Aldrich | ThalesNano MicroCatCart ™ catalyst cartridge system |  | ,,,, | H-Cube MicroCatCart cartridges , Hydrogenation , Labware |  | Nanotechnologiai Rt.,30 mm × 4 mm | , |  |  | Nanotechnologiai Rt.,30 mm × 4 mm
,L × diam. 30 mm × 4 mm, FibreCat ® 2003,,,,, | THS06143 |  | Aldrich | ThalesNano MicroCatCart ™ catalyst cartridge system |  | ,,,, | H-Cube MicroCatCart cartridges , Hydrogenation , Labware |  | Nanotechnologiai Rt.,30 mm × 4 mm | , |  |  | Nanotechnologiai Rt.,30 mm × 4 mm
,L × diam. 30 mm × 4 mm, FibreCat ® 2006,,,,, | THS06144 |  | Aldrich | ThalesNano MicroCatCart ™ catalyst cartridge system |  | ,,,, | H-Cube MicroCatCart cartridges , Hydrogenation , Labware |  | Nanotechnologiai Rt.,30 mm × 4 mm | , |  |  | Nanotechnologiai Rt.,30 mm × 4 mm
,L × diam. 30 mm × 4 mm, inert quartz,,,238-878-4,, | THS01049 |  | Aldrich | ThalesNano MicroCatCart ™ catalyst cartridge system |  | ,,,, | H-Cube MicroCatCart cartridges , Hydrogenation , Labware |  | Nanotechnologiai Rt.,30 mm × 4 mm | , |  |  | Nanotechnologiai Rt.,30 mm × 4 mm
,L × diam. 30 mm × 4 mm, inert titanium,,,231-142-3,, | THS01149 |  | Aldrich | ThalesNano MicroCatCart ™ catalyst cartridge system |  | ,,,, | H-Cube MicroCatCart cartridges , Hydrogenation , Labware |  | Nanotechnologiai Rt.,30 mm × 4 mm | , |  |  | Nanotechnologiai Rt.,30 mm × 4 mm
,L × diam. 30 mm × 4 mm, 1% Ir/C,,,,, | THS04141 |  | Aldrich | ThalesNano MicroCatCart ™ catalyst cartridge system |  | ,,,, | H-Cube MicroCatCart cartridges , Hydrogenation , Labware |  | Nanotechnologiai Rt.,30 mm × 4 mm | , |  |  | Nanotechnologiai Rt.,30 mm × 4 mm
,L × diam. 30 mm × 4 mm, 5% Ir/CaCO 3,,,,, | THS06146 |  | Aldrich | ThalesNano MicroCatCart ™ catalyst cartridge system |  | ,,,, | H-Cube MicroCatCart cartridges , Hydrogenation , Labware |  | Nanotechnologiai Rt.,30 mm × 4 mm | , |  |  | Nanotechnologiai Rt.,30 mm × 4 mm
,L × diam. 30 mm × 4 mm, IrO 2,,,234-743-9,, | THS05149 |  | Aldrich | ThalesNano MicroCatCart ™ catalyst cartridge system |  | ,,,, | H-Cube MicroCatCart cartridges , Hydrogenation , Labware |  | Nanotechnologiai Rt.,30 mm × 4 mm | , |  |  | Nanotechnologiai Rt.,30 mm × 4 mm
,L × diam. 30 mm × 4 mm, nickel sponge, 1% Mo,,,,, | THS03144 |  | Aldrich | ThalesNano MicroCatCart ™ catalyst cartridge system |  | ,,,, | H-Cube MicroCatCart cartridges , Hydrogenation , Labware |  | Nanotechnologiai Rt.,30 mm × 4 mm | , |  |  | Nanotechnologiai Rt.,30 mm × 4 mm
,L × diam. 30 mm × 4 mm, Ni/SiO 2 -Al 2 O 3,,,,, | THS04143 |  | Aldrich | ThalesNano MicroCatCart ™ catalyst cartridge system |  | ,,,, | H-Cube MicroCatCart cartridges , Hydrogenation , Labware |  | Nanotechnologiai Rt.,30 mm × 4 mm | , |  |  | Nanotechnologiai Rt.,30 mm × 4 mm
,L × diam. 30 mm × 4 mm, NP Pd(0) EnCat ® 30,,,,, | THS03141 |  | Aldrich | ThalesNano MicroCatCart ™ catalyst cartridge system |  | ,,,, | H-Cube MicroCatCart cartridges , Hydrogenation , Labware |  | Nanotechnologiai Rt.,30 mm × 4 mm | , |  |  | Nanotechnologiai Rt.,30 mm × 4 mm
,L × diam. 30 mm × 4 mm, 10% Pd/Al 2 O 3,,,,, | THS03149 |  | Aldrich | ThalesNano MicroCatCart ™ catalyst cartridge system |  | ,,,, | H-Cube MicroCatCart cartridges , Hydrogenation , Labware |  | Nanotechnologiai Rt.,30 mm × 4 mm | , |  |  | Nanotechnologiai Rt.,30 mm × 4 mm
,L × diam. 30 mm × 4 mm, 1% Pd/C,,,,, | THS04145 |  | Aldrich | ThalesNano MicroCatCart ™ catalyst cartridge system |  | ,,,, | H-Cube MicroCatCart cartridges , Hydrogenation , Labware |  | Nanotechnologiai Rt.,30 mm × 4 mm | , |  |  | Nanotechnologiai Rt.,30 mm × 4 mm
,L × diam. 30 mm × 4 mm, 5% Pd/C,,,,, | THS02141 |  | Aldrich | ThalesNano MicroCatCart ™ catalyst cartridge system |  | ,,,, | H-Cube MicroCatCart cartridges , Hydrogenation , Labware |  | Nanotechnologiai Rt.,30 mm × 4 mm | , |  |  | Nanotechnologiai Rt.,30 mm × 4 mm
,L × diam. 30 mm × 4 mm, 1% Pd/Al 2 O 3,,,,, | THS03148 |  | Aldrich | ThalesNano MicroCatCart ™ catalyst cartridge system |  | ,,,, | H-Cube MicroCatCart cartridges , Hydrogenation , Labware |  | Nanotechnologiai Rt.,30 mm × 4 mm | , |  |  | Nanotechnologiai Rt.,30 mm × 4 mm
,L × diam. 30 mm × 4 mm, 5% Pd/Al 2 O 3,,,,, | THS01148 |  | Aldrich | ThalesNano MicroCatCart ™ catalyst cartridge system |  | ,,,, | H-Cube MicroCatCart cartridges , Hydrogenation , Labware |  | Nanotechnologiai Rt.,30 mm × 4 mm | , |  |  | Nanotechnologiai Rt.,30 mm × 4 mm
,L × diam. 30 mm × 4 mm, 5% Pd/BaSO 4,,,,, | THS03142 |  | Aldrich | ThalesNano MicroCatCart ™ catalyst cartridge system |  | ,,,, | H-Cube MicroCatCart cartridges , Hydrogenation , Labware |  | Nanotechnologiai Rt.,30 mm × 4 mm | , |  |  | Nanotechnologiai Rt.,30 mm × 4 mm
,L × diam. 30 mm × 4 mm, Pd black,,,231-115-6,, | THS04149 |  | Aldrich | ThalesNano MicroCatCart ™ catalyst cartridge system |  | ,,,, | H-Cube MicroCatCart cartridges , Hydrogenation , Labware |  | Nanotechnologiai Rt.,30 mm × 4 mm | , |  |  | Nanotechnologiai Rt.,30 mm × 4 mm
,L × diam. 30 mm × 4 mm, 5% Pd/CaCO 3,,,,, | THS02144 |  | Aldrich | ThalesNano MicroCatCart ™ catalyst cartridge system |  | ,,,, | H-Cube MicroCatCart cartridges , Hydrogenation , Labware |  | ThalesNano,30 mm × 4 mm | , |  |  | ThalesNano,30 mm × 4 mm
,L × diam. 30 mm × 4 mm, Pd EnCat ® 30,,,,, | THS05141 |  | Aldrich | ThalesNano MicroCatCart ™ catalyst cartridge system |  | ,,,, | H-Cube MicroCatCart cartridges , Hydrogenation , Labware |  | Nanotechnologiai Rt.,30 mm × 4 mm | , |  |  | Nanotechnologiai Rt.,30 mm × 4 mm
,L × diam. 30 mm × 4 mm, Pd(II) EnCat ® BINAP 30,,,,, | THS05143 |  | Aldrich | ThalesNano MicroCatCart ™ catalyst cartridge system |  | ,,,, | H-Cube MicroCatCart cartridges , Hydrogenation , Labware |  | Nanotechnologiai Rt.,30 mm × 4 mm | , |  |  | Nanotechnologiai Rt.,30 mm × 4 mm
,L × diam. 30 mm × 4 mm, Pd(II) EnCat ® TOTP 30,,,,, | THS05145 |  | Aldrich | ThalesNano MicroCatCart ™ catalyst cartridge system |  | ,,,, | H-Cube MicroCatCart cartridges , Hydrogenation , Labware |  | Nanotechnologiai Rt.,30 mm × 4 mm | , |  |  | Nanotechnologiai Rt.,30 mm × 4 mm
,L × diam. 30 mm × 4 mm, Pd EnCat ® TPP 30,,,,, | THS05142 |  | Aldrich | ThalesNano MicroCatCart ™ catalyst cartridge system |  | ,,,, | H-Cube MicroCatCart cartridges , Hydrogenation , Labware |  | Nanotechnologiai Rt.,30 mm × 4 mm | , |  |  | Nanotechnologiai Rt.,30 mm × 4 mm
,L × diam. 30 mm × 4 mm, Pd/C-ethylenediamine,,,,, | THS04142 |  | Aldrich | ThalesNano MicroCatCart ™ catalyst cartridge system |  | ,,,, | H-Cube MicroCatCart cartridges , Hydrogenation , Labware |  | Nanotechnologiai Rt.,30 mm × 4 mm | , |  |  | Nanotechnologiai Rt.,30 mm × 4 mm
,L × diam. 30 mm × 4 mm, 5% Pd (+1% Fe)/C,,,,, | THS03145 |  | Aldrich | ThalesNano MicroCatCart ™ catalyst cartridge system |  | ,,,, | H-Cube MicroCatCart cartridges , Hydrogenation , Labware |  | Nanotechnologiai Rt.,30 mm × 4 mm | , |  |  | Nanotechnologiai Rt.,30 mm × 4 mm
,L × diam. 30 mm × 4 mm, PdO,,,215-218-3,, | THS04148 |  | Aldrich | ThalesNano MicroCatCart ™ catalyst cartridge system |  | ,,,, | H-Cube MicroCatCart cartridges , Hydrogenation , Labware |  | Nanotechnologiai Rt.,30 mm × 4 mm | , |  |  | Nanotechnologiai Rt.,30 mm × 4 mm
,L × diam. 30 mm × 4 mm, 5% Pd/SiO 2,,,,, | THS04144 |  | Aldrich | ThalesNano MicroCatCart ™ catalyst cartridge system |  | ,,,, | H-Cube MicroCatCart cartridges , Hydrogenation , Labware |  | Nanotechnologiai Rt.,30 mm × 4 mm | , |  |  | Nanotechnologiai Rt.,30 mm × 4 mm
,L × diam. 30 mm × 4 mm, PriCat ® Ni 55/5P,,,,, | THS03143 |  | Aldrich | ThalesNano MicroCatCart ™ catalyst cartridge system |  | ,,,, | H-Cube MicroCatCart cartridges , Hydrogenation , Labware |  | Nanotechnologiai Rt.,30 mm × 4 mm | , |  |  | Nanotechnologiai Rt.,30 mm × 4 mm
,L × diam. 30 mm × 4 mm, 1% Pt/C,,,,, | THS06145 |  | Aldrich | ThalesNano MicroCatCart ™ catalyst cartridge system |  | ,,,, | H-Cube MicroCatCart cartridges , Hydrogenation , Labware |  | Nanotechnologiai Rt.,30 mm × 4 mm | , |  |  | Nanotechnologiai Rt.,30 mm × 4 mm
,L × diam. 30 mm × 4 mm, 5% Pt/C,,,,, | THS08142 |  | Aldrich | ThalesNano MicroCatCart ™ catalyst cartridge system |  | ,,,, | H-Cube MicroCatCart cartridges , Hydrogenation , Labware |  | Nanotechnologiai Rt.,30 mm × 4 mm | , |  |  | Nanotechnologiai Rt.,30 mm × 4 mm
,L × diam. 30 mm × 4 mm, 1% Pt/Al 2 O 3,,,215-691-6,, | THS04147 |  | Aldrich | ThalesNano MicroCatCart ™ catalyst cartridge system |  | ,,,, | H-Cube MicroCatCart cartridges , Hydrogenation , Labware |  | Nanotechnologiai Rt.,30 mm × 4 mm | , |  |  | Nanotechnologiai Rt.,30 mm × 4 mm
,L × diam. 30 mm × 4 mm, 5% Pt/Al 2 O 3,,,,, | THS02143 |  | Aldrich | ThalesNano MicroCatCart ™ catalyst cartridge system |  | ,,,, | H-Cube MicroCatCart cartridges , Hydrogenation , Labware |  | Nanotechnologiai Rt.,30 mm × 4 mm | , |  |  | Nanotechnologiai Rt.,30 mm × 4 mm
,L × diam. 30 mm × 4 mm, PtO 2,,,215-223-0,, | THS02149 |  | Aldrich | ThalesNano MicroCatCart ™ catalyst cartridge system |  | ,,,, | H-Cube MicroCatCart cartridges , Hydrogenation , Labware |  | Nanotechnologiai Rt.,30 mm × 4 mm | , |  |  | Nanotechnologiai Rt.,30 mm × 4 mm
,L × diam. 30 mm × 4 mm, 5% Pt/C, sulfided,,,,, | THS02147 |  | Aldrich | ThalesNano MicroCatCart ™ catalyst cartridge system |  | ,,,, | H-Cube MicroCatCart cartridges , Hydrogenation , Labware |  | Nanotechnologiai Rt.,30 mm × 4 mm | , |  |  | Nanotechnologiai Rt.,30 mm × 4 mm
,L × diam. 30 mm × 4 mm, Raney cobalt,,,,, | THS01146 |  | Aldrich | ThalesNano MicroCatCart ™ catalyst cartridge system |  | ,,,, | H-Cube MicroCatCart cartridges , Hydrogenation , Labware |  | Nanotechnologiai Rt.,30 mm × 4 mm | , |  |  | Nanotechnologiai Rt.,30 mm × 4 mm
,L × diam. 30 mm × 4 mm, Raney copper,,,,, | THS01147 |  | Aldrich | ThalesNano MicroCatCart ™ catalyst cartridge system |  | ,,,, | H-Cube MicroCatCart cartridges , Hydrogenation , Labware |  | Nanotechnologiai Rt.,30 mm × 4 mm | , |  |  | Nanotechnologiai Rt.,30 mm × 4 mm
,L × diam. 30 mm × 4 mm, Raney nickel,,,,, | THS01142 |  | Aldrich | ThalesNano MicroCatCart ™ catalyst cartridge system |  | ,,,, | H-Cube MicroCatCart cartridges , Hydrogenation , Labware |  | Nanotechnologiai Rt.,30 mm × 4 mm | , |  |  | Nanotechnologiai Rt.,30 mm × 4 mm
,L × diam. 30 mm × 4 mm, 5% Re/C,,,,, | THS02146 |  | Aldrich | ThalesNano MicroCatCart ™ catalyst cartridge system |  | ,,,, | H-Cube MicroCatCart cartridges , Hydrogenation , Labware |  | Nanotechnologiai Rt.,30 mm × 4 mm | , |  |  | Nanotechnologiai Rt.,30 mm × 4 mm
,L × diam. 30 mm × 4 mm, 5% Rh/C,,,,, | THS01144 |  | Aldrich | ThalesNano MicroCatCart ™ catalyst cartridge system |  | ,,,, | H-Cube MicroCatCart cartridges , Hydrogenation , Labware |  | Nanotechnologiai Rt.,30 mm × 4 mm | , |  |  | Nanotechnologiai Rt.,30 mm × 4 mm
,L × diam. 30 mm × 4 mm, 5% Rh/Al 2 O 3,,,,, | THS02148 |  | Aldrich | ThalesNano MicroCatCart ™ catalyst cartridge system |  | ,,,, | H-Cube MicroCatCart cartridges , Hydrogenation , Labware |  | Nanotechnologiai Rt.,30 mm × 4 mm | , |  |  | Nanotechnologiai Rt.,30 mm × 4 mm
,L × diam. 30 mm × 4 mm, 5% Ru/C,,,,, | THS02145 |  | Aldrich | ThalesNano MicroCatCart ™ catalyst cartridge system |  | ,,,, | H-Cube MicroCatCart cartridges , Hydrogenation , Labware |  | Nanotechnologiai Rt.,30 mm × 4 mm | , |  |  | Nanotechnologiai Rt.,30 mm × 4 mm
,L × diam. 30 mm × 4 mm, 5% Ru/Al 2 O 3,,,,, | THS02142 |  | Aldrich | ThalesNano MicroCatCart ™ catalyst cartridge system |  | ,,,, | H-Cube MicroCatCart cartridges , Hydrogenation , Labware |  | Nanotechnologiai Rt.,30 mm × 4 mm | , |  |  | Nanotechnologiai Rt.,30 mm × 4 mm
,L × diam. 30 mm × 4 mm, Ru(II) (mTPPMS) 2 Cl 2,,,,, | THS05146 |  | Aldrich | ThalesNano MicroCatCart ™ catalyst cartridge system |  | ,,,, | H-Cube MicroCatCart cartridges , Hydrogenation , Labware |  | Nanotechnologiai Rt.,30 mm × 4 mm | , |  |  | Nanotechnologiai Rt.,30 mm × 4 mm
,L × diam. 30 mm × 4 mm, RuO 2,,,234-840-6,, | THS05148 |  | Aldrich | ThalesNano MicroCatCart ™ catalyst cartridge system |  | ,,,, | H-Cube MicroCatCart cartridges , Hydrogenation , Labware |  | Nanotechnologiai Rt.,30 mm × 4 mm | , |  |  | Nanotechnologiai Rt.,30 mm × 4 mm
,L × diam. 30 mm × 4 mm, tetrakis (TPP)-palladium,,,,, | THS05144 |  | Aldrich | ThalesNano MicroCatCart ™ catalyst cartridge system |  | ,,,, | H-Cube MicroCatCart cartridges , Hydrogenation , Labware |  | Nanotechnologiai Rt.,30 mm × 4 mm | , |  |  | Nanotechnologiai Rt.,30 mm × 4 mm
,L × diam. 30 mm × 4 mm, Wilkinson′s catalyst Rh(I) (TPP)Cl,,,,, | THS05147 |  | Aldrich | ThalesNano MicroCatCart ™ catalyst cartridge system |  | ,,,, | H-Cube MicroCatCart cartridges , Hydrogenation , Labware |  | Nanotechnologiai Rt.,30 mm × 4 mm | , |  |  | Nanotechnologiai Rt.,30 mm × 4 mm
,L × diam. 116 mm × 9.2 mm, 10% Pd/C,,,,, | THSD1141 |  | Aldrich | ThalesNano MidiCart ™ catalyst cartridge system |  | ,,,, | H-Cube Midi cartridges , Hydrogenation , Labware |  | Nanotechnologiai Rt.,116 mm × 9.2 mm | , |  |  | Nanotechnologiai Rt.,116 mm × 9.2 mm
,L × diam. 116 mm × 9.2 mm, 10% Pt/C,,,,, | THSD1143 |  | Aldrich | ThalesNano MidiCart ™ catalyst cartridge system |  | ,,,, | H-Cube Midi cartridges , Hydrogenation , Labware |  | Nanotechnologiai Rt.,116 mm × 9.2 mm | , |  |  | Nanotechnologiai Rt.,116 mm × 9.2 mm
,L × diam. 116 mm × 9.2 mm, 20% Pd(OH) 2 /C,,,,, | THSD1145 |  | Aldrich | ThalesNano MidiCart ™ catalyst cartridge system |  | ,,,, | H-Cube Midi cartridges , Hydrogenation , Labware |  | Nanotechnologiai Rt.,116 mm × 9.2 mm | , |  |  | Nanotechnologiai Rt.,116 mm × 9.2 mm
,L × diam. 116 mm × 9.2 mm, inert quartz,,,238-878-4,, | THSD1040 |  | Aldrich | ThalesNano MidiCart ™ catalyst cartridge system |  | ,,,, | H-Cube Midi cartridges , Hydrogenation , Labware |  | Nanotechnologiai Rt.,116 mm × 9.2 mm | , |  |  | Nanotechnologiai Rt.,116 mm × 9.2 mm
,L × diam. 116 mm × 9.2 mm, inert titanium,,,231-142-3,, | THSD1140 |  | Aldrich | ThalesNano MidiCart ™ catalyst cartridge system |  | ,,,, | H-Cube Midi cartridges , Hydrogenation , Labware |  | Nanotechnologiai Rt.,116 mm × 9.2 mm | , |  |  | Nanotechnologiai Rt.,116 mm × 9.2 mm
,L × diam. 116 mm × 9.2 mm, nickel sponge,,,,, | THSD1447 |  | Aldrich | ThalesNano MidiCart ™ catalyst cartridge system |  | ,,,, | H-Cube Midi cartridges , Hydrogenation , Labware |  | Nanotechnologiai Rt.,116 mm × 9.2 mm | , |  |  | Nanotechnologiai Rt.,116 mm × 9.2 mm
,L × diam. 116 mm × 9.2 mm, nickel sponge, 1% Mo,,,,, | THSD3144 |  | Aldrich | ThalesNano MidiCart ™ catalyst cartridge system |  | ,,,, | H-Cube Midi cartridges , Hydrogenation , Labware |  | Nanotechnologiai Rt.,116 mm × 9.2 mm | , |  |  | Nanotechnologiai Rt.,116 mm × 9.2 mm
,L × diam. 116 mm × 9.2 mm, 5% Pd/C,,,,, | THSD2141 |  | Aldrich | ThalesNano MidiCart ™ catalyst cartridge system |  | ,,,, | H-Cube Midi cartridges , Hydrogenation , Labware |  | Nanotechnologiai Rt.,116 mm × 9.2 mm | , |  |  | Nanotechnologiai Rt.,116 mm × 9.2 mm
,L × diam. 116 mm × 9.2 mm, 1% Pd/Al 2 O 3,,,,, | THSD3148 |  | Aldrich | ThalesNano MidiCart ™ catalyst cartridge system |  | ,,,, | H-Cube Midi cartridges , Hydrogenation , Labware |  | Nanotechnologiai Rt.,116 mm × 9.2 mm | , |  |  | Nanotechnologiai Rt.,116 mm × 9.2 mm
,L × diam. 116 mm × 9.2 mm, 5% Pd/Al 2 O 3,,,,, | THSD1148 |  | Aldrich | ThalesNano MidiCart ™ catalyst cartridge system |  | ,,,, | H-Cube Midi cartridges , Hydrogenation , Labware |  | Nanotechnologiai Rt.,116 mm × 9.2 mm | , |  |  | Nanotechnologiai Rt.,116 mm × 9.2 mm
,L × diam. 116 mm × 9.2 mm, 1% Pt/C,,,,, | THSD6145 |  | Aldrich | ThalesNano MidiCart ™ catalyst cartridge system |  | ,,,, | H-Cube Midi cartridges , Hydrogenation , Labware |  | Nanotechnologiai Rt.,116 mm × 9.2 mm | , |  |  | Nanotechnologiai Rt.,116 mm × 9.2 mm
,L × diam. 116 mm × 9.2 mm, 5% Pt/C,,,,, | THSD8142 |  | Aldrich | ThalesNano MidiCart ™ catalyst cartridge system |  | ,,,, | H-Cube Midi cartridges , Hydrogenation , Labware |  | Nanotechnologiai Rt.,116 mm × 9.2 mm | , |  |  | Nanotechnologiai Rt.,116 mm × 9.2 mm
,L × diam. 116 mm × 9.2 mm, 5% Pt/Al 2 O 3,,,,, | THSD2143 |  | Aldrich | ThalesNano MidiCart ™ catalyst cartridge system |  | ,,,, | H-Cube Midi cartridges , Hydrogenation , Labware |  | Nanotechnologiai Rt.,116 mm × 9.2 mm | , |  |  | Nanotechnologiai Rt.,116 mm × 9.2 mm
,L × diam. 116 mm × 9.2 mm, PtO 2,,,215-223-0,, | THSD2149 |  | Aldrich | ThalesNano MidiCart ™ catalyst cartridge system |  | ,,,, | H-Cube Midi cartridges , Hydrogenation , Labware |  | Nanotechnologiai Rt.,116 mm × 9.2 mm | , |  |  | Nanotechnologiai Rt.,116 mm × 9.2 mm
,L × diam. 116 mm × 9.2 mm, Raney cobalt,,,,, | THSD1146 |  | Aldrich | ThalesNano MidiCart ™ catalyst cartridge system |  | ,,,, | H-Cube Midi cartridges , Hydrogenation , Labware |  | Nanotechnologiai Rt.,116 mm × 9.2 mm | , |  |  | Nanotechnologiai Rt.,116 mm × 9.2 mm
,L × diam. 116 mm × 9.2 mm, Raney copper,,,231-159-6,, | THSD1147 |  | Aldrich | ThalesNano MidiCart ™ catalyst cartridge system |  | ,,,, | H-Cube Midi cartridges , Hydrogenation , Labware |  | Nanotechnologiai Rt.,116 mm × 9.2 mm | , |  |  | Nanotechnologiai Rt.,116 mm × 9.2 mm
,L × diam. 116 mm × 9.2 mm, Raney nickel,,,,, | THSD1142 |  | Aldrich | ThalesNano MidiCart ™ catalyst cartridge system |  | ,,,, | H-Cube Midi cartridges , Hydrogenation , Labware |  | Nanotechnologiai Rt.,116 mm × 9.2 mm | , |  |  | Nanotechnologiai Rt.,116 mm × 9.2 mm
,L × diam. 116 mm × 9.2 mm, 5% Rh/C,,,,, | THSD1144 |  | Aldrich | ThalesNano MidiCart ™ catalyst cartridge system |  | ,,,, | H-Cube Midi cartridges , Hydrogenation , Labware |  | Nanotechnologiai Rt.,116 mm × 9.2 mm | , |  |  | Nanotechnologiai Rt.,116 mm × 9.2 mm
,L × diam. 116 mm × 9.2 mm, 5%Pd/SiO 2,,,,, | THSD4144 |  | Aldrich | ThalesNano MidiCart ™ catalyst cartridge system |  | ,,,, | H-Cube Midi cartridges , Hydrogenation , Labware |  | Nanotechnologiai Rt.,116 mm × 9.2 mm | , |  |  | Nanotechnologiai Rt.,116 mm × 9.2 mm
,L × diam. 116 mm × 9.2 mm, 1%Pt/SiO 2,,,,, | THSD1444 |  | Aldrich | ThalesNano MidiCart ™ catalyst cartridge system |  | ,,,, | H-Cube Midi cartridges , Hydrogenation , Labware |  | Nanotechnologiai Rt.,116 mm × 9.2 mm | , |  |  | Nanotechnologiai Rt.,116 mm × 9.2 mm
,L × diam. 116 mm × 9.2 mm, 1%Pt/SiO 2 /polyethyleneimine,,,,, | THSD1445 |  | Aldrich | ThalesNano MidiCart ™ catalyst cartridge system |  | ,,,, | H-Cube Midi cartridges , Hydrogenation , Labware |  | Nanotechnologiai Rt.,116 mm × 9.2 mm | , |  |  | Nanotechnologiai Rt.,116 mm × 9.2 mm
,5% Rh/AL 2 O 3 , L × diam. 116 cm × 9.2 mm,,,,, | THSD2148 |  | Aldrich | ThalesNano MidiCart ™ catalyst cartridge system |  | ,,,, | H-Cube Midi cartridges , Hydrogenation , Labware |  | Nanotechnologiai Rt.,116 cm × 9.2 mm | , |  |  | Nanotechnologiai Rt.,116 cm × 9.2 mm
,L × diam. 116 mm × 9.2 mm, 10% Pd/C powder type,,,,, | THSD1041 |  | Aldrich | ThalesNano MidiCart ™ catalyst cartridge system |  | ,,,, | H-Cube Midi cartridges , Hydrogenation , Labware |  | pack of 1 ea,Nanotechnologiai Rt.,116 mm × 9.2 mm | , |  |  | pack of 1 ea,Nanotechnologiai Rt.,116 mm × 9.2 mm
,L × diam. 116 mm × 9.2 mm, 5% Pd/C powder type,,,,, | THSD1042 |  | Aldrich | ThalesNano MidiCart ™ catalyst cartridge system |  | ,,,, | H-Cube Midi cartridges , Hydrogenation , Labware |  | pack of 1 ea,Nanotechnologiai Rt.,116 mm × 9.2 mm | , |  |  | pack of 1 ea,Nanotechnologiai Rt.,116 mm × 9.2 mm
,L × diam. 116 mm × 9.2 mm, Pd Black,,,231-115-6,, | THSD4149 |  | Aldrich | ThalesNano MidiCart ™ catalyst cartridge system |  | ,,,, | H-Cube Midi cartridges , Hydrogenation , Labware |  | Nanotechnologiai Rt.,116 mm × 9.2 mm | , |  |  | Nanotechnologiai Rt.,116 mm × 9.2 mm
,AC input 100 / 240 V,,,,, | THS09034 |  | Aldrich | H-Cube ® Mini continuous flow hydrogenation reactor |  | ,,,, | Hydrogenation , Hydrogenation Reactor , Labware |  | 217 mm × 200 mm × 250 mm,6.5 kg (14.33 lb) | , |  |  | 217 mm × 200 mm × 250 mm,6.5 kg (14.33 lb)
,Accufluor ™ on alumina,,,,, | THSX1152 |  | Aldrich | ThalesNano X-Cube ™ CatCart ® catalyst cartridge system |  | ,,,, | Hydrogenation , Labware , X-Cube cartridges |  | Nanotechnologiai Rt. | , |  |  | Nanotechnologiai Rt.
,activated nickel,,,,, | THSX1172 |  | Aldrich | ThalesNano X-Cube ™ CatCart ® catalyst cartridge system |  | ,,,, | Hydrogenation , Labware , X-Cube cartridges |  | Nanotechnologiai Rt. | , |  |  | Nanotechnologiai Rt.
,Al 2 O 3,,,215-691-6,, | THSX1112 |  | Aldrich | ThalesNano X-Cube ™ CatCart ® catalyst cartridge system |  | ,,,, | Hydrogenation , Labware , X-Cube cartridges |  | Nanotechnologiai Rt. | , |  |  | Nanotechnologiai Rt.
,AlCl 3 -functionalized silica,,,,, | THSX1134 |  | Aldrich | ThalesNano X-Cube ™ CatCart ® catalyst cartridge system |  | ,,,, | Hydrogenation , Labware , X-Cube cartridges |  | Nanotechnologiai Rt. | , |  |  | Nanotechnologiai Rt.
,Amberlite ® IR-120(PLUS),,,,, | THSX1154 |  | Aldrich | ThalesNano X-Cube ™ CatCart ® catalyst cartridge system |  | ,,,, | Hydrogenation , Labware , X-Cube cartridges |  | Nanotechnologiai Rt. | , |  |  | Nanotechnologiai Rt.
,3- aminopropyl- functionalized silica,,,,, | THSX1177 |  | Aldrich | ThalesNano X-Cube ™ CatCart ® catalyst cartridge system |  | ,,,, | Hydrogenation , Labware , X-Cube cartridges |  | Nanotechnologiai Rt. | , |  |  | Nanotechnologiai Rt.
,azide, polymer-bound,,,,, | THSX1141 |  | Aldrich | ThalesNano X-Cube ™ CatCart ® catalyst cartridge system |  | ,,,, | Hydrogenation , Labware , X-Cube cartridges |  | Nanotechnologiai Rt. | , |  |  | Nanotechnologiai Rt.
,benzenesulfonyl azide-functionalized silica,,,,, | THSX1160 |  | Aldrich | ThalesNano X-Cube ™ CatCart ® catalyst cartridge system |  | ,,,, | Hydrogenation , Labware , X-Cube cartridges |  | Nanotechnologiai Rt. | , |  |  | Nanotechnologiai Rt.
,borohydride, polymer-bound,,,,, | THSX1136 |  | Aldrich | ThalesNano X-Cube ™ CatCart ® catalyst cartridge system |  | ,,,, | Hydrogenation , Labware , X-Cube cartridges |  | Nanotechnologiai Rt. | , |  |  | Nanotechnologiai Rt.
,bromine, polymer-bound,,,,, | THSX1135 |  | Aldrich | ThalesNano X-Cube ™ CatCart ® catalyst cartridge system |  | ,,,, | Hydrogenation , Labware , X-Cube cartridges |  | Nanotechnologiai Rt. | , |  |  | Nanotechnologiai Rt.
,4- bromopropyl- functionalized silica,,,,, | THSX1127 |  | Aldrich | ThalesNano X-Cube ™ CatCart ® catalyst cartridge system |  | ,,,, | Hydrogenation , Labware , X-Cube cartridges |  | Nanotechnologiai Rt. | , |  |  | Nanotechnologiai Rt.
,10% Pd/C,,,,, | THSX1175 |  | Aldrich | ThalesNano X-Cube ™ CatCart ® catalyst cartridge system |  | ,,,, | Hydrogenation , Labware , X-Cube cartridges |  | Nanotechnologiai Rt. | , |  |  | Nanotechnologiai Rt.
,carbonate, polymer-bound,,,,, | THSX1138 |  | Aldrich | ThalesNano X-Cube ™ CatCart ® catalyst cartridge system |  | ,,,, | Hydrogenation , Labware , X-Cube cartridges |  | Nanotechnologiai Rt. | , |  |  | Nanotechnologiai Rt.
,chloride, polymer-bound,,,,, | THSX1132 |  | Aldrich | ThalesNano X-Cube ™ CatCart ® catalyst cartridge system |  | ,,,, | Hydrogenation , Labware , X-Cube cartridges |  | Nanotechnologiai Rt. | , |  |  | Nanotechnologiai Rt.
,chlorite- functionalized silica,,,,, | THSX1157 |  | Aldrich | ThalesNano X-Cube ™ CatCart ® catalyst cartridge system |  | ,,,, | Hydrogenation , Labware , X-Cube cartridges |  | Nanotechnologiai Rt. | , |  |  | Nanotechnologiai Rt.
,K 2 CO 3,,,209-529-3,, | THSX1113 |  | Aldrich | ThalesNano X-Cube ™ CatCart ® catalyst cartridge system |  | ,,,, | Hydrogenation , Labware , X-Cube cartridges |  | Nanotechnologiai Rt. | , |  |  | Nanotechnologiai Rt.
,CuO/Al 2 O 3,,,,, | THSX1156 |  | Aldrich | ThalesNano X-Cube ™ CatCart ® catalyst cartridge system |  | ,,,, | Hydrogenation , Labware , X-Cube cartridges |  | Nanotechnologiai Rt. | , |  |  | Nanotechnologiai Rt.
,cyanide, polymer-bound,,,,, | THSX1133 |  | Aldrich | ThalesNano X-Cube ™ CatCart ® catalyst cartridge system |  | ,,,, | Hydrogenation , Labware , X-Cube cartridges |  | Nanotechnologiai Rt. | , |  |  | Nanotechnologiai Rt.
,2- cyanoethyl- functionalized silica,,,,, | THSX1123 |  | Aldrich | ThalesNano X-Cube ™ CatCart ® catalyst cartridge system |  | ,,,, | Hydrogenation , Labware , X-Cube cartridges |  | Nanotechnologiai Rt. | , |  |  | Nanotechnologiai Rt.
,dimethylaminomethyl polystyrene,,,,, | THSX1144 |  | Aldrich | ThalesNano X-Cube ™ CatCart ® catalyst cartridge system |  | ,,,, | Hydrogenation , Labware , X-Cube cartridges |  | Nanotechnologiai Rt. | , |  |  | Nanotechnologiai Rt.
,DMAP, polymer-bound,,,,, | THSX1145 |  | Aldrich | ThalesNano X-Cube ™ CatCart ® catalyst cartridge system |  | ,,,, | Hydrogenation , Labware , X-Cube cartridges |  | Nanotechnologiai Rt. | , |  |  | Nanotechnologiai Rt.
,EDC-MP resin,,,,, | THSX1179 |  | Aldrich | ThalesNano X-Cube ™ CatCart ® catalyst cartridge system |  | ,,,, | Hydrogenation , Labware , X-Cube cartridges |  | Nanotechnologiai Rt. | , |  |  | Nanotechnologiai Rt.
,FeCl 3 -functionalized silica,,,,, | THSX1139 |  | Aldrich | ThalesNano X-Cube ™ CatCart ® catalyst cartridge system |  | ,,,, | Hydrogenation , Labware , X-Cube cartridges |  | Nanotechnologiai Rt. | , |  |  | Nanotechnologiai Rt.
,FibreCat ® 1001,,,,, | THSX1187 |  | Aldrich | ThalesNano X-Cube ™ CatCart ® catalyst cartridge system |  | ,,,, | Hydrogenation , Labware , X-Cube cartridges |  | Nanotechnologiai Rt. | , |  |  | Nanotechnologiai Rt.
,FibreCat ® 1007,,,,, | THSX1189 |  | Aldrich | ThalesNano X-Cube ™ CatCart ® catalyst cartridge system |  | ,,,, | Hydrogenation , Labware , X-Cube cartridges |  | Nanotechnologiai Rt. | , |  |  | Nanotechnologiai Rt.
,FibreCat ® 1032,,,,, | THSX1140 |  | Aldrich | ThalesNano X-Cube ™ CatCart ® catalyst cartridge system |  | ,,,, | Hydrogenation , Labware , X-Cube cartridges |  | Nanotechnologiai Rt. | , |  |  | Nanotechnologiai Rt.
,FibreCat ® 4001,,,,, | THSX1149 |  | Aldrich | ThalesNano X-Cube ™ CatCart ® catalyst cartridge system |  | ,,,, | Hydrogenation , Labware , X-Cube cartridges |  | Nanotechnologiai Rt. | , |  |  | Nanotechnologiai Rt.
,FibreCat ® Ir,,,,, | THSX1150 |  | Aldrich | ThalesNano X-Cube ™ CatCart ® catalyst cartridge system |  | ,,,, | Hydrogenation , Labware , X-Cube cartridges |  | Nanotechnologiai Rt. | , |  |  | Nanotechnologiai Rt.
,fluoride, polymer-bound,,,,, | THSX1117 |  | Aldrich | ThalesNano X-Cube ™ CatCart ® catalyst cartridge system |  | ,,,, | Hydrogenation , Labware , X-Cube cartridges |  | Nanotechnologiai Rt. | , |  |  | Nanotechnologiai Rt.
,guanidine carbonate,,,209-813-7,, | THSX1155 |  | Aldrich | ThalesNano X-Cube ™ CatCart ® catalyst cartridge system |  | ,,,, | Hydrogenation , Labware , X-Cube cartridges |  | Nanotechnologiai Rt. | , |  |  | Nanotechnologiai Rt.
,HF x pyridine, polymer-bound,,,,, | THSX1126 |  | Aldrich | ThalesNano X-Cube ™ CatCart ® catalyst cartridge system |  | ,,,, | Hydrogenation , Labware , X-Cube cartridges |  | Nanotechnologiai Rt. | , |  |  | Nanotechnologiai Rt.
,indium, powder,,,231-180-0,, | THSX1171 |  | Aldrich | ThalesNano X-Cube ™ CatCart ® catalyst cartridge system |  | ,,,, | Hydrogenation , Labware , X-Cube cartridges |  | Nanotechnologiai Rt. | , |  |  | Nanotechnologiai Rt.
,iodide, polymer-bound,,,,, | THSX1118 |  | Aldrich | ThalesNano X-Cube ™ CatCart ® catalyst cartridge system |  | ,,,, | Hydrogenation , Labware , X-Cube cartridges |  | Nanotechnologiai Rt. | , |  |  | Nanotechnologiai Rt.
,iron, powder,,,231-096-4,, | THSX1168 |  | Aldrich | ThalesNano X-Cube ™ CatCart ® catalyst cartridge system |  | ,,,, | Hydrogenation , Labware , X-Cube cartridges |  | Nanotechnologiai Rt. | , |  |  | Nanotechnologiai Rt.
,LiOH x H 2 O,,,215-183-4,, | THSX1151 |  | Aldrich | ThalesNano X-Cube ™ CatCart ® catalyst cartridge system |  | ,,,, | Hydrogenation , Labware , X-Cube cartridges |  | Nanotechnologiai Rt. | , |  |  | Nanotechnologiai Rt.
,lipase from Candida antarctica,,,,, | THSX1182 |  | Aldrich | ThalesNano X-Cube ™ CatCart ® catalyst cartridge system |  | ,,,, | Hydrogenation , Labware , X-Cube cartridges |  | Nanotechnologiai Rt. | , |  |  | Nanotechnologiai Rt.
,lipase from Candida rugosa,,,232-619-9,, | THSX1183 |  | Aldrich | ThalesNano X-Cube ™ CatCart ® catalyst cartridge system |  | ,,,, | Hydrogenation , Labware , X-Cube cartridges |  | Nanotechnologiai Rt. | , |  |  | Nanotechnologiai Rt.
,Lipozyme ® from Mucor miehei,,,,, | THSX1180 |  | Aldrich | ThalesNano X-Cube ™ CatCart ® catalyst cartridge system |  | ,,,, | Hydrogenation , Labware , X-Cube cartridges |  | Nanotechnologiai Rt. | , |  |  | Nanotechnologiai Rt.
,magnesium, powder,,,,, | THSX1170 |  | Aldrich | ThalesNano X-Cube ™ CatCart ® catalyst cartridge system |  | ,,,, | Hydrogenation , Labware , X-Cube cartridges |  | Nanotechnologiai Rt. | , |  |  | Nanotechnologiai Rt.
,montmorillonite (aluminum pillared clay),,,,, | THSX1195 |  | Aldrich | ThalesNano X-Cube ™ CatCart ® catalyst cartridge system |  | ,,,, | Hydrogenation , Labware , X-Cube cartridges |  | Nanotechnologiai Rt. | , |  |  | Nanotechnologiai Rt.
,montmorillonite K10,,,215-288-5,, | THSX1192 |  | Aldrich | ThalesNano X-Cube ™ CatCart ® catalyst cartridge system |  | ,,,, | Hydrogenation , Labware , X-Cube cartridges |  | Nanotechnologiai Rt. | , |  |  | Nanotechnologiai Rt.
,montmorillonite K5,,,215-288-5,, | THSX1191 |  | Aldrich | ThalesNano X-Cube ™ CatCart ® catalyst cartridge system |  | ,,,, | Hydrogenation , Labware , X-Cube cartridges |  | Nanotechnologiai Rt. | , |  |  | Nanotechnologiai Rt.
,montmorillonite KFS/O,,,215-288-5,, | THSX1194 |  | Aldrich | ThalesNano X-Cube ™ CatCart ® catalyst cartridge system |  | ,,,, | Hydrogenation , Labware , X-Cube cartridges |  | Nanotechnologiai Rt. | , |  |  | Nanotechnologiai Rt.
,montmorillonite KP10,,,215-288-5,, | THSX1193 |  | Aldrich | ThalesNano X-Cube ™ CatCart ® catalyst cartridge system |  | ,,,, | Hydrogenation , Labware , X-Cube cartridges |  | Nanotechnologiai Rt. | , |  |  | Nanotechnologiai Rt.
,Nafion ® NR 50,,,,, | THSX1158 |  | Aldrich | ThalesNano X-Cube ™ CatCart ® catalyst cartridge system |  | ,,,, | Hydrogenation , Labware , X-Cube cartridges |  | Nanotechnologiai Rt. | , |  |  | Nanotechnologiai Rt.
,Nafion ® , trimethylsilylated,,,,, | THSX1159 |  | Aldrich | ThalesNano X-Cube ™ CatCart ® catalyst cartridge system |  | ,,,, | Hydrogenation , Labware , X-Cube cartridges |  | Nanotechnologiai Rt. | , |  |  | Nanotechnologiai Rt.
,NaOH,,,215-185-5,, | THSX1114 |  | Aldrich | ThalesNano X-Cube ™ CatCart ® catalyst cartridge system |  | ,,,, | Hydrogenation , Labware , X-Cube cartridges |  | Nanotechnologiai Rt. | , |  |  | Nanotechnologiai Rt.
,nitrite, polymer-bound,,,,, | THSX1137 |  | Aldrich | ThalesNano X-Cube ™ CatCart ® catalyst cartridge system |  | ,,,, | Hydrogenation , Labware , X-Cube cartridges |  | Nanotechnologiai Rt. | , |  |  | Nanotechnologiai Rt.
,PCl 5 , polymer-bound,,,,, | THSX1146 |  | Aldrich | ThalesNano X-Cube ™ CatCart ® catalyst cartridge system |  | ,,,, | Hydrogenation , Labware , X-Cube cartridges |  | Nanotechnologiai Rt. | , |  |  | Nanotechnologiai Rt.
,Pd black,,,231-115-6,, | THSX1188 |  | Aldrich | ThalesNano X-Cube ™ CatCart ® catalyst cartridge system |  | ,,,, | Hydrogenation , Labware , X-Cube cartridges |  | Nanotechnologiai Rt. | , |  |  | Nanotechnologiai Rt.
,Pd(II) EnCat ® 30,,,,, | THSX1190 |  | Aldrich | ThalesNano X-Cube ™ CatCart ® catalyst cartridge system |  | ,,,, | Hydrogenation , Labware , X-Cube cartridges |  | Nanotechnologiai Rt. | , |  |  | Nanotechnologiai Rt.
,Pd EnCat ® BINAP 30,,,,, | THSX1185 |  | Aldrich | ThalesNano X-Cube ™ CatCart ® catalyst cartridge system |  | ,,,, | Hydrogenation , Labware , X-Cube cartridges |  | Nanotechnologiai Rt. | , |  |  | Nanotechnologiai Rt.
,Pd EnCat ® polyTPP 30,,,,, | THSX1124 |  | Aldrich | ThalesNano X-Cube ™ CatCart ® catalyst cartridge system |  | ,,,, | Hydrogenation , Labware , X-Cube cartridges |  | Nanotechnologiai Rt. | , |  |  | Nanotechnologiai Rt.
,Pd EnCat ® TOTP 30,,,,, | THSX1184 |  | Aldrich | ThalesNano X-Cube ™ CatCart ® catalyst cartridge system |  | ,,,, | Hydrogenation , Labware , X-Cube cartridges |  | Nanotechnologiai Rt. | , |  |  | Nanotechnologiai Rt.
,Pd EnCat ® TPP 30,,,,, | THSX1125 |  | Aldrich | ThalesNano X-Cube ™ CatCart ® catalyst cartridge system |  | ,,,, | Hydrogenation , Labware , X-Cube cartridges |  | Nanotechnologiai Rt. | , |  |  | Nanotechnologiai Rt.
,5% Pd/SiO 2,,,,, | THSX1176 |  | Aldrich | ThalesNano X-Cube ™ CatCart ® catalyst cartridge system |  | ,,,, | Hydrogenation , Labware , X-Cube cartridges |  | Nanotechnologiai Rt. | , |  |  | Nanotechnologiai Rt.
,Pd tetrakis, polymer-bound,,,,, | THSX1178 |  | Aldrich | ThalesNano X-Cube ™ CatCart ® catalyst cartridge system |  | ,,,, | Hydrogenation , Labware , X-Cube cartridges |  | Nanotechnologiai Rt. | , |  |  | Nanotechnologiai Rt.
,perruthenate, polymer-bound,,,,, | THSX1128 |  | Aldrich | ThalesNano X-Cube ™ CatCart ® catalyst cartridge system |  | ,,,, | Hydrogenation , Labware , X-Cube cartridges |  | Nanotechnologiai Rt. | , |  |  | Nanotechnologiai Rt.
,piperazine, polymer-bound,,,,, | THSX1120 |  | Aldrich | ThalesNano X-Cube ™ CatCart ® catalyst cartridge system |  | ,,,, | Hydrogenation , Labware , X-Cube cartridges |  | Nanotechnologiai Rt. | , |  |  | Nanotechnologiai Rt.
,PTSA, polymer-bound,,,,, | THSX1142 |  | Aldrich | ThalesNano X-Cube ™ CatCart ® catalyst cartridge system |  | ,,,, | Hydrogenation , Labware , X-Cube cartridges |  | Nanotechnologiai Rt. | , |  |  | Nanotechnologiai Rt.
,PVPHF,,,,, | THSX1153 |  | Aldrich | ThalesNano X-Cube ™ CatCart ® catalyst cartridge system |  | ,,,, | Hydrogenation , Labware , X-Cube cartridges |  | Nanotechnologiai Rt. | , |  |  | Nanotechnologiai Rt.
,pyridine-HCl, polymer-bound,,,,, | THSX1147 |  | Aldrich | ThalesNano X-Cube ™ CatCart ® catalyst cartridge system |  | ,,,, | Hydrogenation , Labware , X-Cube cartridges |  | Nanotechnologiai Rt. | , |  |  | Nanotechnologiai Rt.
,QuadraPure ® AEA,,,,, | THSX1162 |  | Aldrich | ThalesNano X-Cube ™ CatCart ® catalyst cartridge system |  | ,,,, | Hydrogenation , Labware , X-Cube cartridges |  | Nanotechnologiai Rt. | , |  |  | Nanotechnologiai Rt.
,QuadraPure ® AMPA,,,,, | THSX1163 |  | Aldrich | ThalesNano X-Cube ™ CatCart ® catalyst cartridge system |  | ,,,, | Hydrogenation , Labware , X-Cube cartridges |  | Nanotechnologiai Rt. | , |  |  | Nanotechnologiai Rt.
,QuadraPure ® BZA,,,,, | THSX1164 |  | Aldrich | ThalesNano X-Cube ™ CatCart ® catalyst cartridge system |  | ,,,, | Hydrogenation , Labware , X-Cube cartridges |  | Nanotechnologiai Rt. | , |  |  | Nanotechnologiai Rt.
,QuadraPure ® IDA,,,,, | THSX1165 |  | Aldrich | ThalesNano X-Cube ™ CatCart ® catalyst cartridge system |  | ,,,, | Hydrogenation , Labware , X-Cube cartridges |  | Nanotechnologiai Rt. | , |  |  | Nanotechnologiai Rt.
,QuadraPure ® IMDAZ,,,,, | THSX1166 |  | Aldrich | ThalesNano X-Cube ™ CatCart ® catalyst cartridge system |  | ,,,, | Hydrogenation , Labware , X-Cube cartridges |  | Nanotechnologiai Rt. | , |  |  | Nanotechnologiai Rt.
,QuadraPure ® MPA,,,,, | THSX1167 |  | Aldrich | ThalesNano X-Cube ™ CatCart ® catalyst cartridge system |  | ,,,, | Hydrogenation , Labware , X-Cube cartridges |  | Nanotechnologiai Rt. | , |  |  | Nanotechnologiai Rt.
,QuadraPure ® TU,,,,, | THSX1161 |  | Aldrich | ThalesNano X-Cube ™ CatCart ® catalyst cartridge system |  | ,,,, | Hydrogenation , Labware , X-Cube cartridges |  | Nanotechnologiai Rt. | , |  |  | Nanotechnologiai Rt.
,quartz sand,,,238-878-4,, | THSX1111 |  | Aldrich | ThalesNano X-Cube ™ CatCart ® catalyst cartridge system |  | ,,,, | Hydrogenation , Labware , X-Cube cartridges |  | Nanotechnologiai Rt. | , |  |  | Nanotechnologiai Rt.
,Raney cobalt,,,,, | THSX1173 |  | Aldrich | ThalesNano X-Cube ™ CatCart ® catalyst cartridge system |  | ,,,, | Hydrogenation , Labware , X-Cube cartridges |  | Nanotechnologiai Rt. | , |  |  | Nanotechnologiai Rt.
,Raney copper,,,231-159-6,, | THSX1174 |  | Aldrich | ThalesNano X-Cube ™ CatCart ® catalyst cartridge system |  | ,,,, | Hydrogenation , Labware , X-Cube cartridges |  | Nanotechnologiai Rt. | , |  |  | Nanotechnologiai Rt.
,Rh(COD) - (dppf) - functionalized silica,,,,, | THSX1121 |  | Aldrich | ThalesNano X-Cube ™ CatCart ® catalyst cartridge system |  | ,,,, | Hydrogenation , Labware , X-Cube cartridges |  | Nanotechnologiai Rt. | , |  |  | Nanotechnologiai Rt.
,SO 3 x pyridine, polymer-bound,,,,, | THSX1130 |  | Aldrich | ThalesNano X-Cube ™ CatCart ® catalyst cartridge system |  | ,,,, | Hydrogenation , Labware , X-Cube cartridges |  | Nanotechnologiai Rt. | , |  |  | Nanotechnologiai Rt.
,TBAF-functionalized silica,,,,, | THSX1116 |  | Aldrich | ThalesNano X-Cube ™ CatCart ® catalyst cartridge system |  | ,,,, | Hydrogenation , Labware , X-Cube cartridges |  | Nanotechnologiai Rt. | , |  |  | Nanotechnologiai Rt.
,TBD-functionalized silica,,,,, | THSX1148 |  | Aldrich | ThalesNano X-Cube ™ CatCart ® catalyst cartridge system |  | ,,,, | Hydrogenation , Labware , X-Cube cartridges |  | Nanotechnologiai Rt. | , |  |  | Nanotechnologiai Rt.
,titanium,,,231-142-3,, | THSX1115 |  | Aldrich | ThalesNano X-Cube ™ CatCart ® catalyst cartridge system |  | ,,,, | Hydrogenation , Labware , X-Cube cartridges |  | Nanotechnologiai Rt. | , |  |  | Nanotechnologiai Rt.
,TMS, polymer-bound,,,,, | THSX1129 |  | Aldrich | ThalesNano X-Cube ™ CatCart ® catalyst cartridge system |  | ,,,, | Hydrogenation , Labware , X-Cube cartridges |  | Nanotechnologiai Rt. | , |  |  | Nanotechnologiai Rt.
,triamine- tetraacetate- functionalized silica,,,,, | THSX1131 |  | Aldrich | ThalesNano X-Cube ™ CatCart ® catalyst cartridge system |  | ,,,, | Hydrogenation , Labware , X-Cube cartridges |  | Nanotechnologiai Rt. | , |  |  | Nanotechnologiai Rt.
,tribromide, polymer-bound,,,,, | THSX1186 |  | Aldrich | ThalesNano X-Cube ™ CatCart ® catalyst cartridge system |  | ,,,, | Hydrogenation , Labware , X-Cube cartridges |  | Nanotechnologiai Rt. | , |  |  | Nanotechnologiai Rt.
,Yb(III) - functionalized silica,,,,, | THSX1119 |  | Aldrich | ThalesNano X-Cube ™ CatCart ® catalyst cartridge system |  | ,,,, | Hydrogenation , Labware , X-Cube cartridges |  | Nanotechnologiai Rt. | , |  |  | Nanotechnologiai Rt.
,zinc, powder,,,231-175-3,, | THSX1169 |  | Aldrich | ThalesNano X-Cube ™ CatCart ® catalyst cartridge system |  | ,,,, | Hydrogenation , Labware , X-Cube cartridges |  | Nanotechnologiai Rt. | , |  |  | Nanotechnologiai Rt.
,ZnCl 2 on MK10,,,,, | THSX1122 |  | Aldrich | ThalesNano X-Cube ™ CatCart ® catalyst cartridge system |  | ,,,, | Hydrogenation , Labware , X-Cube cartridges |  | Nanotechnologiai Rt. | , |  |  | Nanotechnologiai Rt.
,Basic structures for Orbit system 52,,,,, | Z129054 |  | Aldrich | Cochranes molecular model wordcards |  | ,,,, | Cochranes models , Cochranes of Oxford Molecular Building Systems , Cochranes of Oxford Molecular Model Booklets and Word Cards , Labware , Manufacturer Browser , Molecular Models , Molecular Models and Educational Aids |  | Cochranes, 0052 | , |  |  | Cochranes, 0052
,white,,,,, | Z691755 |  | Aldrich | Cochranes atom spheres for Unit ™ molecular models |  | ,,,, | Cochranes models , Cochranes of Oxford Molecular Building Systems , Labware , Manufacturer Browser , Molecular Models , Molecular Models and Educational Aids , Unit Molecular Models |  | white,Cochranes, 0389 | , |  |  | white,Cochranes, 0389
,blue,,,,, | Z691763 |  | Aldrich | Cochranes atom spheres for Unit ™ molecular models |  | ,,,, | Cochranes models , Cochranes of Oxford Molecular Building Systems , Labware , Manufacturer Browser , Molecular Models , Molecular Models and Educational Aids , Unit Molecular Models |  | blue,Cochranes, 0390 | , |  |  | blue,Cochranes, 0390
,red,,,,, | Z691771 |  | Aldrich | Cochranes atom spheres for Unit ™ molecular models |  | ,,,, | Cochranes models , Cochranes of Oxford Molecular Building Systems , Labware , Manufacturer Browser , Molecular Models , Molecular Models and Educational Aids , Unit Molecular Models |  | red,Cochranes, 0391 | , |  |  | red,Cochranes, 0391
,black,,,,, | Z691798 |  | Aldrich | Cochranes atom spheres for Unit ™ molecular models |  | ,,,, | Cochranes models , Cochranes of Oxford Molecular Building Systems , Labware , Manufacturer Browser , Molecular Models , Molecular Models and Educational Aids , Unit Molecular Models |  | black,Cochranes, 0392 | , |  |  | black,Cochranes, 0392
,green,,,,, | Z691801 |  | Aldrich | Cochranes atom spheres for Unit ™ molecular models |  | ,,,, | Cochranes models , Cochranes of Oxford Molecular Building Systems , Labware , Manufacturer Browser , Molecular Models , Molecular Models and Educational Aids , Unit Molecular Models |  | green,Cochranes, 0393 | , |  |  | green,Cochranes, 0393
,silver,,,,, | Z691828 |  | Aldrich | Cochranes atom spheres for Unit ™ molecular models |  | ,,,, | Cochranes models , Cochranes of Oxford Molecular Building Systems , Labware , Manufacturer Browser , Molecular Models , Molecular Models and Educational Aids , Unit Molecular Models |  | silver,Cochranes, 0394 | , |  |  | silver,Cochranes, 0394
,yellow,,,,, | Z691836 |  | Aldrich | Cochranes atom spheres for Unit ™ molecular models |  | ,,,, | Cochranes models , Cochranes of Oxford Molecular Building Systems , Labware , Manufacturer Browser , Molecular Models , Molecular Models and Educational Aids , Unit Molecular Models |  | yellow,Cochranes, 0395 | , |  |  | yellow,Cochranes, 0395
,white monovalent hydrogen,,,,, | Z691844 |  | Aldrich | Cochranes atom spheres for Unit ™ molecular models |  | ,,,, | Cochranes models , Cochranes of Oxford Molecular Building Systems , Labware , Manufacturer Browser , Molecular Models , Molecular Models and Educational Aids , Unit Molecular Models |  | white monovalent hydrogen,Cochranes, 0388 | , |  |  | white monovalent hydrogen,Cochranes, 0388
,alloy, 65 mm (short),,,,, | Z691917 |  | Aldrich | Cochranes bonds for Unit ™ molecular models |  | ,,,, | Cochranes models , Cochranes of Oxford Molecular Building Systems , Labware , Manufacturer Browser , Molecular Models , Molecular Models and Educational Aids , Unit Molecular Models |  | Cochranes, 4080 | , |  |  | Cochranes, 4080
,alloy, 83 mm (medium),,,,, | Z691925 |  | Aldrich | Cochranes bonds for Unit ™ molecular models |  | ,,,, | Cochranes models , Cochranes of Oxford Molecular Building Systems , Labware , Manufacturer Browser , Molecular Models , Molecular Models and Educational Aids , Unit Molecular Models |  | Cochranes, 4081 | , |  |  | Cochranes, 4081
,alloy, 125 mm (long),,,,, | Z691933 |  | Aldrich | Cochranes bonds for Unit ™ molecular models |  | ,,,, | Cochranes models , Cochranes of Oxford Molecular Building Systems , Labware , Manufacturer Browser , Molecular Models , Molecular Models and Educational Aids , Unit Molecular Models |  | Cochranes, 4082 | , |  |  | Cochranes, 4082
,alloy, 180 mm (X-long),,,,, | Z691941 |  | Aldrich | Cochranes bonds for Unit ™ molecular models |  | ,,,, | Cochranes models , Cochranes of Oxford Molecular Building Systems , Labware , Manufacturer Browser , Molecular Models , Molecular Models and Educational Aids , Unit Molecular Models |  | Cochranes, 4083 | , |  |  | Cochranes, 4083
,flexible, 90 mm (double-bonding),,,,, | Z691968 |  | Aldrich | Cochranes bonds for Unit ™ molecular models |  | ,,,, | Cochranes models , Cochranes of Oxford Molecular Building Systems , Labware , Manufacturer Browser , Molecular Models , Molecular Models and Educational Aids , Unit Molecular Models |  | Cochranes, 4084 | , |  |  | Cochranes, 4084
,versatile peg system,,,,, | Z691747 |  | Aldrich | Cochranes molecular models, Unit ™ , large demonstration set |  | ,,,, | Cochranes models , Cochranes of Oxford Molecular Building Systems , Labware , Manufacturer Browser , Molecular Models , Molecular Models and Educational Aids , Unit Molecular Models |  | set of 1,Cochranes, 1950 | , |  |  | set of 1,Cochranes, 1950
,VSEPR, white,,,,, | Z691976 |  | Aldrich | Cochranes orbitals for Unit ™ molecular models |  | ,,,, | Cochranes models , Cochranes of Oxford Molecular Building Systems , Labware , Manufacturer Browser , Molecular Models , Molecular Models and Educational Aids , Unit Molecular Models |  | pkg of 6 ea,Cochranes, 1957 | , |  |  | pkg of 6 ea,Cochranes, 1957
,VSEPR, black,,,,, | Z691984 |  | Aldrich | Cochranes orbitals for Unit ™ molecular models |  | ,,,, | Cochranes models , Cochranes of Oxford Molecular Building Systems , Labware , Manufacturer Browser , Molecular Models , Molecular Models and Educational Aids , Unit Molecular Models |  | pkg of 6 ea,Cochranes, 1958 | , |  |  | pkg of 6 ea,Cochranes, 1958
,organic/inorganic, 24 radial, 12 polar, 36 tetrahedral,,,,, | Z691852 |  | Aldrich | Cochranes pegs for Unit ™ molecular models |  | ,,,, | Cochranes models , Cochranes of Oxford Molecular Building Systems , Labware , Manufacturer Browser , Molecular Models , Molecular Models and Educational Aids , Unit Molecular Models |  | Cochranes, 0400 | , |  |  | Cochranes, 0400
,radial - standard,,,,, | Z691860 |  | Aldrich | Cochranes pegs for Unit ™ molecular models |  | ,,,, | Cochranes models , Cochranes of Oxford Molecular Building Systems , Labware , Manufacturer Browser , Molecular Models , Molecular Models and Educational Aids , Unit Molecular Models |  | Cochranes, 0396 | , |  |  | Cochranes, 0396
,polar,,,,, | Z691879 |  | Aldrich | Cochranes pegs for Unit ™ molecular models |  | ,,,, | Cochranes models , Cochranes of Oxford Molecular Building Systems , Labware , Manufacturer Browser , Molecular Models , Molecular Models and Educational Aids , Unit Molecular Models |  | Cochranes, 0397 | , |  |  | Cochranes, 0397
,tetrahedral & 8 coordinate,,,,, | Z691887 |  | Aldrich | Cochranes pegs for Unit ™ molecular models |  | ,,,, | Cochranes models , Cochranes of Oxford Molecular Building Systems , Labware , Manufacturer Browser , Molecular Models , Molecular Models and Educational Aids , Unit Molecular Models |  | Cochranes, 0398 | , |  |  | Cochranes, 0398
,radial - with flat section,,,,, | Z691895 |  | Aldrich | Cochranes pegs for Unit ™ molecular models |  | ,,,, | Cochranes models , Cochranes of Oxford Molecular Building Systems , Labware , Manufacturer Browser , Molecular Models , Molecular Models and Educational Aids , Unit Molecular Models |  | Cochranes, 0426 | , |  |  | Cochranes, 0426
,12 coordinate,,,,, | Z691909 |  | Aldrich | Cochranes pegs for Unit ™ molecular models |  | ,,,, | Cochranes models , Cochranes of Oxford Molecular Building Systems , Labware , Manufacturer Browser , Molecular Models , Molecular Models and Educational Aids , Unit Molecular Models |  | Cochranes, 0399 | , |  |  | Cochranes, 0399
,plate diam. 95 mm, no. of holes, 3,,,,, | Z282324 |  | Aldrich | Porcelain desiccator plate |  | ,,,, | Coors , Coors Desiccation Supplies , Glass Desiccators , Glassware , Knob-Top Desiccator , Labware , Manufacturer Browser , Porcelain desiccator plates |  | Coorstek 60444,95 mm,no. of holes 3,30 mm | , |  |  | Coorstek 60444,95 mm,no. of holes 3,30 mm
,plate diam. 142 mm, no. of holes, 5,,,,, | Z282332 |  | Aldrich | Porcelain desiccator plate |  | ,,,, | Coors , Coors Desiccation Supplies , Glass Desiccators , Glassware , Knob-Top Desiccator , Labware , Manufacturer Browser , Porcelain desiccator plates |  | Coorstek 60446,142 mm,no. of holes 5,30 mm | , |  |  | Coorstek 60446,142 mm,no. of holes 5,30 mm
,plate diam. 190 mm, no. of holes, 7,,,,, | Z282340 |  | Aldrich | Porcelain desiccator plate |  | ,,,, | Coors , Coors Desiccation Supplies , Glass Desiccators , Glassware , Knob-Top Desiccator , Labware , Manufacturer Browser , Porcelain desiccator plates |  | Coorstek 60448,190 mm,no. of holes 7,30 mm | , |  |  | Coorstek 60448,190 mm,no. of holes 7,30 mm
,plate diam. 230 mm, no. of holes, 8,,,,, | Z282359 |  | Aldrich | Porcelain desiccator plate |  | ,,,, | Coors , Coors Desiccation Supplies , Glass Desiccators , Glassware , Knob-Top Desiccator , Labware , Manufacturer Browser , Porcelain desiccator plates |  | Coorstek 60449,230 mm,no. of holes 8,30 mm | , |  |  | Coorstek 60449,230 mm,no. of holes 8,30 mm
,plate diam. 190 mm,,,,, | Z158933 |  | Aldrich | Porcelain desiccator plates, small perforations |  | ,,,, | Coors , Coors Desiccation Supplies , Glass Desiccators , Glassware , Knob-Top Desiccator , Labware , Manufacturer Browser , Porcelain desiccator plates |  | 23 mm , center,Coorstek 60452,190 mm,1 mm , small | , |  |  | 23 mm , center,Coorstek 60452,190 mm,1 mm , small
,plate diam. 230 mm,,,,, | Z158941 |  | Aldrich | Porcelain desiccator plates, small perforations |  | ,,,, | Coors , Coors Desiccation Supplies , Glass Desiccators , Glassware , Knob-Top Desiccator , Labware , Manufacturer Browser , Porcelain desiccator plates |  | 23 mm , center,Coorstek 60453,230 mm,2 mm , small | , |  |  | 23 mm , center,Coorstek 60453,230 mm,2 mm , small
Coors ™ casserole,capacity 60 mL,,,,, | Z247030 |  | Aldrich | Coors ™ 勺皿 |  | ,,,, | Coors , Coors Dishes , Dishes; Life-Science , Labware , Life Science Labware & Equipment , Manufacturer Browser |  | Coorstek 60058,70 mm × 35 mm,60 mL | , |  |  | Coorstek 60058,70 mm × 35 mm,60 mL
Coors ™ casserole,capacity 140 mL,,,,, | Z247049 |  | Aldrich | Coors ™ 勺皿 |  | ,,,, | Coors , Coors Dishes , Dishes; Life-Science , Labware , Life Science Labware & Equipment , Manufacturer Browser |  | Coorstek 60059,89 mm × 45 mm,140 mL | , |  |  | Coorstek 60059,89 mm × 45 mm,140 mL
Coors ™ casserole,capacity 210 mL,,,,, | Z247057 |  | Aldrich | Coors ™ 勺皿 |  | ,,,, | Coors , Coors Dishes , Dishes; Life-Science , Labware , Life Science Labware & Equipment , Manufacturer Browser |  | Coorstek 60060,100 mm × 50 mm,210 mL | , |  |  | Coorstek 60060,100 mm × 50 mm,210 mL
Coors ™ casserole,capacity 500 mL,,,,, | Z247065 |  | Aldrich | Coors ™ 勺皿 |  | ,,,, | Coors , Coors Dishes , Dishes; Life-Science , Labware , Life Science Labware & Equipment , Manufacturer Browser |  | Coorstek 60062,133 mm × 77 mm,500 mL | , |  |  | Coorstek 60062,133 mm × 77 mm,500 mL
Coors ™ evaporating dishes,capacity 35 mL,,,,, | Z247545 |  | Aldrich | Coors ™ 蒸发皿 |  | ,,,, | Coors , Coors Dishes , Dishes; Life-Science , Labware , Life Science Labware & Equipment , Manufacturer Browser |  | pkg of 6 ea,Coorstek 60196,35 mL,60 mm,24 mm | , |  |  | pkg of 6 ea,Coorstek 60196,35 mL,60 mm,24 mm
Coors ™ evaporating dishes,capacity 70 mL,,,,, | Z247553 |  | Aldrich | Coors ™ 蒸发皿 |  | ,,,, | Coors , Coors Dishes , Dishes; Life-Science , Labware , Life Science Labware & Equipment , Manufacturer Browser |  | pkg of 6 ea,Coorstek 60197,70 mL,75 mm,30 mm | , |  |  | pkg of 6 ea,Coorstek 60197,70 mL,75 mm,30 mm
Coors ™ evaporating dishes,capacity 80 mL,,,,, | Z247561 |  | Aldrich | Coors ™ 蒸发皿 |  | ,,,, | Coors , Coors Dishes , Dishes; Life-Science , Labware , Life Science Labware & Equipment , Manufacturer Browser |  | pkg of 6 ea,Coorstek 60198,80 mL,80 mm,30 mm | , |  |  | pkg of 6 ea,Coorstek 60198,80 mL,80 mm,30 mm
Coors ™ evaporating dishes,capacity 120 mL,,,,, | Z247588 |  | Aldrich | Coors ™ 蒸发皿 |  | ,,,, | Coors , Coors Dishes , Dishes; Life-Science , Labware , Life Science Labware & Equipment , Manufacturer Browser |  | pkg of 6 ea,Coorstek 60200,120 mL,94 mm,42 mm | , |  |  | pkg of 6 ea,Coorstek 60200,120 mL,94 mm,42 mm
Coors ™ evaporating dishes,capacity 150 mL,,,,, | Z247596 |  | Aldrich | Coors ™ 蒸发皿 |  | ,,,, | Coors , Coors Dishes , Dishes; Life-Science , Labware , Life Science Labware & Equipment , Manufacturer Browser |  | pkg of 6 ea,Coorstek 60201,150 mL,100 mm,42 mm | , |  |  | pkg of 6 ea,Coorstek 60201,150 mL,100 mm,42 mm
Coors ™ evaporating dishes,capacity 250 mL,,,,, | Z247618 |  | Aldrich | Coors ™ 蒸发皿 |  | ,,,, | Coors , Coors Dishes , Dishes; Life-Science , Labware , Life Science Labware & Equipment , Manufacturer Browser |  | pkg of 6 ea,Coorstek 60202,250 mL,115 mm,45 mm | , |  |  | pkg of 6 ea,Coorstek 60202,250 mL,115 mm,45 mm
,capacity 30 mL,,,,, | Z247308 |  | Aldrich | Coors ™ Buchner funnel | 32119214 | ,,,, | Buchner Funnels , Coors , Coors Funnels , Funnels , Labware , Manufacturer Browser |  | Coorstek 60239,43 mm,30 mL,32 mm,89 mm | , |  |  | Coorstek 60239,43 mm,30 mL,32 mm,89 mm
,capacity 87 mL,,,,, | Z247316 |  | Aldrich | Coors ™ Buchner funnel | 32119214 | ,,,, | Buchner Funnels , Coors , Coors Funnels , Funnels , Labware , Manufacturer Browser |  | Coorstek 60240,56 mm,87 mL,42 mm,101 mm | , |  |  | Coorstek 60240,56 mm,87 mL,42 mm,101 mm
,capacity 186 mL,,,,, | Z247324 |  | Aldrich | Coors ™ Buchner funnel | 32119214 | ,,,, | Buchner Funnels , Coors , Coors Funnels , Funnels , Labware , Manufacturer Browser |  | Coorstek 60242,83 mm,186 mL,60 mm,143 mm | , |  |  | Coorstek 60242,83 mm,186 mL,60 mm,143 mm
,capacity 320 mL,,,,, | Z247332 |  | Aldrich | Coors ™ Buchner funnel |  | ,,,, | Buchner Funnels , Coors , Coors Funnels , Funnels , Labware , Manufacturer Browser |  | Coorstek 60243,100 mm,320 mL,77 mm,160 mm | , |  |  | Coorstek 60243,100 mm,320 mL,77 mm,160 mm
,capacity 550 mL,,,,, | Z247340 |  | Aldrich | Coors ™ Buchner funnel | 32119214 | ,,,, | Buchner Funnels , Coors , Coors Funnels , Funnels , Labware , Manufacturer Browser |  | Coorstek 60244,114 mm,550 mL,95 mm,195 mm | , |  |  | Coorstek 60244,114 mm,550 mL,95 mm,195 mm
,capacity 700 mL,,,,, | Z247359 |  | Aldrich | Coors ™ Buchner funnel |  | ,,,, | Buchner Funnels , Coors , Coors Funnels , Funnels , Labware , Manufacturer Browser |  | Coorstek 60245,126 mm,700 mL,105 mm,202 mm | , |  |  | Coorstek 60245,126 mm,700 mL,105 mm,202 mm
,capacity 1,060 mL,,,,, | Z247367 |  | Aldrich | Coors ™ Buchner funnel |  | ,,,, | Buchner Funnels , Coors , Coors Funnels , Funnels , Labware , Manufacturer Browser |  | Coorstek 60246,151 mm,1,060 mL,135 mm,221 mm | , |  |  | Coorstek 60246,151 mm,1,060 mL,135 mm,221 mm
,capacity 1,860 mL,,,,, | Z247375 |  | Aldrich | Coors ™ Buchner funnel |  | ,,,, | Buchner Funnels , Coors , Coors Funnels , Funnels , Labware , Manufacturer Browser |  | Coorstek 60247,186 mm,1,860 mL,160 mm,270 mm | , |  |  | Coorstek 60247,186 mm,1,860 mL,160 mm,270 mm
,capacity ~10 mL,,,,, | Z247421 |  | Aldrich | Coors ™ Hirsch funnel |  | ,,,, | Coors , Coors Funnels , Funnels , Hirsch , Labware , Manufacturer Browser |  | Coorstek 60297,11.5 mm,~10 mL,42 mm,8.5 mm | , |  |  | Coorstek 60297,11.5 mm,~10 mL,42 mm,8.5 mm
,capacity ~20 mL,,,,, | Z247448 |  | Aldrich | Coors ™ Hirsch funnel |  | ,,,, | Coors , Coors Funnels , Funnels , Hirsch , Labware , Manufacturer Browser |  | Coorstek 60298,16 mm,~20 mL,55 mm,11 mm | , |  |  | Coorstek 60298,16 mm,~20 mL,55 mm,11 mm
,capacity 1,900 mL,,,,, | Z247391 |  | Aldrich | Coors ™ table-type fixed plate Buchner funnel |  | ,,,, | Buchner, Table-top , Coors , Coors Funnels , Funnels , Labware , Manufacturer Browser |  | Coorstek 60282,186 mm,1,900 mL,160 mm,122 mm | , |  |  | Coorstek 60282,186 mm,1,900 mL,160 mm,122 mm
,capacity 4,000 mL,,,,, | Z247405 |  | Aldrich | Coors ™ table-type fixed plate Buchner funnel |  | ,,,, | Buchner, Table-top , Coors , Coors Funnels , Funnels , Labware , Manufacturer Browser |  | Coorstek 60283,248 mm,4,000 mL,213 mm,145 mm | , |  |  | Coorstek 60283,248 mm,4,000 mL,213 mm,145 mm
,Funnel, capacity 4,630 mL, H 129 mm,,,,, | Z247413 |  | Aldrich | Coors ™ table-type removable plate Buchner funnel |  | ,,,, | Buchner, Table-top , Coors , Coors Funnels , Funnels , Labware , Manufacturer Browser |  | Coorstek 60294,250 mm,4,630 mL,230 mm,129 mm | , |  |  | Coorstek 60294,250 mm,4,630 mL,230 mm,129 mm
,Perforated plate,,,,, | Z247715 |  | Aldrich | Coors ™ table-type removable plate Buchner funnel |  | ,,,, | Buchner, Table-top , Coors , Coors Funnels , Funnels , Labware , Manufacturer Browser |  | Coorstek 60264,19 cm (7 1/2 in.) × 7.6 cm (3 in.) × 12 cm (4 3/4 in.),high-density polyethylene,0.8 lb | , |  |  | Coorstek 60264,19 cm (7 1/2 in.) × 7.6 cm (3 in.) × 12 cm (4 3/4 in.),high-density polyethylene,0.8 lb
,suitable for color reaction or spot plates,,,,, | Z247456 |  | Aldrich | Coors ™ multi-well plate |  | ,,,, | Coors , Coors Microscopy Supplies , Labware , Manufacturer Browser , Microscopy & Staining , Staining |  | off-white wells,Coorstek 60427,glazed surface treatment,none,porcelain plate,lid: No,112 mm (4.409 in.) × 92 mm (3.622 in.) × 7 mm (0.275 in.), well dimensions: 21 mm (0.828 in.) diameter x 5 mm (0.220 in.) deep,non-sterile,12 wells | , |  |  | off-white wells,Coorstek 60427,glazed surface treatment,none,porcelain plate,lid: No,112 mm (4.409 in.) × 92 mm (3.622 in.) × 7 mm (0.275 in.), well dimensions: 21 mm (0.828 in.) diameter x 5 mm (0.220 in.) deep,non-sterile,12 wells
,capacity 150 mL, polystyrene, male Luer Lock, sterile,,,,, | CLS11650 |  | Sigma | Corning ® closed system bottle |  | ,,,, | Corning , Corning closed system bottles and flasks , Labware , Manufacturer Browser |  | Corning 11650,150 mL,polystyrene,male Luer Lock,pkg of 8 ea,sterile | , |  |  | Corning 11650,150 mL,polystyrene,male Luer Lock,pkg of 8 ea,sterile
,capacity 150 mL, polystyrene, male MPC connector, sterile,,,,, | CLS11651 |  | Sigma | Corning ® closed system bottle |  | ,,,, | Corning , Corning closed system bottles and flasks , Labware , Manufacturer Browser |  | Corning 11651,150 mL,polystyrene,male MPC connector,pkg of 8 ea,sterile | , |  |  | Corning 11651,150 mL,polystyrene,male MPC connector,pkg of 8 ea,sterile
,capacity 250 mL, polystyrene, male Luer Lock, sterile,,,,, | CLS11655 |  | Sigma | Corning ® closed system bottle |  | ,,,, | Corning , Corning closed system bottles and flasks , Labware , Manufacturer Browser |  | Corning 11655,250 mL,polystyrene,male Luer Lock,pkg of 6 ea,sterile | , |  |  | Corning 11655,250 mL,polystyrene,male Luer Lock,pkg of 6 ea,sterile
,capacity 250 mL, polystyrene, male MPC connector, sterile,,,,, | CLS11656 |  | Sigma | Corning ® closed system bottle |  | ,,,, | Corning , Corning closed system bottles and flasks , Labware , Manufacturer Browser |  | Corning 11656,250 mL,polystyrene,male MPC connector,pkg of 6 ea,sterile | , |  |  | Corning 11656,250 mL,polystyrene,male MPC connector,pkg of 6 ea,sterile
,capacity 500 mL, polystyrene, male MPC connector, sterile,,,,, | CLS11666 |  | Sigma | Corning ® closed system bottle |  | ,,,, | Corning , Corning closed system bottles and flasks , Labware , Manufacturer Browser |  | Corning 11666,500 mL,polystyrene,male MPC connector,pkg of 4 ea,sterile | , |  |  | Corning 11666,500 mL,polystyrene,male MPC connector,pkg of 4 ea,sterile
,capacity 1000 mL, polystyrene, male MPC connector, sterile,,,,, | CLS11681 |  | Sigma | Corning ® closed system bottle |  | ,,,, | Corning , Corning closed system bottles and flasks , Labware , Manufacturer Browser |  | Corning 11681,1000 mL,polystyrene,male MPC connector,pkg of 4 ea,sterile | , |  |  | Corning 11681,1000 mL,polystyrene,male MPC connector,pkg of 4 ea,sterile
,female Joint: ST/NS 34/45, male Joint: ST/NS 24/40, L 59 mm,,,,, | CLS88253424 |  | Aldrich | Pyrex ® bushing-type reducing adapter |  | ,,,, | Bushing-type , Corning , Corning Adapters , Enlarging/Reducing Adapters , Glassware , Glassware Adapters , Labware , Manufacturer Browser |  | Corning, 8825-3424,female Joint: ST/NS34/45,not available in EU,Corning 8825,59 mm | , |  |  | Corning, 8825-3424,female Joint: ST/NS34/45,not available in EU,Corning 8825,59 mm
,Joint: ST/NS 24/40,,,,, | CLS893024 |  | Aldrich | Pyrex ® connecting distilling adapter |  | ,,,, | Corning , Corning Adapters , Glassware , Glassware Adapters , Labware , Manufacturer Browser , Pyrex , Vacuum-Distilling Adapters |  | Joint: ST/NS24/40,22 mm,Corning, 8930-24 | , |  |  | Joint: ST/NS24/40,22 mm,Corning, 8930-24
,female Joint: ST/NS 10/30, male Joint: ST/NS 19/38, L 85 mm,,,,, | CLS88201019 |  | Aldrich | Pyrex ® enlarging adapter |  | ,,,, | Corning , Corning Adapters , Enlarging/Reducing Adapters , Glassware , Glassware Adapters , Labware , Manufacturer Browser , Pyrex reducing |  | male Joint: ST/NS19/38,female Joint: ST/NS10/30,not available in EU,Corning, 8820-1019,85 mm | , |  |  | male Joint: ST/NS19/38,female Joint: ST/NS10/30,not available in EU,Corning, 8820-1019,85 mm
,female Joint: ST/NS 10/30, male Joint: ST/NS 24/40, L 85 mm,,,,, | CLS88201024 |  | Aldrich | Pyrex ® enlarging adapter |  | ,,,, | Corning , Corning Adapters , Enlarging/Reducing Adapters , Glassware , Glassware Adapters , Labware , Manufacturer Browser , Pyrex reducing |  | male Joint: ST/NS24/40,female Joint: ST/NS10/30,not available in EU,Corning, 8820-1024,85 mm | , |  |  | male Joint: ST/NS24/40,female Joint: ST/NS10/30,not available in EU,Corning, 8820-1024,85 mm
,female Joint: ST/NS 19/38, male Joint: ST/NS 24/40, L 85 mm,,,,, | CLS88201924 |  | Aldrich | Pyrex ® enlarging adapter |  | ,,,, | Corning , Corning Adapters , Enlarging/Reducing Adapters , Glassware , Glassware Adapters , Labware , Manufacturer Browser , Pyrex reducing |  | male Joint: ST/NS24/40,female Joint: ST/NS19/38,not available in EU,Corning, 8820-1924,85 mm | , |  |  | male Joint: ST/NS24/40,female Joint: ST/NS19/38,not available in EU,Corning, 8820-1924,85 mm
,female Joint: ST/NS 24/40, male Joint: ST/NS 29/42, L 85 mm,,,,, | CLS88202429 |  | Aldrich | Pyrex ® enlarging adapter |  | ,,,, | Corning , Corning Adapters , Enlarging/Reducing Adapters , Glassware , Glassware Adapters , Labware , Manufacturer Browser , Pyrex reducing |  | male Joint: ST/NS29/42,female Joint: ST/NS24/40,not available in EU,Corning, 8820-2429,85 mm | , |  |  | male Joint: ST/NS29/42,female Joint: ST/NS24/40,not available in EU,Corning, 8820-2429,85 mm
,female Joint: ST/NS 29/42, male Joint: ST/NS 45/50, L 85 mm,,,,, | CLS88202945 |  | Aldrich | Pyrex ® enlarging adapter |  | ,,,, | Corning , Corning Adapters , Enlarging/Reducing Adapters , Glassware , Glassware Adapters , Labware , Manufacturer Browser , Pyrex reducing |  | male Joint: ST/NS45/50,female Joint: ST/NS29/42,not available in EU,Corning, 8820-2945,85 mm | , |  |  | male Joint: ST/NS45/50,female Joint: ST/NS29/42,not available in EU,Corning, 8820-2945,85 mm
,gum bomb w/ cover, reusable, non-sterile, 1/cs,,,,, | CLS7732 |  | Aldrich | Pyrex ® gum stability glass bombs |  | ,,,, | Bottles and Caps , Corning , Corning Bombs , Glass Bottles , Labware , Manufacturer Browser , Narrow-Mouth Glass Bottles |  | pack of 1 ×,Corning, 7732,50 mm × 105 mm,borosilicate glass (borosilicate glass code 7740),reusable,case of 1,suitable for (the determination of gum stability of gasoline),non-sterile | , |  |  | pack of 1 ×,Corning, 7732,50 mm × 105 mm,borosilicate glass (borosilicate glass code 7740),reusable,case of 1,suitable for (the determination of gum stability of gasoline),non-sterile
,replacement cover for gum bomb, reusuable, non-sterile, 1/cs,,,,, | CLS7732CO |  | Aldrich | Pyrex ® gum stability glass bombs |  | ,,,, | Bottles and Caps , Corning , Corning Bombs , Glass Bottles , Labware , Manufacturer Browser , Narrow-Mouth Glass Bottles |  | pack of 1 ×,Corning, 7732-CO,46 mm × 12 mm,borosilicate glass (borosilicate glass code 7740),reusable,case of 1,suitable for (the determination of gum stability of gasoline),non-sterile | , |  |  | pack of 1 ×,Corning, 7732-CO,46 mm × 12 mm,borosilicate glass (borosilicate glass code 7740),reusable,case of 1,suitable for (the determination of gum stability of gasoline),non-sterile
,thread 13-415,,,,, | CLS999813 |  | Aldrich | Corning ® phenolic cap, PTFE liner |  | ,,,, | Bottles and Caps , Caps , Corning , Corning Caps & Closures , Labware , Manufacturer Browser , Pyrex caps |  | Corning, 9998-13,thread 13-415 | , |  |  | Corning, 9998-13,thread 13-415
,thread 15-415,,,,, | CLS999815 |  | Aldrich | Corning ® phenolic cap, PTFE liner |  | ,,,, | Bottles and Caps , Caps , Corning , Corning Caps & Closures , Labware , Manufacturer Browser , Pyrex caps |  | Corning, 9998-15,thread 15-415 | , |  |  | Corning, 9998-15,thread 15-415
,thread 18-415,,,,, | CLS999818 |  | Aldrich | Corning ® phenolic cap, PTFE liner |  | ,,,, | Bottles and Caps , Caps , Corning , Corning Caps & Closures , Labware , Manufacturer Browser , Pyrex caps |  | Corning, 9998-18,thread 18-415 | , |  |  | Corning, 9998-18,thread 18-415
,thread 24-410,,,,, | CLS9998241 |  | Aldrich | Corning ® phenolic cap, PTFE liner |  | ,,,, | Bottles and Caps , Caps , Corning , Corning Caps & Closures , Labware , Manufacturer Browser , Pyrex caps |  | Corning, 9998-241,thread 24-410 | , |  |  | Corning, 9998-241,thread 24-410
,thread 15-415,,,,, | CLS9999152 |  | Aldrich | Corning ® phenolic cap with white rubber liner |  | ,,,, | Bottles and Caps , Caps , Corning , Corning Caps & Closures , Labware , Manufacturer Browser , Pyrex caps |  | Corning, 9999-152,thread 15-415,16 mm | , |  |  | Corning, 9999-152,thread 15-415,16 mm
,thread 24-400,,,,, | CLS999924 |  | Aldrich | Corning ® phenolic cap with white rubber liner |  | ,,,, | Bottles and Caps , Caps , Corning , Corning Caps & Closures , Labware , Manufacturer Browser , Pyrex caps |  | Corning, 9999-24,thread 24-400 | , |  |  | Corning, 9999-24,thread 24-400
,thread 24-410,,,,, | CLS9999241 |  | Aldrich | Corning ® phenolic cap with white rubber liner |  | ,,,, | Bottles and Caps , Caps , Corning , Corning Caps & Closures , Labware , Manufacturer Browser , Pyrex caps |  | Corning, 9999-241,thread 24-410 | , |  |  | Corning, 9999-241,thread 24-410
,thread 28-400,,,,, | CLS999928 |  | Aldrich | Corning ® phenolic cap with white rubber liner |  | ,,,, | Bottles and Caps , Caps , Corning , Corning Caps & Closures , Labware , Manufacturer Browser , Pyrex caps |  | Corning, 9999-28,thread 28-400 | , |  |  | Corning, 9999-28,thread 28-400
,thread 38-430,,,,, | CLS9999381M |  | Aldrich | Corning ® phenolic cap with white rubber liner |  | ,,,, | Bottles and Caps , Caps , Corning , Corning Caps & Closures , Labware , Manufacturer Browser , Pyrex caps |  | Corning, 9999-381M,thread 38-430 | , |  |  | Corning, 9999-381M,thread 38-430
,thread 40-400,,,,, | CLS999940 |  | Aldrich | Corning ® phenolic cap with white rubber liner |  | ,,,, | Bottles and Caps , Caps , Corning , Corning Caps & Closures , Labware , Manufacturer Browser , Pyrex caps |  | Corning, 9999-40,thread 40-400 | , |  |  | Corning, 9999-40,thread 40-400
,thread 13-415,,,,, | CLS9999132 |  | Aldrich | Corning ® phenolic cap with white rubber liner |  | ,,,, | Bottles and Caps , Caps , Corning , Corning Caps & Closures , Labware , Manufacturer Browser , Pyrex caps |  | Corning, 9999-132,thread 13-415 | , |  |  | Corning, 9999-132,thread 13-415
,thread 18-415,,,,, | CLS9999182 |  | Aldrich | Corning ® phenolic cap with white rubber liner |  | ,,,, | Bottles and Caps , Caps , Corning , Corning Caps & Closures , Labware , Manufacturer Browser , Pyrex caps |  | Corning, 9999-182,thread 18-415 | , |  |  | Corning, 9999-182,thread 18-415
,orange,,,,, | CLS2679425 |  | Aldrich | Corning ® polypropylene closure |  | ,,,, | Bottles and Caps , Caps , Corning , Corning Caps & Closures , Labware , Manufacturer Browser , Pyrex caps |  | orange,Corning, 26794-25,fits neck O.D. 25 mm | , |  |  | orange,Corning, 26794-25,fits neck O.D. 25 mm
,orange,,,,, | CLS2679638 |  | Aldrich | Corning ® polypropylene closure |  | ,,,, | Bottles and Caps , Caps , Corning , Corning Caps & Closures , Labware , Manufacturer Browser , Pyrex caps |  | orange,Corning, 26796-38,fits neck O.D. 37 mm | , |  |  | orange,Corning, 26796-38,fits neck O.D. 37 mm
,Joint: ST/NS 19/22, L 283 mm,,,,, | CLS215519 |  | Aldrich | Pyrex ® distilling column |  | ,,,, | Corning , Corning Columns , Distillation Columns , Distillation Supplies , Labware , Manufacturer Browser |  | Joint: ST/NS19/22,283 mm,Corning, 2155-19 | , |  |  | Joint: ST/NS19/22,283 mm,Corning, 2155-19
,Joint: ST/NS 14/20,,,,, | CLS215514 |  | Aldrich | Pyrex ® distilling column with drip-tip |  | ,,,, | Corning , Corning Columns , Distillation Apparatus , Distillation Supplies , Labware , Manufacturer Browser , Pyrex Distillation Apparatus |  | Joint: ST/NS14/20,Corning, 2155-14 | , |  |  | Joint: ST/NS14/20,Corning, 2155-14
,jacket L 200 mm, Joint: ST/NS 19/38,,,,, | CLS2480200 |  | Aldrich | Pyrex ® Allihn condenser, with male and female joints |  | ,,,, | Allihn Condensers , Condensers , Corning , Corning Condensers , Labware , Manufacturer Browser |  | Joint: ST/NS19/38,200 mm,Corning, 2480-200 | , |  |  | Joint: ST/NS19/38,200 mm,Corning, 2480-200
,jacket L 300 mm, Joint: ST/NS 24/40,,,,, | CLS2480300 |  | Aldrich | Pyrex ® Allihn condenser, with male and female joints |  | ,,,, | Allihn Condensers , Condensers , Corning , Corning Condensers , Labware , Manufacturer Browser |  | Joint: ST/NS24/40,300 mm,Corning, 2480-300 | , |  |  | Joint: ST/NS24/40,300 mm,Corning, 2480-300
,jacket L 400 mm, Joint: ST/NS 24/40,,,,, | CLS2480400 |  | Aldrich | Pyrex ® Allihn condenser, with male and female joints |  | ,,,, | Allihn Condensers , Condensers , Corning , Corning Condensers , Labware , Manufacturer Browser |  | Joint: ST/NS24/40,400 mm,Corning, 2480-400 | , |  |  | Joint: ST/NS24/40,400 mm,Corning, 2480-400
,jacket L 500 mm, Joint: ST/NS 24/40,,,,, | CLS2480500 |  | Aldrich | Pyrex ® Allihn condenser, with male and female joints |  | ,,,, | Abderhalden Desiccators , Aldrich Abderhalden Desiccators , Corning , Corning Condensers , Glass Desiccators , Glassware , Labware , Manufacturer Browser |  | Joint: ST/NS24/40,500 mm,Corning, 2480-500 | , |  |  | Joint: ST/NS24/40,500 mm,Corning, 2480-500
,jacket L 600 mm, Joint: ST/NS 29/42,,,,, | CLS2480600 |  | Aldrich | Pyrex ® Allihn condenser, with male and female joints |  | ,,,, | Allihn Condensers , Condensers , Corning , Corning Condensers , Labware , Manufacturer Browser |  | Joint: ST/NS29/42,600 mm,Corning, 2480-600 | , |  |  | Joint: ST/NS29/42,600 mm,Corning, 2480-600
,jacket L 200 mm, Joint: ST/NS 19/38,,,,, | CLS2560200 |  | Aldrich | Pyrex ® jacketed Graham condenser with drip-tip |  | ,,,, | Condensers , Corning , Corning Condensers , Graham Condensers , Labware , Manufacturer Browser |  | Joint: ST/NS19/38,200 mm,Corning, 2560-200 | , |  |  | Joint: ST/NS19/38,200 mm,Corning, 2560-200
,jacket L 400 mm, bottom Joint: ST/NS 24/40,,,,, | CLS2360400 |  | Aldrich | Pyrex ® Liebig condenser with bottom ST joint |  | ,,,, | Condensers , Corning , Corning Condensers , Labware , Liebig Condensers , Manufacturer Browser |  | top Joint tooled neck for No.3 stopper,bottom Joint: ST/NS24/40,400 mm,Corning, 2360-400 | , |  |  | top Joint tooled neck for No.3 stopper,bottom Joint: ST/NS24/40,400 mm,Corning, 2360-400
,jacket L 500 mm, bottom Joint: ST/NS 24/40,,,,, | CLS2360500 |  | Aldrich | Pyrex ® Liebig condenser with bottom ST joint |  | ,,,, | Condensers , Corning , Corning Condensers , Labware , Liebig Condensers , Manufacturer Browser |  | top Joint tooled neck for No.3 stopper,bottom Joint: ST/NS24/40,500 mm,Corning, 2360-500 | , |  |  | top Joint tooled neck for No.3 stopper,bottom Joint: ST/NS24/40,500 mm,Corning, 2360-500
,jacket L 200 mm, Joint: ST/NS 19/38,,,,, | CLS2400200 |  | Aldrich | Pyrex ® Liebig condenser with top and bottom joints |  | ,,,, | Condensers , Corning , Corning Condensers , Labware , Liebig Condensers , Manufacturer Browser |  | Joint: ST/NS19/38,200 mm,not available in EU (Not available in EU countries),Corning, 2400-200 | , |  |  | Joint: ST/NS19/38,200 mm,not available in EU (Not available in EU countries),Corning, 2400-200
,jacket L 300 mm, Joint: ST/NS 24/40,,,,, | CLS2400300 |  | Aldrich | Pyrex ® Liebig condenser with top and bottom joints |  | ,,,, | Corning , Corning Condensers , Glass Condensers , Glassware , Labware , Liebig Medium-Capacity Condensers , Manufacturer Browser , Medium-Capacity Condensers |  | Joint: ST/NS24/40,300 mm,not available in EU (Not available in EU countries),Corning, 2400-300 | , |  |  | Joint: ST/NS24/40,300 mm,not available in EU (Not available in EU countries),Corning, 2400-300
,Joint: ST/NS 24/40,,,,, | CLS52300650 |  | Aldrich | Pyrex ® low actinic tube condenser, ST joint |  | ,,,, | Condensers , Corning , Corning Condensers , Labware , Manufacturer Browser , Specialty Condensers |  | Joint: ST/NS24/40,13 mm × 650 mm | , |  |  | Joint: ST/NS24/40,13 mm × 650 mm
,jacket L 200 mm,,,,, | CLS2700200 |  | Aldrich | Pyrex ® West condenser |  | ,,,, | Condensers , Corning , Corning Condensers , Labware , Manufacturer Browser , West Condensers |  | Corning, 2700-200,200 mm | , |  |  | Corning, 2700-200,200 mm
,Joint: ST/NS 14/20,,,,, | CLS270514 |  | Aldrich | Pyrex ® West condenser with male and female ST joints |  | ,,,, | Condensers , Corning , Corning Condensers , Labware , Manufacturer Browser , West Condensers |  | Joint: ST/NS14/20,190 mm,not available in EU (Not available in EU countries),Corning | , |  |  | Joint: ST/NS14/20,190 mm,not available in EU (Not available in EU countries),Corning
,Joint: ST/NS 19/22,,,,, | CLS270519 |  | Aldrich | Pyrex ® West condenser with male and female ST joints |  | ,,,, | Condensers , Corning , Corning Condensers , Labware , Manufacturer Browser , West Condensers |  | Joint: ST/NS19/22,190 mm,not available in EU (Not available in EU countries),Corning | , |  |  | Joint: ST/NS19/22,190 mm,not available in EU (Not available in EU countries),Corning
,Joint: ST/NS 24/40, jacket L 300 mm,,,,, | CLS2800300 |  | Aldrich | Pyrex ® West drip tip condenser with male and female joints |  | ,,,, | Condensers , Corning , Corning Condensers , Labware , Manufacturer Browser , West Condensers |  | Joint: ST/NS24/40,300 mm,Corning, 2800-300 | , |  |  | Joint: ST/NS24/40,300 mm,Corning, 2800-300
,flange I.D. 200 mm,,,,, | CLS3080200CO |  | Aldrich | Cover for Pyrex ® large size desiccator with knob top |  | ,,,, | Corning , Corning Desiccators , Glass Desiccators , Glassware , Knob-Top Desiccator , Labware , Manufacturer Browser , Pyrex desiccators |  | Corning, 3080-200CO,200 mm,112 mm | , |  |  | Corning, 3080-200CO,200 mm,112 mm
,5.8L large top desiccator, complete, 1/cs,,,,, | CLS3081200 |  | Sigma | Pyrex ® large knob top desiccators |  | ,,,, | Corning , Corning Desiccators , Glass Desiccators , Glassware , Knob-Top Desiccator , Labware , Manufacturer Browser , Pyrex desiccators |  | pack of 1,Corning, 3081-200,5.8 L,309 mm,borosilicate glass,223.5 mm,case of 1,190 mm,suitable for (general analytical work),115 mm | , |  |  | pack of 1,Corning, 3081-200,5.8 L,309 mm,borosilicate glass,223.5 mm,case of 1,190 mm,suitable for (general analytical work),115 mm
,replacement cover for 5.8L large knob top desiccator, 1/cs,,,,, | CLS3081200CO |  | Sigma | Pyrex ® large knob top desiccators |  | ,,,, | Corning , Corning Desiccators , Glass Desiccators , Glassware , Knob-Top Desiccator , Labware , Manufacturer Browser , Pyrex desiccators |  | case of 1,pack of 1,borosilicate glass,suitable for (general analytical work),Corning, 3081-200CO | , |  |  | case of 1,pack of 1,borosilicate glass,suitable for (general analytical work),Corning, 3081-200CO
,replacement desiccator bowl for 5.8L large knob top desiccator, 1/cs,,,,, | CLS3081200LO |  | Sigma | Pyrex ® large knob top desiccators |  | ,,,, | Corning , Corning Desiccators , Glass Desiccators , Glassware , Knob-Top Desiccator , Labware , Manufacturer Browser , Pyrex desiccators |  | case of 1,pack of 1,borosilicate glass,suitable for (general analytical work),Corning, 3081-200LO | , |  |  | case of 1,pack of 1,borosilicate glass,suitable for (general analytical work),Corning, 3081-200LO
,10.5L large top desiccator, complete, 1/cs,,,,, | CLS3081250 |  | Sigma | Pyrex ® large knob top desiccators |  | ,,,, | Corning , Corning Desiccators , Glass Desiccators , Glassware , Knob-Top Desiccator , Labware , Manufacturer Browser , Pyrex desiccators |  | pack of 1,Corning, 3081-250,10.5 L,357 mm,borosilicate glass,273.5 mm,case of 1,230 mm,suitable for (general analytical work),120 mm | , |  |  | pack of 1,Corning, 3081-250,10.5 L,357 mm,borosilicate glass,273.5 mm,case of 1,230 mm,suitable for (general analytical work),120 mm
,replacement cover for 10.5L large knob top desiccator, 1/cs,,,,, | CLS3081250CO |  | Sigma | Pyrex ® large knob top desiccators |  | ,,,, | Corning , Corning Desiccators , Glass Desiccators , Glassware , Knob-Top Desiccator , Labware , Manufacturer Browser , Pyrex desiccators |  | case of 1,pack of 1,borosilicate glass,suitable for (general analytical work),Corning, 3081-250CO | , |  |  | case of 1,pack of 1,borosilicate glass,suitable for (general analytical work),Corning, 3081-250CO
,replacement desiccator bowl 10.5L large knob top desiccator, 1/cs,,,,, | CLS3081250LO |  | Sigma | Pyrex ® large knob top desiccators |  | ,,,, | Corning , Corning Desiccators , Glass Desiccators , Glassware , Knob-Top Desiccator , Labware , Manufacturer Browser , Pyrex desiccators |  | case of 1,pack of 1,borosilicate glass,suitable for (general analytical work),Corning, 3081-250LO | , |  |  | case of 1,pack of 1,borosilicate glass,suitable for (general analytical work),Corning, 3081-250LO
,5.8L large top desiccator w/ 24/29 standard taper stopcock, 1/cs,,,,, | CLS3121200 |  | Sigma | Pyrex ® large top desiccators with 24/29 standard taper stopcock |  | ,,,, | Corning , Corning Desiccators , Glass Desiccators , Glassware , Knob-Top Desiccator , Labware , Manufacturer Browser , Pyrex desiccators |  | pack of 1,Corning, 3121-200,5.8 L,296 mm,borosilicate glass (borosilicate glass code 7740),reusable,223.5 mm,case of 1,190 mm,115 mm | , |  |  | pack of 1,Corning, 3121-200,5.8 L,296 mm,borosilicate glass (borosilicate glass code 7740),reusable,223.5 mm,case of 1,190 mm,115 mm
,replacement cover for 5.8L large top desiccator w/ 24/29 standard taper stopcock, 1/cs,,,,, | CLS3121200CO |  | Sigma | Pyrex ® large top desiccators with 24/29 standard taper stopcock |  | ,,,, | Corning , Corning Desiccators , Glass Desiccators , Glassware , Knob-Top Desiccator , Labware , Manufacturer Browser , Pyrex desiccators |  | pack of 1,Corning, 3121-200CO,94 mm,borosilicate glass (borosilicate glass code 7740),reusable,case of 1 | , |  |  | pack of 1,Corning, 3121-200CO,94 mm,borosilicate glass (borosilicate glass code 7740),reusable,case of 1
,capacity 2.4 L, complete,,,,, | CLS3081150 |  | Sigma | Pyrex ® small knob top desiccator |  | ,,,, | Corning , Corning Desiccators , Glass Desiccators , Glassware , Knob-Top Desiccator , Labware , Manufacturer Browser , Pyrex desiccators |  | Corning, 3081-150,2.4 L,252 mm,borosilicate glass,172 mm,140 mm,81 mm | , |  |  | Corning, 3081-150,2.4 L,252 mm,borosilicate glass,172 mm,140 mm,81 mm
,cover only,,,,, | CLS3081150CO |  | Sigma | Pyrex ® small knob top desiccator |  | ,,,, | Corning , Corning Desiccators , Glass Desiccators , Glassware , Knob-Top Desiccator , Labware , Manufacturer Browser , Pyrex desiccators |  | Corning, 3081-150CO,borosilicate glass | , |  |  | Corning, 3081-150CO,borosilicate glass
,Lower only,,,,, | CLS3081150LO |  | Sigma | Pyrex ® small knob top desiccator |  | ,,,, | Corning , Corning Desiccators , Glass Desiccators , Glassware , Knob-Top Desiccator , Labware , Manufacturer Browser , Pyrex desiccators |  | Corning, 3081-150LO,borosilicate glass | , |  |  | Corning, 3081-150LO,borosilicate glass
,2.4L small top desiccators w/ 24/29 Standard Taper Stopcock, 1/cs,,,,, | CLS3121150 |  | Sigma | Pyrex ® small top desiccators with 24/29 standard taper stopcock |  | ,,,, | Corning , Corning Desiccators , Glass Desiccators , Glassware , Knob-Top Desiccator , Labware , Manufacturer Browser , Pyrex desiccators |  | pack of 1,Corning, 3121-150,2.4 L,239 mm,borosilicate glass (borosilicate glass code 7740),reusable,172 mm,case of 1,140 mm , plate not included,81 mm | , |  |  | pack of 1,Corning, 3121-150,2.4 L,239 mm,borosilicate glass (borosilicate glass code 7740),reusable,172 mm,case of 1,140 mm , plate not included,81 mm
,replacement cover for 2.4L large top desiccator w/ 24/29 standard taper stopcock, 1/cs,,,,, | CLS3121150CO |  | Sigma | Pyrex ® small top desiccators with 24/29 standard taper stopcock |  | ,,,, | Corning , Corning Desiccators , Glass Desiccators , Glassware , Knob-Top Desiccator , Labware , Manufacturer Browser , Pyrex desiccators |  | pack of 1,Corning, 3121-150CO,85 mm,borosilicate glass (borosilicate glass code 7740),reusable,case of 1 | , |  |  | pack of 1,Corning, 3121-150CO,85 mm,borosilicate glass (borosilicate glass code 7740),reusable,case of 1
,hose outlet O.D. 7.0 mm,,,,, | CLS396520 |  | Aldrich | Pyrex ® aseptic filling bell |  | ,,,, | Bottles and Caps , Corning , Corning Filling Bell , Glass Media Bottles , Labware , Manufacturer Browser , Media Bottles |  | Corning, 3965-20,28 mm × 75 mm,for use with tubes,7.0 mm | , |  |  | Corning, 3965-20,28 mm × 75 mm,for use with tubes,7.0 mm
,hose outlet O.D. 11.0 mm, O.D. × H 51 mm × 95 mm,,,,, | CLS396550 |  | Aldrich | Pyrex ® aseptic filling bell |  | ,,,, | Bottles and Caps , Corning , Corning Filling Bell , Glass Media Bottles , Labware , Manufacturer Browser , Media Bottles |  | Corning, 3965-50,51 mm × 95 mm,for use with bottles,11.0 mm | , |  |  | Corning, 3965-50,51 mm × 95 mm,for use with bottles,11.0 mm
,hose outlet O.D. 11.0 mm, O.D. × H 73 mm × 130 mm,,,,, | CLS396570 |  | Aldrich | Pyrex ® aseptic filling bell |  | ,,,, | Bottles and Caps , Corning , Corning Filling Bell , Glass Media Bottles , Labware , Manufacturer Browser , Media Bottles |  | Corning, 3965-70,73 mm × 130 mm,for use with bottles,11.0 mm | , |  |  | Corning, 3965-70,73 mm × 130 mm,for use with bottles,11.0 mm
,hose outlet O.D. 12.7 mm,,,,, | CLS3965100 |  | Aldrich | Pyrex ® aseptic filling bell |  | ,,,, | Bottles and Caps , Corning , Corning Filling Bell , Glass Media Bottles , Labware , Manufacturer Browser , Media Bottles |  | Corning, 3965-100,109 mm × 140 mm,For use with bottles,12.7 mm | , |  |  | Corning, 3965-100,109 mm × 140 mm,For use with bottles,12.7 mm
,3mm packing beads, 4/cs,,,,, | CLS72683 |  | Aldrich | Pyrex ® solid glass beads |  | ,,,, | Corning , Corning Glass Beads , Distillation Column Packing , Distillation Supplies , Labware , Manufacturer Browser |  | pack of 1,Corning, 7268-3,3 mm,borosilicate glass (borosilicate glass code 7740),case of 4,Diam. tol. ± 0.75 mm | , |  |  | pack of 1,Corning, 7268-3,3 mm,borosilicate glass (borosilicate glass code 7740),case of 4,Diam. tol. ± 0.75 mm
,4mm packing beads, 4/cs,,,,, | CLS72684 |  | Aldrich | Pyrex ® solid glass beads |  | ,,,, | Corning , Corning Glass Beads , Distillation Column Packing , Distillation Supplies , Labware , Manufacturer Browser |  | pack of 1,Corning, 7268-4,4 mm,borosilicate glass (borosilicate glass code 7740),case of 4,Diam. tol. ± 0.75 mm | , |  |  | pack of 1,Corning, 7268-4,4 mm,borosilicate glass (borosilicate glass code 7740),case of 4,Diam. tol. ± 0.75 mm
,5mm packing beads, 4/cs,,,,, | CLS72685 |  | Aldrich | Pyrex ® solid glass beads |  | ,,,, | Corning , Corning Glass Beads , Distillation Column Packing , Distillation Supplies , Labware , Manufacturer Browser |  | pack of 1,Corning, 7268-5,5 mm,borosilicate glass (borosilicate glass code 7740),case of 4,Diam. tol. ± 0.75 mm | , |  |  | pack of 1,Corning, 7268-5,5 mm,borosilicate glass (borosilicate glass code 7740),case of 4,Diam. tol. ± 0.75 mm
,6mm packing beads, 4/cs,,,,, | CLS72686 |  | Aldrich | Pyrex ® solid glass beads |  | ,,,, | Corning , Corning Glass Beads , Distillation Column Packing , Distillation Supplies , Labware , Manufacturer Browser |  | pack of 1,Corning, 7268-6,6 mm,borosilicate glass (borosilicate glass code 7740),case of 4,Diam. tol. ± 0.75 mm | , |  |  | pack of 1,Corning, 7268-6,6 mm,borosilicate glass (borosilicate glass code 7740),case of 4,Diam. tol. ± 0.75 mm
,O.D. × H 222 mm × 425 mm,,,,, | CLS6885222 |  | Aldrich | Pyrex ® bell jar with knob |  | ,,,, | Bottles and Caps , Corning , Corning Jars , Glass Bottles , Glass Jars , Labware , Manufacturer Browser |  | Corning, 6885-222,222 mm × 425 mm | , |  |  | Corning, 6885-222,222 mm × 425 mm
,O.D. × H 35 mm × 121 mm,,,,, | CLS6902 |  | Aldrich | Pyrex ® cloud and pour point jar, graduated |  | ,,,, | Bottles and Caps , Corning , Corning Jars , Glass Bottles , Glass Jars , Labware , Manufacturer Browser |  | Corning, 6902,35 mm × 121 mm | , |  |  | Corning, 6902,35 mm × 121 mm
,O.D. × H 222 mm × 254 mm,,,,, | CLS69427L |  | Aldrich | Pyrex ® cylindrical jar, plain |  | ,,,, | Bottles and Caps , Corning , Corning Jars , Glass Bottles , Glass Jars , Labware , Manufacturer Browser |  | Corning, 6942-7L,222 mm × 254 mm,7.5 L,not available in EU (Not available in EU countries) | , |  |  | Corning, 6942-7L,222 mm × 254 mm,7.5 L,not available in EU (Not available in EU countries)
,O.D. × H 257 mm × 254 mm,,,,, | CLS69429L |  | Aldrich | Pyrex ® cylindrical jar, plain |  | ,,,, | Bottles and Caps , Corning , Corning Jars , Glass Bottles , Glass Jars , Labware , Manufacturer Browser |  | Corning, 6942-9L,257 mm × 254 mm,9.5 L,not available in EU (Not available in EU countries) | , |  |  | Corning, 6942-9L,257 mm × 254 mm,9.5 L,not available in EU (Not available in EU countries)
,O.D. × H 305 mm × 305 mm,,,,, | CLS694217L |  | Aldrich | Pyrex ® cylindrical jar, plain |  | ,,,, | Bottles and Caps , Corning , Corning Jars , Glass Bottles , Glass Jars , Labware , Manufacturer Browser |  | Corning, 6942-17L,305 mm × 305 mm,17.0 L,not available in EU (Not available in EU countries) | , |  |  | Corning, 6942-17L,305 mm × 305 mm,17.0 L,not available in EU (Not available in EU countries)
,O.D. × H 305 mm × 457 mm,,,,, | CLS694227L |  | Aldrich | Pyrex ® cylindrical jar, plain |  | ,,,, | Bottles and Caps , Corning , Corning Jars , Glass Bottles , Glass Jars , Labware , Manufacturer Browser |  | Corning, 6942-27L,305 mm × 457 mm,26.5 L,not available in EU (Not available in EU countries) | , |  |  | Corning, 6942-27L,305 mm × 457 mm,26.5 L,not available in EU (Not available in EU countries)
,O.D. × H 406 mm × 305 mm,,,,, | CLS694232L |  | Aldrich | Pyrex ® cylindrical jar, plain |  | ,,,, | Bottles and Caps , Corning , Corning Jars , Glass Bottles , Glass Jars , Labware , Manufacturer Browser |  | Corning, 6942-32L,406 mm × 305 mm,32.0 L,not available in EU (Not available in EU countries) | , |  |  | Corning, 6942-32L,406 mm × 305 mm,32.0 L,not available in EU (Not available in EU countries)
,capacity 17 L,,,,, | CLS694317L |  | Sigma | Pyrex ® cylindrical jar with recessed handles |  | ,,,, | Bottles and Caps , Corning , Corning Jars , Glass Bottles , Glass Jars , Labware , Manufacturer Browser |  | Corning,17 L | , |  |  | Corning,17 L
,capacity 27 L,,,,, | CLS694327L |  | Sigma | Pyrex ® cylindrical jar with recessed handles |  | ,,,, | Bottles and Caps , Corning , Corning Jars , Glass Bottles , Glass Jars , Labware , Manufacturer Browser |  | Corning,27 L | , |  |  | Corning,27 L
,capacity 36 L,,,,, | CLS694336L |  | Sigma | Pyrex ® cylindrical jar with recessed handles |  | ,,,, | Bottles and Caps , Corning , Corning Jars , Glass Bottles , Glass Jars , Labware , Manufacturer Browser |  | Corning,36 L | , |  |  | Corning,36 L
,Standard,,,,, | CLS6950235 |  | Aldrich | Pyrex ® vacuum manometers |  | ,,,, | Chemistry Equipment and Labware , Corning , Corning Manometers , Labware , Manufacturer Browser , Pyrex manometers , Vacuum Equipment , Vacuum Gauges and Manometers |  | Corning, 6950-235 | , |  |  | Corning, 6950-235
,With T connection,,,,, | CLS6952235 |  | Aldrich | Pyrex ® vacuum manometers |  | ,,,, | Chemistry Equipment and Labware , Corning , Corning Manometers , Labware , Manufacturer Browser , Pyrex manometers , Vacuum Equipment , Vacuum Gauges and Manometers |  | Corning, 6952-235 | , |  |  | Corning, 6952-235
,96 well cluster tube 8-cap strips, polyethylene, sterile, 120/cs,,,,, | CLS4418 |  | Sigma | Corning ® 8-cap strips for 1.2 mL cluster tubes and cluster tube strips |  | ,,,, | 1.0 to 2.0 mL microcentrifuge tubes , Centrifugation Supplies , Corning , Corning Microcentrifuge Tubes , Labware , Manufacturer Browser , Microcentrifuge Tubes |  | pack of 12,Corning, 4418,non-treated surface treatment,clear,polyethylene,Plate feature: 8-cap strips,case of 120 (10 × 12 strips, pkg quantity/case),sterile | , |  |  | pack of 12,Corning, 4418,non-treated surface treatment,clear,polyethylene,Plate feature: 8-cap strips,case of 120 (10 × 12 strips, pkg quantity/case),sterile
,0.65mL low binding snap cap microcentrifuge tube, polypropylene, non-sterile, natural, 500/cs,,,,, | CLS3206 |  | Sigma | Corning ® Costar ® low binding microcentrifuge tubes | 32119210 | ,,,, | 0.4 to 0.7 mL microcentrifuge tubes , Centrifugation Supplies , Corning , Corning Microcentrifuge Tubes , Labware , Manufacturer Browser , Microcentrifuge Tubes |  | pack of 500,Corning, 3206,natural,polypropylene,disposable,case of 500,0.65 mL,non-sterile | , |  |  | pack of 500,Corning, 3206,natural,polypropylene,disposable,case of 500,0.65 mL,non-sterile
,1.7mL low binding snap cap microcentrifuge tube, polypropylene, non-sterile, 250/cs,,,,, | CLS3207 |  | Sigma | Corning ® Costar ® low binding microcentrifuge tubes | 32119210 | ,,,, | 1.0 to 2.0 mL microcentrifuge tubes , Centrifugation Supplies , Corning , Corning Microcentrifuge Tubes , Labware , Manufacturer Browser , Microcentrifuge Tubes |  | pack of 250,Corning, 3207,natural,polypropylene,disposable,case of 250,1.7 mL,non-sterile | , |  |  | pack of 250,Corning, 3207,natural,polypropylene,disposable,case of 250,1.7 mL,non-sterile
,0.65 mL snap cap microcentrifuge tube, polypropylene, non-sterile, natural, 1000/cs,,,,, | CLS3208 |  | Sigma | Corning ® Costar ® microcentrifuge tubes with snap cap |  | ,,,, | 0.4 to 0.7 mL microcentrifuge tubes , Centrifugation Supplies , Corning , Corning Microcentrifuge Tubes , Labware , Manufacturer Browser , Microcentrifuge Tubes |  | pack of 500,Corning, 3208,0.65 mL,natural,polypropylene cap,autoclavable,case of 1000,non-sterile | , |  |  | pack of 500,Corning, 3208,0.65 mL,natural,polypropylene cap,autoclavable,case of 1000,non-sterile
,0.65 mL snap cap microcentrifuge tube, polypropylene, non-sterile, assorted colors, 1000/cs,,,,, | CLS3209 |  | Sigma | Corning ® Costar ® microcentrifuge tubes with snap cap |  | ,,,, | 0.4 to 0.7 mL microcentrifuge tubes , Centrifugation Supplies , Corning , Corning Microcentrifuge Tubes , Labware , Manufacturer Browser , Microcentrifuge Tubes |  | pack of 200,Corning, 3209,0.65 mL,assorted colors,polypropylene cap,autoclavable,case of 1000,non-sterile | , |  |  | pack of 200,Corning, 3209,0.65 mL,assorted colors,polypropylene cap,autoclavable,case of 1000,non-sterile
,1.7 mL snap cap microcentrifuge tube, polypropylene, non-sterile, natural, 500/cs,,,,, | CLS3620 |  | Sigma | Corning ® Costar ® microcentrifuge tubes with snap cap | 32119210 | ,,,, | 1.0 to 2.0 mL microcentrifuge tubes , Centrifugation Supplies , Corning , Corning Microcentrifuge Tubes , Labware , Manufacturer Browser , Microcentrifuge Tubes |  | pack of 500,Corning, 3620,1.7 mL,natural,polypropylene cap,autoclavable,case of 500,non-sterile | , |  |  | pack of 500,Corning, 3620,1.7 mL,natural,polypropylene cap,autoclavable,case of 500,non-sterile
,1.7 mL snap cap microcentrifuge tube, polypropylene, non-sterile, natural, 5000/cs,,,,, | CLS3621 |  | Sigma | Corning ® Costar ® microcentrifuge tubes with snap cap | 32119210 | ,,,, | 1.0 to 2.0 mL microcentrifuge tubes , Centrifugation Supplies , Corning , Corning Microcentrifuge Tubes , Labware , Manufacturer Browser , Microcentrifuge Tubes |  | pack of 500,Corning, 3621,1.7 mL,natural,polypropylene cap,autoclavable,case of 5000,non-sterile | , |  |  | pack of 500,Corning, 3621,1.7 mL,natural,polypropylene cap,autoclavable,case of 5000,non-sterile
,1.7 mL snap cap microcentrifuge tube, polypropylene, non-sterile, assorted colors, 500/cs,,,,, | CLS3622 |  | Sigma | Corning ® Costar ® microcentrifuge tubes with snap cap |  | ,,,, | 1.0 to 2.0 mL microcentrifuge tubes , Centrifugation Supplies , Corning , Corning Microcentrifuge Tubes , Labware , Manufacturer Browser , Microcentrifuge Tubes |  | pack of 100,Corning, 3622,1.7 mL,assorted colors,polypropylene cap,autoclavable,case of 500,non-sterile | , |  |  | pack of 100,Corning, 3622,1.7 mL,assorted colors,polypropylene cap,autoclavable,case of 500,non-sterile
,2.0 mL snap cap microcentrifuge tube, polypropylene, non-sterile, natural, 1000/cs,,,,, | CLS3213 |  | Sigma | Corning ® Costar ® microcentrifuge tubes with snap cap | 32119210 | ,,,, | 1.0 to 2.0 mL microcentrifuge tubes , Centrifugation Supplies , Corning , Corning Microcentrifuge Tubes , Labware , Manufacturer Browser , Microcentrifuge Tubes |  | pack of 500,Corning, 3213,2.0 mL,natural,polypropylene cap,autoclavable,case of 1000,non-sterile | , |  |  | pack of 500,Corning, 3213,2.0 mL,natural,polypropylene cap,autoclavable,case of 1000,non-sterile
,for 0.5 mL tubes,,,,, | CLS480134 |  | Sigma | Corning ® Microcentrifuge Individual Adapters |  | ,,,, | Centrifugation Supplies , Corning , Corning Microcentrifuge Tubes , Labware , Manufacturer Browser , Microcentrifuge Tubes , Microcentrifuge tube accessories |  | Corning, 480134 | , |  |  | Corning, 480134
,for 0.2 mL tubes,,,,, | CLS480135 |  | Sigma | Corning ® Microcentrifuge Individual Adapters |  | ,,,, | Centrifugation Supplies , Corning , Corning Microcentrifuge Tubes , Labware , Manufacturer Browser , Microcentrifuge Tubes , Microcentrifuge tube accessories |  | Corning, 480135 | , |  |  | Corning, 480135
,1.5 mL microcentrifuge tube, polypropylene, w/ attached screw cap, w/ 0-ring, sterile, natural, 500/cs,,,,, | CLS430909 |  | Sigma | Corning ® microcentrifuge tubes with screw cap | 32119210 | ,,,, | 1.0 to 2.0 mL microcentrifuge tubes , Centrifugation Supplies , Corning , Corning Microcentrifuge Tubes , Labware , Manufacturer Browser , Microcentrifuge Tubes |  | pack of 50,Corning, 430909,1.5 mL,natural polypropylene tube,O-ring black silicone, rubber O-ring in cap,case of 500,sterile | , |  |  | pack of 50,Corning, 430909,1.5 mL,natural polypropylene tube,O-ring black silicone, rubber O-ring in cap,case of 500,sterile
,2.0 mL microcentrifuge tube, polypropylene, w/ attached screw cap, w/ 0-ring, sterile, natural, 500/cs,,,,, | CLS430915 |  | Sigma | Corning ® microcentrifuge tubes with screw cap |  | ,,,, | 1.0 to 2.0 mL microcentrifuge tubes , Centrifugation Supplies , Corning , Corning Microcentrifuge Tubes , Labware , Manufacturer Browser , Microcentrifuge Tubes |  | pack of 50,Corning, 430915,2.0 mL,natural polypropylene tube,O-ring black silicone, rubber O-ring in cap,case of 500,sterile | , |  |  | pack of 50,Corning, 430915,2.0 mL,natural polypropylene tube,O-ring black silicone, rubber O-ring in cap,case of 500,sterile
,2.0 mL microcentrifuge tube, polypropylene, w/ unattached rim seal screw cap, sterile, natural, 500/cs,,,,, | CLS430917 |  | Sigma | Corning ® microcentrifuge tubes with screw cap | 32119210 | ,,,, | 1.0 to 2.0 mL microcentrifuge tubes , Centrifugation Supplies , Corning , Corning Microcentrifuge Tubes , Labware , Manufacturer Browser , Microcentrifuge Tubes |  | pack of 50,Corning, 430917,2.0 mL,natural polypropylene tube,O-ring: No,case of 500,sterile | , |  |  | pack of 50,Corning, 430917,2.0 mL,natural polypropylene tube,O-ring: No,case of 500,sterile
,96 well polypropylene cluster tubes, individual tube format, non-treated, non-sterile, without rack, clear, 960/cs,,,,, | CLS4401 |  | Sigma | Corning ® 96 well PP 1.2 mL cluster tubes | 32119210 | ,,,, | 1.0 to 2.0 mL microcentrifuge tubes , Centrifugation Supplies , Corning , Corning Microcentrifuge Tubes , Labware , Manufacturer Browser , Microcentrifuge Tubes |  | clear,Corning, 4401,non-treated surface treatment,clear plate,polypropylene,lid: No,case of 960 bulk packed,1.2 mL,≤1mL,non-sterile | , |  |  | clear,Corning, 4401,non-treated surface treatment,clear plate,polypropylene,lid: No,case of 960 bulk packed,1.2 mL,≤1mL,non-sterile
,96 well polypropylene cluster tubes, individual tube format, non-treated, sterile, clear, 96 tubes/rack, 960/cs,,,,, | CLS4411 |  | Sigma | Corning ® 96 well PP 1.2 mL cluster tubes |  | ,,,, | 1.0 to 2.0 mL microcentrifuge tubes , Centrifugation Supplies , Corning , Corning Microcentrifuge Tubes , Labware , Manufacturer Browser , Microcentrifuge Tubes |  | clear,Corning, 4411,non-treated surface treatment,clear plate,polypropylene,lid: No,case of 960,1.2 mL,≤1mL,sterile | , |  |  | clear,Corning, 4411,non-treated surface treatment,clear plate,polypropylene,lid: No,case of 960,1.2 mL,≤1mL,sterile
,96 well polypropylene cluster tubes, individual tube format, non-treated, non-sterile, clear, 96 tubes/rack, 960/cs,,,,, | CLS4410 |  | Sigma | Corning ® 96 well PP 1.2 mL cluster tubes | 32119210 | ,,,, | 1.0 to 2.0 mL microcentrifuge tubes , Centrifugation Supplies , Corning , Corning Microcentrifuge Tubes , Labware , Manufacturer Browser , Microcentrifuge Tubes |  | clear,Corning, 4410,non-treated surface treatment,clear plate,polypropylene,lid: No,case of 960,1.2 mL,≤1mL,non-sterile | , |  |  | clear,Corning, 4410,non-treated surface treatment,clear plate,polypropylene,lid: No,case of 960,1.2 mL,≤1mL,non-sterile
,96 well polypropylene cluster tubes, 8-tube strip format, non-treated, non-sterile, without rack, clear, 120/cs,,,,, | CLS4408 |  | Sigma | Corning ® 96 well PP 1.2 mL cluster tubes | 32119210 | ,,,, | 1.0 to 2.0 mL microcentrifuge tubes , Centrifugation Supplies , Corning , Corning Microcentrifuge Tubes , Labware , Manufacturer Browser , Microcentrifuge Tubes |  | clear,Corning, 4408,non-treated surface treatment,clear plate,polypropylene,lid: No,case of 120,1.2 mL,≤1mL,non-sterile | , |  |  | clear,Corning, 4408,non-treated surface treatment,clear plate,polypropylene,lid: No,case of 120,1.2 mL,≤1mL,non-sterile
,96 well polypropylene cluster tubes, 8-tube strip format, non-treated, non-sterile, clear, 12 strips/rack, 120/cs,,,,, | CLS4412 |  | Sigma | Corning ® 96 well PP 1.2 mL cluster tubes |  | ,,,, | 1.0 to 2.0 mL microcentrifuge tubes , Centrifugation Supplies , Corning , Corning Microcentrifuge Tubes , Labware , Manufacturer Browser , Microcentrifuge Tubes |  | clear,Corning, 4412,non-treated surface treatment,clear plate,polypropylene,lid: No,case of 120,1.2 mL,≤1mL,non-sterile | , |  |  | clear,Corning, 4412,non-treated surface treatment,clear plate,polypropylene,lid: No,case of 120,1.2 mL,≤1mL,non-sterile
,96 well polypropylene cluster tubes, 8-tube strip format, non-treated, sterile, clear, 12 strips/rack, 120/cs,,,,, | CLS4413 |  | Sigma | Corning ® 96 well PP 1.2 mL cluster tubes |  | ,,,, | 1.0 to 2.0 mL microcentrifuge tubes , Centrifugation Supplies , Corning , Corning Microcentrifuge Tubes , Labware , Manufacturer Browser , Microcentrifuge Tubes |  | clear,Corning, 4413,non-treated surface treatment,clear plate,polypropylene,lid: No,case of 120,1.2 mL,≤1mL,sterile | , |  |  | clear,Corning, 4413,non-treated surface treatment,clear plate,polypropylene,lid: No,case of 120,1.2 mL,≤1mL,sterile
,For 0.1 mL vials,,,,, | CLS99001C |  | Aldrich | Corning ® cap for Corning vials |  | ,,,, | Bottles and Caps , Caps , Corning , Corning Microchemistry Kits , Labware , Manufacturer Browser , Pyrex caps |  | Corning, 9900-1C | , |  |  | Corning, 9900-1C
,For 0.3-1.0 mL vials,,,,, | CLS99003C |  | Aldrich | Corning ® cap for Corning vials |  | ,,,, | Bottles and Caps , Caps , Corning , Corning Microchemistry Kits , Labware , Manufacturer Browser , Pyrex caps |  | Corning, 9900-3C | , |  |  | Corning, 9900-3C
,For 3.0-5.0 mL vials,,,,, | CLS99005C |  | Aldrich | Corning ® cap for Corning vials |  | ,,,, | Bottles and Caps , Caps , Corning , Corning Microchemistry Kits , Labware , Manufacturer Browser , Pyrex caps |  | Corning, 9900-5C | , |  |  | Corning, 9900-5C
,For 0.1 mL vials,,,,, | CLS99001S |  | Aldrich | Corning ® PTFE-faced silicone septa for Corning vials |  | ,,,, | Bottles and Caps , Caps , Corning , Corning Microchemistry Kits , Labware , Manufacturer Browser , Pyrex caps |  | Corning, 9900-1S | , |  |  | Corning, 9900-1S
,For 0.3-1.0 mL vials,,,,, | CLS99002S |  | Aldrich | Corning ® PTFE-faced silicone septa for Corning vials |  | ,,,, | Bottles and Caps , Caps , Corning , Corning Microchemistry Kits , Labware , Manufacturer Browser , Pyrex caps |  | Corning, 9900-2S | , |  |  | Corning, 9900-2S
,For 3.0-5.0 mL vials,,,,, | CLS99003S |  | Aldrich | Corning ® PTFE-faced silicone septa for Corning vials |  | ,,,, | Bottles and Caps , Caps , Corning , Corning Microchemistry Kits , Labware , Manufacturer Browser , Pyrex caps |  | Corning, 9900-3S | , |  |  | Corning, 9900-3S
,For 0.1mL vials,,,,, | CLS99001R |  | Aldrich | Corning ® O-ring for Corning vials |  | ,,,, | Bottles and Caps , Caps , Corning , Corning Microchemistry Kits , Labware , Manufacturer Browser , Pyrex caps |  | Corning, 9900-1R | , |  |  | Corning, 9900-1R
,For 0.3-1.0mL vials,,,,, | CLS99002R |  | Aldrich | Corning ® O-ring for Corning vials |  | ,,,, | Bottles and Caps , Caps , Corning , Corning Microchemistry Kits , Labware , Manufacturer Browser , Pyrex caps |  | Corning, 9900-2R | , |  |  | Corning, 9900-2R
,For 3.0-5.0mL vials,,,,, | CLS99003R |  | Aldrich | Corning ® O-ring for Corning vials |  | ,,,, | Bottles and Caps , Caps , Corning , Corning Microchemistry Kits , Labware , Manufacturer Browser , Pyrex caps |  | Corning, 9900-3R | , |  |  | Corning, 9900-3R
,For 0.1mL vials,,,,, | CLS99001V |  | Aldrich | Corning ® spin vane for Corning vials |  | ,,,, | Corning , Corning Microchemistry Kits , Labware , Magnetic Stirrers , Manufacturer Browser , Stirrers |  | Corning, 9900-1V | , |  |  | Corning, 9900-1V
,For 3.0-5.0mL vials,,,,, | CLS99003V |  | Aldrich | Corning ® spin vane for Corning vials |  | ,,,, | Corning , Corning Microchemistry Kits , Labware , Magnetic Stirrers , Manufacturer Browser , Stirrers |  | Corning, 9900-3V | , |  |  | Corning, 9900-3V
,black reagent tray,,,,, | CLS3517 |  | Sigma | Corning ® Netwells ® accessories |  | ,,,, | Cell Culture Supplies , Corning , Corning Netwells , Culture Plate Inserts , Labware , Manufacturer Browser |  | Corning, 3517,Non-treated surface treatment,black,polystyrene,lid: No,non-sterile,1 well | , |  |  | Corning, 3517,Non-treated surface treatment,black,polystyrene,lid: No,non-sterile,1 well
,white reagent tray,,,,, | CLS3519 |  | Sigma | Corning ® Netwells ® accessories |  | ,,,, | Cell Culture Supplies , Corning , Corning Netwells , Culture Plate Inserts , Labware , Manufacturer Browser |  | Corning, 3519,Non-treated surface treatment,white,polystyrene plate,lid: No,non-sterile,1 well | , |  |  | Corning, 3519,Non-treated surface treatment,white,polystyrene plate,lid: No,non-sterile,1 well
,carrier kit 15 mm,,,,, | CLS3520 |  | Sigma | Corning ® Netwells ® accessories |  | ,,,, | Cell Culture Supplies , Corning , Corning Netwells , Culture Plate Inserts , Labware , Manufacturer Browser |  | Corning, 3520,Non-treated surface treatment,clear,clear plastic,lid: No,non-sterile,12 wells | , |  |  | Corning, 3520,Non-treated surface treatment,clear,clear plastic,lid: No,non-sterile,12 wells
,carrier kit 24 mm,,,,, | CLS3521 |  | Sigma | Corning ® Netwells ® accessories |  | ,,,, | Cell Culture Supplies , Corning , Corning Netwells , Culture Plate Inserts , Labware , Manufacturer Browser |  | Corning, 3521,Non-treated surface treatment,clear,clear plastic,lid: No,non-sterile,6 wells | , |  |  | Corning, 3521,Non-treated surface treatment,clear,clear plastic,lid: No,non-sterile,6 wells
,membrane diam. 15 mm, membrane size 74 μm , mesh,,,,, | CLS3477 |  | Sigma | Corning ® Netwells ® inserts |  | ,,,, | Cell Culture Supplies , Corning , Corning Netwells , Culture Plate Inserts , Labware , Manufacturer Browser |  | clear wells,Corning, 3477,polyester plate,clear,74 μm , mesh,Non-treated surface treatment,lid,pkg of 48 (4 x 12 well inserts),15 mm,sterile,12 wells , per insert | , |  |  | clear wells,Corning, 3477,polyester plate,clear,74 μm , mesh,Non-treated surface treatment,lid,pkg of 48 (4 x 12 well inserts),15 mm,sterile,12 wells , per insert
,membrane diam. 15 mm, membrane size 500 μm , mesh,,,,, | CLS3478 |  | Sigma | Corning ® Netwells ® inserts |  | ,,,, | Cell Culture Supplies , Corning , Corning Netwells , Culture Plate Inserts , Labware , Manufacturer Browser |  | clear wells,Corning, 3478,polyester plate,clear,500 μm , mesh,Non-treated surface treatment,lid,pkg of 48 (4 x 12 well inserts),15 mm,sterile,12 wells , per insert | , |  |  | clear wells,Corning, 3478,polyester plate,clear,500 μm , mesh,Non-treated surface treatment,lid,pkg of 48 (4 x 12 well inserts),15 mm,sterile,12 wells , per insert
,membrane diam. 24 mm, membrane size 74 μm , mesh,,,,, | CLS3479 |  | Sigma | Corning ® Netwells ® inserts |  | ,,,, | Cell Culture Supplies , Corning , Corning Netwells , Culture Plate Inserts , Labware , Manufacturer Browser |  | clear wells,Corning, 3479,polyester plate,clear,74 μm , mesh,Non-treated surface treatment,lid,pkg of 48 (8 x 6 well inserts),24 mm,sterile,6 wells , per insert | , |  |  | clear wells,Corning, 3479,polyester plate,clear,74 μm , mesh,Non-treated surface treatment,lid,pkg of 48 (8 x 6 well inserts),24 mm,sterile,6 wells , per insert
,membrane diam. 24 mm, membrane size 500 μm , mesh,,,,, | CLS3480 |  | Sigma | Corning ® Netwells ® inserts |  | ,,,, | Cell Culture Supplies , Corning , Corning Netwells , Culture Plate Inserts , Labware , Manufacturer Browser |  | clear wells,Corning, 3480,polyester plate,clear,500 μm , mesh,Non-treated surface treatment,lid,pkg of 48 (8 x 6 well inserts),24 mm,sterile,6 wells , per insert | , |  |  | clear wells,Corning, 3480,polyester plate,clear,500 μm , mesh,Non-treated surface treatment,lid,pkg of 48 (8 x 6 well inserts),24 mm,sterile,6 wells , per insert
,volume 2000 mL,,,,, | CLS72502L |  | Aldrich | Pyrex ® Mallory direct reading settlometer |  | ,,,, | Corning , Corning Settlometer , Labware , Manufacturer Browser , Multimeters |  | 2000 mL,Corning, 7250-2L | , |  |  | 2000 mL,Corning, 7250-2L
,Tapered blade/spoon,,,,, | CLS3003 |  | Sigma | Corning ® single use spatulas |  | ,,,, | Corning , Corning Spatulas , Labware , Manufacturer Browser , Spatulas and Scoops |  | Corning, 3003,sterile,247 mm | , |  |  | Corning, 3003,sterile,247 mm
,Small spoon/spoon,,,,, | CLS3004 |  | Sigma | Corning ® single use spatulas |  | ,,,, | Corning , Corning Spatulas , Labware , Manufacturer Browser , Spatulas and Scoops |  | Corning, 3004,sterile,236 mm | , |  |  | Corning, 3004,sterile,236 mm
,Round end/spoon,,,,, | CLS3005 |  | Sigma | Corning ® single use spatulas |  | ,,,, | Corning , Corning Spatulas , Labware , Manufacturer Browser , Spatulas and Scoops |  | Corning, 3005,sterile,248 mm | , |  |  | Corning, 3005,sterile,248 mm
,V-scoop/spoon,,,,, | CLS3006 |  | Sigma | Corning ® single use spatulas |  | ,,,, | Corning , Corning Spatulas , Labware , Manufacturer Browser , Spatulas and Scoops |  | Corning, 3006,sterile,250 mm | , |  |  | Corning, 3006,sterile,250 mm
,flat end/spoon,,,,, | CLS3007 |  | Sigma | Corning ® single use spatulas |  | ,,,, | Corning , Corning Spatulas , Labware , Manufacturer Browser , Spatulas and Scoops |  | Corning, 3007,sterile,250 mm | , |  |  | Corning, 3007,sterile,250 mm
,microspatula, tapered end/scoop,,,,, | CLS3012 |  | Sigma | Corning ® single use spatulas |  | ,,,, | Corning , Corning Spatulas , Labware , Manufacturer Browser , Spatulas and Scoops |  | Corning, 3012,sterile,150 mm | , |  |  | Corning, 3012,sterile,150 mm
,microspatula, rounded end/scoop,,,,, | CLS3013 |  | Sigma | Corning ® single use spatulas |  | ,,,, | Corning , Corning Spatulas , Labware , Manufacturer Browser , Spatulas and Scoops |  | Corning, 3013,sterile,150 mm | , |  |  | Corning, 3013,sterile,150 mm
,AC input 120 V, plate W × L 11 in. × 11 in.,,,,, | CLS6795611 |  | Aldrich | Corning ® 11in x 11in stirrer, model PC-611 |  | ,,,, | Corning , Corning Hotplate Plates , Corning Hotplates & Stirrers , Corning Stirrers , Corning stirrers , Labware , Magnetic Stirrers , Manufacturer Browser , Stirrers |  | Corning, 6795-611,11 in. × 11 in.,100-1500 rpm stirring range,not available in EU | , |  |  | Corning, 6795-611,11 in. × 11 in.,100-1500 rpm stirring range,not available in EU
,SS4I four position 1L capacity slow-speed stirrer, glass-filled resin top, 120V/60Hz, 1/cs,,,,, | CLS440814 |  | Sigma | Corning ® four-position plate stirrer with integral control |  | ,,,, | Corning , Corning Hotplate Plates , Corning Hotplates & Stirrers , Corning Stirrers , Corning stirrers , Labware , Magnetic Stirrers , Manufacturer Browser , Stirrers |  | pack of 1,Corning, 440814,10-150 rpm stirring range,3 kg,120 V,Non-treated surface treatment,lid: No,case of 1,260 mm × 260 mm × 70 mm,130 mm,non-sterile | , |  |  | pack of 1,Corning, 440814,10-150 rpm stirring range,3 kg,120 V,Non-treated surface treatment,lid: No,case of 1,260 mm × 260 mm × 70 mm,130 mm,non-sterile
,AC input 120 V, US 3-pin plug,,,,, | CLS440826 |  | Sigma | Corning ® nine-position stirrer integral control |  | ,,,, | Corning , Corning Hotplate Plates , Corning Hotplates & Stirrers , Corning Stirrers , Corning stirrers , Labware , Magnetic Stirrers , Manufacturer Browser , Stirrers |  | Corning, 440826 | , |  |  | Corning, 440826
,4 x 5 inch top PC-210 stirrer, pyroceram glass-ceramic top, 120V/60Hz, 1/cs,,,,, | CLS6795210 |  | Aldrich | Corning ® plate stirrers |  | ,,,, | Corning , Corning Hotplate Plates , Corning Hotplates & Stirrers , Corning Stirrers , Corning stirrers , Labware , Magnetic Stirrers , Manufacturer Browser , Stirrers |  | pack of 1,Corning, 6795-210,60-1100 rpm stirring range,2 kg,none,120 V, US 3-pin plug,Non-treated surface treatment,lid: No,case of 1,4 in. × 5 in.,4.4 in. × 5.8 in. × 7.3 in.,non-sterile,not available in EU | , |  |  | pack of 1,Corning, 6795-210,60-1100 rpm stirring range,2 kg,none,120 V, US 3-pin plug,Non-treated surface treatment,lid: No,case of 1,4 in. × 5 in.,4.4 in. × 5.8 in. × 7.3 in.,non-sterile,not available in EU
,4 x 5 inch top PC-210 stirrer, pyroceram glass-ceramic top, 230V/50Hz, 1/cs,,,,, | CLS6796210 |  | Aldrich | Corning ® plate stirrers |  | ,,,, | Corning , Corning Hotplate Plates , Corning Hotplates & Stirrers , Corning Stirrers , Corning stirrers , Labware , Magnetic Stirrers , Manufacturer Browser , Stirrers |  | pack of 1,Corning, 6796-210,60-1100 rpm stirring range,2 kg,230 V (CEE7-7 plug),number of stirring positions: 1,case of 1,4 in. × 5 in.,4.4 in. × 5.8 in. × 7.3 in. | , |  |  | pack of 1,Corning, 6796-210,60-1100 rpm stirring range,2 kg,230 V (CEE7-7 plug),number of stirring positions: 1,case of 1,4 in. × 5 in.,4.4 in. × 5.8 in. × 7.3 in.
,bore size 0-6 mm,,,,, | CLS74736 |  | Aldrich | Pyrex ® Rotaflo ® PTFE high-performance plug, 2-way, 90° angle |  | ,,,, | Corning , Corning Burettes , Corning Class A Burettes , Corning Stopcocks , Labware , Manufacturer Browser , Volumetric , Volumetric Burettes |  | Corning, 7473-6,0-6 mm,160 mm | , |  |  | Corning, 7473-6,0-6 mm,160 mm
,bore size 0-3 mm,,,,, | CLS74703 |  | Aldrich | Pyrex ® Rotaflo ® PTFE high-performance plug, 2-way, in-line |  | ,,,, | Corning , Corning Burettes , Corning Class A Burettes , Corning Stopcocks , Labware , Manufacturer Browser , Volumetric , Volumetric Burettes |  | Corning, 7470-3,0-3 mm,210 mm | , |  |  | Corning, 7470-3,0-3 mm,210 mm
,female Joint: ST/NS 24/40, male Joint: ST/NS 14/35,,,,, | Z215570 |  | Aldrich | PTFE bushing-type reducing adapter |  | ,,,, | Bushing-type , Cowie , Cowie Adapters , Enlarging/Reducing Adapters , Glassware , Glassware Adapters , Labware , Manufacturer Browser |  | male Joint: ST/NS14/35,female Joint: ST/NS24/40,Cowie | , |  |  | male Joint: ST/NS14/35,female Joint: ST/NS24/40,Cowie
,female Joint: ST/NS 24/40, male Joint: ST/NS 19/38,,,,, | Z215589 |  | Aldrich | PTFE bushing-type reducing adapter |  | ,,,, | Bushing-type , Cowie , Cowie Adapters , Enlarging/Reducing Adapters , Glassware , Glassware Adapters , Labware , Manufacturer Browser |  | male Joint: ST/NS19/38,female Joint: ST/NS24/40,Cowie | , |  |  | male Joint: ST/NS19/38,female Joint: ST/NS24/40,Cowie
,female Joint: ST/NS 29/42, male Joint: ST/NS 24/40,,,,, | Z215619 |  | Aldrich | PTFE bushing-type reducing adapter |  | ,,,, | Bushing-type , Cowie , Cowie Adapters , Enlarging/Reducing Adapters , Glassware , Glassware Adapters , Labware , Manufacturer Browser |  | male Joint: ST/NS24/40,female Joint: ST/NS29/42,Cowie | , |  |  | male Joint: ST/NS24/40,female Joint: ST/NS29/42,Cowie
,female Joint: ST/NS 34/45, male Joint: ST/NS 24/40,,,,, | Z215627 |  | Aldrich | PTFE bushing-type reducing adapter |  | ,,,, | Bushing-type , Cowie , Cowie Adapters , Enlarging/Reducing Adapters , Glassware , Glassware Adapters , Labware , Manufacturer Browser |  | male Joint: ST/NS24/40,female Joint: ST/NS34/45,Cowie | , |  |  | male Joint: ST/NS24/40,female Joint: ST/NS34/45,Cowie
,,,,,, | Z215678 |  | Aldrich | PTFE bushing-type reducing adapter |  | ,,,, | Bushing-type , Cowie , Cowie Adapters , Enlarging/Reducing Adapters , Glassware , Glassware Adapters , Labware , Manufacturer Browser |  | Cowie | , |  |  | Cowie
,,,,,, | Z215724 |  | Aldrich | PTFE bushing-type reducing adapter |  | ,,,, | Bushing-type , Cowie , Cowie Adapters , Enlarging/Reducing Adapters , Glassware , Glassware Adapters , Labware , Manufacturer Browser |  | Cowie | , |  |  | Cowie
,for 0.2 mL tubes, 96-wells in center, 10 on sides (4 x 1.5 mL & 6 x 0.5 mL),,,,, | Z740270 |  | Sigma | Aluminum heating/cooling block |  | ,,,, | Diversified Biotech , Diversified Biotech Cooling & Cryogenics Supplies , Diversified Biotech General Lab Products , Labware , Manufacturer Browser |  | pkg of 1 ea,10 on sides (4 x 1.5 mL & 6 x 0.5 mL) | , |  |  | pkg of 1 ea,10 on sides (4 x 1.5 mL & 6 x 0.5 mL)
,for 0.2 mL tubes, double chamber, 2 x 96-wells in center, 20 on sides (8 x 1.5 mL & 12 x 0.5 mL),,,,, | Z740271 |  | Sigma | Aluminum heating/cooling block |  | ,,,, | Diversified Biotech , Diversified Biotech Cooling & Cryogenics Supplies , Diversified Biotech General Lab Products , Labware , Manufacturer Browser |  | pkg of 1 ea,20 on sides (8 x 1.5 mL & 12 x 0.5 mL) | , |  |  | pkg of 1 ea,20 on sides (8 x 1.5 mL & 12 x 0.5 mL)
,for 1.5 mL tubes, 48-well,,,,, | Z740272 |  | Sigma | Aluminum heating/cooling block |  | ,,,, | Diversified Biotech , Diversified Biotech Cooling & Cryogenics Supplies , Diversified Biotech General Lab Products , Labware , Manufacturer Browser |  | pkg of 1 ea,48-well | , |  |  | pkg of 1 ea,48-well
,for 1.5 mL tubes, 80-well,,,,, | Z740273 |  | Sigma | Aluminum heating/cooling block |  | ,,,, | Diversified Biotech , Diversified Biotech Cooling & Cryogenics Supplies , Diversified Biotech General Lab Products , Labware , Manufacturer Browser |  | pkg of 1 ea,80-well | , |  |  | pkg of 1 ea,80-well
,diam. 3/8 in.,,,,, | Z740246 |  | Sigma | Direct Thermal Cryo-Spots |  | ,,,, | Cryo Accessories , Cryoware , Diversified Biotech , Diversified Biotech Cooling & Cryogenics Supplies , Labware , Manufacturer Browser |  | pkg of 1000 ea (per roll),3/8 in. | , |  |  | pkg of 1000 ea (per roll),3/8 in.
,size 1.05 in. × 0.50 in.,,,,, | Z740243 |  | Sigma | Direct Thermal Cryo-Tags ® |  | ,,,For these labels to print correclty they must be purchased from a US supplier., | Cryo Accessories , Cryoware , Diversified Biotech , Diversified Biotech Cooling & Cryogenics Supplies , Labware , Manufacturer Browser |  | pkg of 1000 ea (per roll),1.05 in. × 0.50 in. | , |  |  | pkg of 1000 ea (per roll),For these labels to print correclty they must be purchased from a US supplier.,1.05 in. × 0.50 in.
,size 1.50 in. × 0.50 in.,,,,, | Z740244 |  | Sigma | Direct Thermal Cryo-Tags ® |  | ,,,For these labels to print correclty they must be purchased from a US supplier., | Cryo Accessories , Cryoware , Diversified Biotech , Diversified Biotech Cooling & Cryogenics Supplies , Labware , Manufacturer Browser |  | pkg of 750 ea (per roll),1.50 in. × 0.50 in. | , |  |  | pkg of 750 ea (per roll),For these labels to print correclty they must be purchased from a US supplier.,1.50 in. × 0.50 in.
,size 1.50 in. × 0.75 in.,,,,, | Z740245 |  | Sigma | Direct Thermal Cryo-Tags ® |  | ,,,For these labels to print correclty they must be purchased from a US supplier., | Cryo Accessories , Cryoware , Diversified Biotech , Diversified Biotech Cooling & Cryogenics Supplies , Labware , Manufacturer Browser |  | pkg of 750 ea (per roll),1.50 in. × 0.75 in. | , |  |  | pkg of 750 ea (per roll),For these labels to print correclty they must be purchased from a US supplier.,1.50 in. × 0.75 in.
,size 2.0 in. × 0.25 in.,,,,, | Z740247 |  | Sigma | Direct Thermal Cryo-Tags ® |  | ,,,For these labels to print correclty they must be purchased from a US supplier., | Cryo Accessories , Cryoware , Diversified Biotech , Diversified Biotech Cooling & Cryogenics Supplies , Labware , Manufacturer Browser |  | pkg of 1000 ea (per roll),2.0 in. × 0.25 in. | , |  |  | pkg of 1000 ea (per roll),For these labels to print correclty they must be purchased from a US supplier.,2.0 in. × 0.25 in.
,size 1.50 in. × 0.50 in. × 3/8 in., spot combo,,,,, | Z740248 |  | Sigma | Direct Thermal Cryo-Tags ® |  | ,,,For these labels to print correclty they must be purchased from a US supplier., | Cryo Accessories , Cryoware , Diversified Biotech , Diversified Biotech Cooling & Cryogenics Supplies , Labware , Manufacturer Browser |  | pkg of 500 ea (per roll),1.50 in. × 0.50 in. × 3/8 in., spot combo | , |  |  | pkg of 500 ea (per roll),For these labels to print correclty they must be purchased from a US supplier.,1.50 in. × 0.50 in. × 3/8 in., spot combo
,small ice bucket, volume 2.5 L, blue,,,,, | Z740274 |  | Sigma | GLACIERbrand ™ , triple density |  | ,,,, | Cryo Containers , Cryoware , Diversified Biotech , Diversified Biotech Cooling & Cryogenics Supplies , Labware , Manufacturer Browser |  | pkg of 1 ea,2.5 L,blue | , |  |  | pkg of 1 ea,2.5 L,blue
,small ice bucket, volume 2.5 L, green,,,,, | Z740275 |  | Sigma | GLACIERbrand ™ , triple density |  | ,,,, | Cryo Containers , Cryoware , Diversified Biotech , Diversified Biotech Cooling & Cryogenics Supplies , Labware , Manufacturer Browser |  | pkg of 1 ea,2.5 L,green | , |  |  | pkg of 1 ea,2.5 L,green
,large ice bucket, volume 5 L, blue,,,,, | Z740277 |  | Sigma | GLACIERbrand ™ , triple density |  | ,,,, | Cryo Containers , Cryoware , Diversified Biotech , Diversified Biotech Cooling & Cryogenics Supplies , Labware , Manufacturer Browser |  | pkg of 1 ea,5 L,blue | , |  |  | pkg of 1 ea,5 L,blue
,large ice bucket, volume 5 L, green,,,,, | Z740278 |  | Sigma | GLACIERbrand ™ , triple density |  | ,,,, | Cryo Containers , Cryoware , Diversified Biotech , Diversified Biotech Cooling & Cryogenics Supplies , Labware , Manufacturer Browser |  | pkg of 1 ea,5 L,green | , |  |  | pkg of 1 ea,5 L,green
,small ice pan, volume 1 L, blue,,,,, | Z740279 |  | Sigma | GLACIERbrand ™ , triple density |  | ,,,, | Cryo Containers , Cryoware , Diversified Biotech , Diversified Biotech Cooling & Cryogenics Supplies , Labware , Manufacturer Browser |  | pkg of 1 ea,1 L,blue | , |  |  | pkg of 1 ea,1 L,blue
,small ice pan, volume 1 L, green,,,,, | Z740280 |  | Sigma | GLACIERbrand ™ , triple density |  | ,,,, | Cryo Containers , Cryoware , Diversified Biotech , Diversified Biotech Cooling & Cryogenics Supplies , Labware , Manufacturer Browser |  | pkg of 1 ea,1 L,green | , |  |  | pkg of 1 ea,1 L,green
,medium ice pan, volume 4 L, blue,,,,, | Z740282 |  | Sigma | GLACIERbrand ™ , triple density |  | ,,,, | Cryo Containers , Cryoware , Diversified Biotech , Diversified Biotech Cooling & Cryogenics Supplies , Labware , Manufacturer Browser |  | pkg of 1 ea,4 L,blue | , |  |  | pkg of 1 ea,4 L,blue
,medium ice pan, volume 4 L, green,,,,, | Z740283 |  | Sigma | GLACIERbrand ™ , triple density |  | ,,,, | Cryo Containers , Cryoware , Diversified Biotech , Diversified Biotech Cooling & Cryogenics Supplies , Labware , Manufacturer Browser |  | pkg of 1 ea,4 L,green | , |  |  | pkg of 1 ea,4 L,green
,medium ice pan, volume 4 L, pink,,,,, | Z740285 |  | Sigma | GLACIERbrand ™ , triple density |  | ,,,, | Cryo Containers , Cryoware , Diversified Biotech , Diversified Biotech Cooling & Cryogenics Supplies , Labware , Manufacturer Browser |  | pkg of 1 ea,4 L,pink | , |  |  | pkg of 1 ea,4 L,pink
,large ice pan, volume 9 L, blue,,,,, | Z740286 |  | Sigma | GLACIERbrand ™ , triple density |  | ,,,, | Cryo Containers , Cryoware , Diversified Biotech , Diversified Biotech Cooling & Cryogenics Supplies , Labware , Manufacturer Browser |  | pkg of 1 ea,9 L,blue | , |  |  | pkg of 1 ea,9 L,blue
,large ice pan, volume 9 L, green,,,,, | Z740287 |  | Sigma | GLACIERbrand ™ , triple density |  | ,,,, | Cryo Containers , Cryoware , Diversified Biotech , Diversified Biotech Cooling & Cryogenics Supplies , Labware , Manufacturer Browser |  | pkg of 1 ea,9 L,green | , |  |  | pkg of 1 ea,9 L,green
,large ice pan, volume 9 L, pink,,,,, | Z740288 |  | Sigma | GLACIERbrand ™ , triple density |  | ,,,, | Cryo Containers , Cryoware , Diversified Biotech , Diversified Biotech Cooling & Cryogenics Supplies , Labware , Manufacturer Browser |  | pkg of 1 ea,9 L,pink | , |  |  | pkg of 1 ea,9 L,pink
,pack of 45 ea,,,,, | Z763195 |  | Sigma | NEW ice, ice packs |  | ,,,, | Cold Plates and Electronic Chillers , Cryoware , Diversified Biotech , Diversified Biotech Cooling & Cryogenics Supplies , Labware , Manufacturer Browser |  | pack of 45 ea,polyethylene | , |  |  | pack of 45 ea,polyethylene
,sheet size 8 1/2 in. × 11 in., pkg of 20 sheets,,,,, | Z377619 |  | Sigma | Flow-Mesh ™ gel and membrane support |  | ,,,, | Diversified Biotech , Diversified Biotech Electrophoresis Supplies , Electrophoresis Supplies , Gel Handling , Labware , Manufacturer Browser |  | pkg of 20 sheets,8 1/2 in. × 11 in. | , |  |  | pkg of 20 sheets,8 1/2 in. × 11 in.
,size 14 cm × 14 cm,,,,, | Z377570 |  | Sigma | Gel drying frames |  | ,,,, | Diversified Biotech , Diversified Biotech Electrophoresis Supplies , Electrophoresis Supplies , Gel Drying , Labware , Manufacturer Browser |  | pk of 50 sheets,Diversified Biotech,14 cm × 14 cm | , |  |  | pk of 50 sheets,Diversified Biotech,14 cm × 14 cm
,size 24 cm × 24 cm,,,,, | Z377589 |  | Sigma | Gel drying frames |  | ,,,, | Diversified Biotech , Diversified Biotech Electrophoresis Supplies , Electrophoresis Supplies , Gel Drying , Labware , Manufacturer Browser |  | pk of 50 sheets,Diversified Biotech,24 cm × 24 cm | , |  |  | pk of 50 sheets,Diversified Biotech,24 cm × 24 cm
,Extra cellophane sheets, size 14 cm × 14 cm,,,,, | Z377597 |  | Sigma | Gel drying frames |  | ,,,, | Diversified Biotech , Diversified Biotech Electrophoresis Supplies , Electrophoresis Supplies , Gel Drying , Labware , Manufacturer Browser |  | pk of 50 sheets,Diversified Biotech,14 cm × 14 cm | , |  |  | pk of 50 sheets,Diversified Biotech,14 cm × 14 cm
,Extra cellophane sheets, size 24 cm × 24 cm,,,,, | Z377600 |  | Sigma | Gel drying frames |  | ,,,, | Diversified Biotech , Diversified Biotech Electrophoresis Supplies , Electrophoresis Supplies , Gel Drying , Labware , Manufacturer Browser |  | pk of 50 sheets,Diversified Biotech,24 cm × 24 cm | , |  |  | pk of 50 sheets,Diversified Biotech,24 cm × 24 cm
,sheet W × L × thickness 8 1/2 in. × 11 in. × 5 mil (0.125 mm),,,,, | Z376957 |  | Sigma | Gel Handler ™ gel support |  | ,,,, | Diversified Biotech , Diversified Biotech Electrophoresis Supplies , Electrophoresis Supplies , Gel Handling , Labware , Manufacturer Browser |  | pkg of 10 sheets,8 1/2 in. × 11 in. × 5 mil (0.125 mm) | , |  |  | pkg of 10 sheets,8 1/2 in. × 11 in. × 5 mil (0.125 mm)
,100% biodegradable,,,,, | Z688487 |  | Sigma | Bio-Pure ™ alcohol wipes |  | ,,,, | Diversified Biotech , Diversified Biotech General Lab Products , Lab-Sorb products , Labware , Manufacturer Browser , Safety Equipment , Spill Control |  | 40 ea of,Diversified Biotech, BPWP-1000 | , |  |  | 40 ea of,Diversified Biotech, BPWP-1000
,pack of 40 ea,,,,, | Z763209 |  | Sigma | Bio-Pure ™ surfactant wipes |  | ,,,, | Diversified Biotech , Diversified Biotech General Lab Products , Lab-Sorb products , Labware , Manufacturer Browser , Safety Equipment , Spill Control |  | pack of 40 ea | , |  |  | pack of 40 ea
,25 small (500 mL),,,,, | Z688452 |  | Sigma | Lab-Sorb ™ disposal bags |  | ,,,, | Diversified Biotech , Diversified Biotech General Lab Products , Lab-Sorb products , Labware , Manufacturer Browser , Safety Equipment , Spill Control |  | Diversified Biotech, SORB-3000 | , |  |  | Diversified Biotech, SORB-3000
,25 large (2 L),,,,, | Z688479 |  | Sigma | Lab-Sorb ™ disposal bags |  | ,,,, | Diversified Biotech , Diversified Biotech General Lab Products , Lab-Sorb products , Labware , Manufacturer Browser , Safety Equipment , Spill Control |  | Diversified Biotech, SORB-3200 | , |  |  | Diversified Biotech, SORB-3200
,absorbs aqueous or mixed aqueous and organic solvent waste,,,,, | Z688436 |  | Sigma | Lab-Sorb ™ granules |  | ,,,, | Diversified Biotech , Diversified Biotech General Lab Products , Lab-Sorb products , Labware , Manufacturer Browser , Safety Equipment , Spill Control |  | Diversified Biotech, SORB-1000 | , |  |  | Diversified Biotech, SORB-1000
,with bags - 15 small, 10 medium, 5 large,,,,, | Z688444 |  | Sigma | Lab-Sorb ™ variety starter kit |  | ,,,, | Diversified Biotech , Diversified Biotech General Lab Products , Lab-Sorb products , Labware , Manufacturer Browser , Safety Equipment , Spill Control |  | Diversified Biotech, SORB-2300 | , |  |  | Diversified Biotech, SORB-2300
,use with dry or suspended specimens,,,,, | Z688533 |  | Sigma | Microscope slide-grids, disposable |  | ,,,, | Diversified Biotech , Diversified Biotech General Lab Products , Labware , Manufacturer Browser , Microscope Slides , Microscopy & Staining |  | Diversified Biotech, GRID-1000 | , |  |  | Diversified Biotech, GRID-1000
,pkg of 1 ea,,,,, | Z740252 |  | Sigma | TubePopper ® for one-handed opening of microtubes |  | ,,,, | Diversified Biotech , Diversified Biotech General Lab Products , Labware , Manufacturer Browser , Tube caps , Tubes |  | pkg of 1 ea | , |  |  | pkg of 1 ea
,4" soft rubber roller,,,,, | Z380067 |  | Sigma | Brayer for Breathe-Easy ® sealing membrane |  | ,,,, | Diversified Biotech , Diversified Biotech Multiwell Plate Seals , Labware , Manufacturer Browser , Multiwell Plates , Sealing Films |  | Diversified Biotech | , |  |  | Diversified Biotech
,pack of 100 ea,,,,, | Z763624 |  | Sigma | Breathe Easier sealing membrane for multiwell plates |  | ,,,, | Core Bioreagents , Diversified Biotech , Diversified Biotech Multiwell Plate Seals , Labware , Life Science Reagents for PCR , Manufacturer Browser , Multiwell Plates , Research Essentials , Sealing Films |  | Diversified Biotech, BERM-2000,white,non-treated surface treatment,pack of 100 ea,sterile,96 wells | , |  |  | Diversified Biotech, BERM-2000,white,non-treated surface treatment,pack of 100 ea,sterile,96 wells
,medical grade polyurethane membrane with FDA-approved acrylic adhesive pre-cut to fit standard multiwell plates.,,,,, | Z380059 |  | Sigma | Breathe-Easy ® sealing membrane |  | ,,,, | Core Bioreagents , Diversified Biotech , Diversified Biotech Multiwell Plate Seals , Labware , Life Science Reagents for PCR , Manufacturer Browser , Multiwell Plates , Research Essentials , Sealing Films |  | pkg of 100,Diversified Biotech,transparent membrane rectangular (polyurethane) | , |  |  | pkg of 100,Diversified Biotech,transparent membrane rectangular (polyurethane)
,48 well,,,,, | Z708224 |  | Sigma | Well Pads |  | ,,,, | Diversified Biotech , Diversified Biotech Multiwell Plates , Labware , Manufacturer Browser , Multiwell Plates , Washers, Orienters, etc. |  | none,Diversified Biotech,Non-treated surface treatment,non-sterile,48 wells | , |  |  | none,Diversified Biotech,Non-treated surface treatment,non-sterile,48 wells
,aligns pipetter with the multiwell plates, pkg of 1 ea,,,,, | Z708194 |  | Sigma | Pipettor guide |  | ,,,, | Diversified Biotech , Diversified Biotech Pipettors & Tips , Labware , Manufacturer Browser , Multiwell Plates , Washers, Orienters, etc. |  | pkg of 1 ea,Diversified Biotech | , |  |  | pkg of 1 ea,Diversified Biotech
,sterile,,,,, | Z740251 |  | Sigma | AluminaSeal ™ for cold and PCR storage |  | ,,,, | Diversified Biotech , Diversified Biotech Sealing Films, Foils & Tapes , Labware , Manufacturer Browser , Molecular Biology Supplies , PCR (Polymerase Chain Reaction) Supplies , PCR Films, Foils and Sealing Mats |  | pkg of 100 ea (sheets),sterile | , |  |  | pkg of 100 ea (sheets),sterile
,roll size 1 in. × 150 ft,,,,, | Z379026 |  | Sigma | DuraSeal ™ laboratory stretch film |  | ,,,, | Diversified Biotech , Diversified Biotech Sealing Films, Foils & Tapes , Films and Foils , Labware , Manufacturer Browser |  | Diversified Biotech,1 in. × 150 ft | , |  |  | Diversified Biotech,1 in. × 150 ft
,roll size 2 in. × 500 ft,,,,, | D3047 |  | Sigma | DuraSeal ™ laboratory stretch film |  | ,,,, | Diversified Biotech , Diversified Biotech Sealing Films, Foils & Tapes , Films and Foils , Labware , Manufacturer Browser |  | Diversified Biotech,2 in. × 500 ft | , |  |  | Diversified Biotech,2 in. × 500 ft
,roll size 4 in. × 250 ft,,,,, | D3172 |  | Sigma | DuraSeal ™ laboratory stretch film |  | ,,,, | Diversified Biotech , Diversified Biotech Sealing Films, Foils & Tapes , Films and Foils , Labware , Manufacturer Browser |  | Diversified Biotech,4 in. × 250 ft | , |  |  | Diversified Biotech,4 in. × 250 ft
,roll size 4 in. × 500 ft,,,,, | D3297 |  | Sigma | DuraSeal ™ laboratory stretch film |  | ,,,, | Diversified Biotech , Diversified Biotech Sealing Films, Foils & Tapes , Films and Foils , Labware , Manufacturer Browser |  | Diversified Biotech,4 in. × 500 ft | , |  |  | Diversified Biotech,4 in. × 500 ft
,roll size 5 in. × 150 ft,,,,, | Z379018 |  | Sigma | DuraSeal ™ laboratory stretch film |  | ,,,, | Diversified Biotech , Diversified Biotech Sealing Films, Foils & Tapes , Films and Foils , Labware , Manufacturer Browser |  | Diversified Biotech,5 in. × 150 ft | , |  |  | Diversified Biotech,5 in. × 150 ft
,sterile,,,,, | Z740250 |  | Sigma | HotSeal ™ sealing film for PCR applications |  | ,,,, | Diversified Biotech , Diversified Biotech Sealing Films, Foils & Tapes , Labware , Manufacturer Browser , Molecular Biology Supplies , PCR (Polymerase Chain Reaction) Supplies , PCR Films, Foils and Sealing Mats |  | pkg of 100 ea (sheets),sterile | , |  |  | pkg of 100 ea (sheets),sterile
,roll W × L 12.5 mm × 32.9 m,,,,, | Z376922 |  | Sigma | Petri-Seal ™ adhesive sealing film |  | ,,,, | Diversified Biotech , Diversified Biotech Sealing Films, Foils & Tapes , Labware , Manufacturer Browser , Multiwell Plates , Sealing Films |  | Diversified Biotech,12.5 mm × 32.9 m | , |  |  | Diversified Biotech,12.5 mm × 32.9 m
,capacity 150 mL, low form,,,,, | Z231835 |  | Aldrich | Duran ® beakers |  | ,,,, | Beakers , Duran , Duran Beakers , Duran Glass Beakers , Labware , Manufacturer Browser , Schott , Schott Beakers |  | Schott,DURAN,150 mL,borosilicate glass 3.3,graduated,80 mm × 60 mm | , |  |  | Schott,DURAN,150 mL,borosilicate glass 3.3,graduated,80 mm × 60 mm
,capacity 250 mL, low form,,,,, | Z231843 |  | Aldrich | Duran ® beakers |  | ,,,, | Beakers , Duran , Duran Beakers , Duran Glass Beakers , Labware , Manufacturer Browser , Schott , Schott Beakers |  | Schott,DURAN,250 mL,borosilicate glass 3.3,graduated,95 mm × 69 mm,not available in USA and Canada | , |  |  | Schott,DURAN,250 mL,borosilicate glass 3.3,graduated,95 mm × 69 mm,not available in USA and Canada
,capacity 400 mL, low form,,,,, | Z231851 |  | Aldrich | Duran ® beakers |  | ,,,, | Beakers , Duran , Duran Beakers , Duran Glass Beakers , Labware , Manufacturer Browser , Schott , Schott Beakers |  | Schott,DURAN,400 mL,borosilicate glass 3.3,graduated,110 mm × 80 mm,not available in USA and Canada | , |  |  | Schott,DURAN,400 mL,borosilicate glass 3.3,graduated,110 mm × 80 mm,not available in USA and Canada
,capacity 600 mL, low form,,,,, | Z231878 |  | Aldrich | Duran ® beakers |  | ,,,, | Beakers , Duran , Duran Beakers , Duran Glass Beakers , Labware , Manufacturer Browser , Schott , Schott Beakers |  | Schott,DURAN,600 mL,borosilicate glass 3.3,graduated,125 mm × 90 mm,not available in USA and Canada | , |  |  | Schott,DURAN,600 mL,borosilicate glass 3.3,graduated,125 mm × 90 mm,not available in USA and Canada
,capacity 800 mL, low form,,,,, | Z231886 |  | Aldrich | Duran ® beakers |  | ,,,, | Beakers , Duran , Duran Beakers , Duran Glass Beakers , Labware , Manufacturer Browser , Schott , Schott Beakers |  | Schott,DURAN,800 mL,borosilicate glass 3.3,graduated,135 mm × 100 mm,not available in USA and Canada | , |  |  | Schott,DURAN,800 mL,borosilicate glass 3.3,graduated,135 mm × 100 mm,not available in USA and Canada
,capacity 1,000 mL, low form,,,,, | Z231894 |  | Aldrich | Duran ® beakers |  | ,,,, | Beakers , Duran , Duran Beakers , Duran Glass Beakers , Labware , Manufacturer Browser , Schott , Schott Beakers |  | Schott,DURAN,1,000 mL,borosilicate glass 3.3,graduated,145 mm × 106 mm,not available in USA and Canada | , |  |  | Schott,DURAN,1,000 mL,borosilicate glass 3.3,graduated,145 mm × 106 mm,not available in USA and Canada
,capacity 2,000 mL, low form,,,,, | Z231908 |  | Aldrich | Duran ® beakers |  | ,,,, | Beakers , Duran , Duran Beakers , Duran Glass Beakers , Labware , Manufacturer Browser , Schott , Schott Beakers |  | Schott,DURAN,2,000 mL,borosilicate glass 3.3,graduated,185 mm × 132 mm,not available in USA and Canada | , |  |  | Schott,DURAN,2,000 mL,borosilicate glass 3.3,graduated,185 mm × 132 mm,not available in USA and Canada
,capacity 3,000 mL, low form,,,,, | Z231916 |  | Aldrich | Duran ® beakers |  | ,,,, | Beakers , Duran , Duran Beakers , Duran Glass Beakers , Labware , Manufacturer Browser , Schott , Schott Beakers |  | Schott,DURAN,3,000 mL,borosilicate glass 3.3,graduated,210 mm × 152 mm,not available in USA and Canada | , |  |  | Schott,DURAN,3,000 mL,borosilicate glass 3.3,graduated,210 mm × 152 mm,not available in USA and Canada
,capacity 5,000 mL, low form,,,,, | Z231924 |  | Aldrich | Duran ® beakers |  | ,,,, | Beakers , Duran , Duran Beakers , Duran Glass Beakers , Labware , Manufacturer Browser , Schott , Schott Beakers |  | Schott,DURAN,5,000 mL,borosilicate glass 3.3,graduated,pkg of 1 ea,270 mm × 170 mm,not available in USA and Canada | , |  |  | Schott,DURAN,5,000 mL,borosilicate glass 3.3,graduated,pkg of 1 ea,270 mm × 170 mm,not available in USA and Canada
,capacity 10,000 mL, low form,,,,, | Z231932 |  | Aldrich | Duran ® beakers |  | ,,,, | Beakers , Duran , Duran Beakers , Duran Glass Beakers , Labware , Manufacturer Browser , Schott , Schott Beakers |  | Schott,DURAN,10,000 mL,borosilicate glass 3.3,graduated: No,350 mm × 217 mm,not available in USA and Canada | , |  |  | Schott,DURAN,10,000 mL,borosilicate glass 3.3,graduated: No,350 mm × 217 mm,not available in USA and Canada
,capacity 50 mL, Tall form,,,,, | Z231940 |  | Aldrich | Duran ® beakers |  | ,,,, | Beakers , Duran , Duran Beakers , Duran Glass Beakers , Labware , Manufacturer Browser , Schott , Schott Beakers |  | Schott,DURAN,50 mL,borosilicate glass 3.3,graduated,70 mm × 38 mm,not available in USA and Canada | , |  |  | Schott,DURAN,50 mL,borosilicate glass 3.3,graduated,70 mm × 38 mm,not available in USA and Canada
,capacity 100 mL, Tall form,,,,, | Z231959 |  | Aldrich | Duran ® beakers |  | ,,,, | Beakers , Duran , Duran Beakers , Duran Glass Beakers , Labware , Manufacturer Browser , Schott , Schott Beakers |  | Schott,DURAN,100 mL,borosilicate glass 3.3,graduated,80 mm × 48 mm,not available in USA and Canada | , |  |  | Schott,DURAN,100 mL,borosilicate glass 3.3,graduated,80 mm × 48 mm,not available in USA and Canada
,capacity 150 mL, Tall form,,,,, | Z231967 |  | Aldrich | Duran ® beakers |  | ,,,, | Beakers , Duran , Duran Beakers , Duran Glass Beakers , Labware , Manufacturer Browser , Schott , Schott Beakers |  | Schott,DURAN,150 mL,borosilicate glass 3.3,graduated,95 mm × 54 mm,not available in USA and Canada | , |  |  | Schott,DURAN,150 mL,borosilicate glass 3.3,graduated,95 mm × 54 mm,not available in USA and Canada
,capacity 250 mL, Tall form,,,,, | Z231975 |  | Aldrich | Duran ® beakers |  | ,,,, | Beakers , Duran , Duran Beakers , Duran Glass Beakers , Labware , Manufacturer Browser , Schott , Schott Beakers |  | Schott,DURAN,250 mL,borosilicate glass 3.3,graduated,120 mm × 60 mm,not available in USA and Canada | , |  |  | Schott,DURAN,250 mL,borosilicate glass 3.3,graduated,120 mm × 60 mm,not available in USA and Canada
,capacity 400 mL, Tall form,,,,, | Z231983 |  | Aldrich | Duran ® beakers |  | ,,,, | Beakers , Duran , Duran Beakers , Duran Glass Beakers , Labware , Manufacturer Browser , Schott , Schott Beakers |  | Schott,DURAN,400 mL,borosilicate glass 3.3,graduated,130 mm × 70 mm,not available in USA and Canada | , |  |  | Schott,DURAN,400 mL,borosilicate glass 3.3,graduated,130 mm × 70 mm,not available in USA and Canada
,capacity 600 mL, Tall form,,,,, | Z231991 |  | Aldrich | Duran ® beakers |  | ,,,, | Beakers , Duran , Duran Beakers , Duran Glass Beakers , Labware , Manufacturer Browser , Schott , Schott Beakers |  | Schott,DURAN,600 mL,borosilicate glass 3.3,graduated,150 mm × 80 mm,not available in USA and Canada | , |  |  | Schott,DURAN,600 mL,borosilicate glass 3.3,graduated,150 mm × 80 mm,not available in USA and Canada
,capacity 800 mL, Tall form,,,,, | Z232009 |  | Aldrich | Duran ® beakers |  | ,,,, | Beakers , Duran , Duran Beakers , Duran Glass Beakers , Labware , Manufacturer Browser , Schott , Schott Beakers |  | Schott,DURAN,800 mL,borosilicate glass 3.3,graduated,175 mm × 90 mm,not available in USA and Canada | , |  |  | Schott,DURAN,800 mL,borosilicate glass 3.3,graduated,175 mm × 90 mm,not available in USA and Canada
,capacity 1,000 mL, Tall form,,,,, | Z232017 |  | Aldrich | Duran ® beakers |  | ,,,, | Beakers , Duran , Duran Beakers , Duran Glass Beakers , Labware , Manufacturer Browser , Schott , Schott Beakers |  | Schott,DURAN,1,000 mL,borosilicate glass 3.3,graduated,180 mm × 95 mm,not available in USA and Canada | , |  |  | Schott,DURAN,1,000 mL,borosilicate glass 3.3,graduated,180 mm × 95 mm,not available in USA and Canada
,capacity 2,000 mL, Tall form,,,,, | Z232025 |  | Aldrich | Duran ® beakers |  | ,,,, | Beakers , Duran , Duran Beakers , Duran Glass Beakers , Labware , Manufacturer Browser , Schott , Schott Beakers |  | Schott,DURAN,2,000 mL,borosilicate glass 3.3,graduated,240 mm × 120 mm,not available in USA and Canada | , |  |  | Schott,DURAN,2,000 mL,borosilicate glass 3.3,graduated,240 mm × 120 mm,not available in USA and Canada
,capacity 3,000 mL, Tall form,,,,, | Z232033 |  | Aldrich | Duran ® beakers |  | ,,,, | Beakers , Duran , Duran Beakers , Duran Glass Beakers , Labware , Manufacturer Browser , Schott , Schott Beakers |  | Schott,DURAN,3,000 mL,borosilicate glass 3.3,graduated,280 mm × 135 mm,not available in USA and Canada | , |  |  | Schott,DURAN,3,000 mL,borosilicate glass 3.3,graduated,280 mm × 135 mm,not available in USA and Canada
,capacity 150 mL,,,,, | Z680885 |  | Aldrich | Duran ® super duty beaker |  | ,,,, | Beakers , Duran , Duran Beakers , Duran Glass Beakers , Labware , Manufacturer Browser |  | Schott,DURAN,150 mL | , |  |  | Schott,DURAN,150 mL
,capacity 250 mL,,,,, | Z680893 |  | Aldrich | Duran ® super duty beaker |  | ,,,, | Beakers , Duran , Duran Beakers , Duran Glass Beakers , Labware , Manufacturer Browser |  | Schott,DURAN,250 mL | , |  |  | Schott,DURAN,250 mL
,capacity 400 mL,,,,, | Z680907 |  | Aldrich | Duran ® super duty beaker |  | ,,,, | Beakers , Duran , Duran Beakers , Duran Glass Beakers , Labware , Manufacturer Browser |  | Schott,DURAN,400 mL | , |  |  | Schott,DURAN,400 mL
,capacity 600 mL,,,,, | Z680915 |  | Aldrich | Duran ® super duty beaker |  | ,,,, | Beakers , Duran , Duran Beakers , Duran Glass Beakers , Labware , Manufacturer Browser |  | Schott,DURAN,600 mL | , |  |  | Schott,DURAN,600 mL
,capacity 1000 mL,,,,, | Z680923 |  | Aldrich | Duran ® super duty beaker |  | ,,,, | Beakers , Duran , Duran Beakers , Duran Glass Beakers , Labware , Manufacturer Browser |  | Schott,DURAN,1000 mL | , |  |  | Schott,DURAN,1000 mL
,capacity 2000 mL,,,,, | Z680931 |  | Aldrich | Duran ® super duty beaker |  | ,,,, | Beakers , Duran , Duran Beakers , Duran Glass Beakers , Labware , Manufacturer Browser |  | Schott,DURAN,2000 mL | , |  |  | Schott,DURAN,2000 mL
,capacity 5000 mL,,,,, | Z680958 |  | Aldrich | Duran ® super duty beaker |  | ,,,, | Beakers , Duran , Duran Beakers , Duran Glass Beakers , Labware , Manufacturer Browser |  | Schott,DURAN,5000 mL | , |  |  | Schott,DURAN,5000 mL
,white,,,,, | Z681156 |  | Aldrich | Colored Microscope slides |  | ,,,, | Duran , Duran Microscope Slides , Labware , Manufacturer Browser , Microscope Slides , Microscopy & Staining |  | white,DURAN,26 mm × 76 mm × 1.0 mm | , |  |  | white,DURAN,26 mm × 76 mm × 1.0 mm
,blue,,,,, | Z681164 |  | Aldrich | Colored Microscope slides |  | ,,,, | Duran , Duran Microscope Slides , Labware , Manufacturer Browser , Microscope Slides , Microscopy & Staining |  | blue,DURAN,26 mm × 76 mm × 1.0 mm | , |  |  | blue,DURAN,26 mm × 76 mm × 1.0 mm
,yellow,,,,, | Z681172 |  | Aldrich | Colored Microscope slides |  | ,,,, | Duran , Duran Microscope Slides , Labware , Manufacturer Browser , Microscope Slides , Microscopy & Staining |  | yellow,DURAN,26 mm × 76 mm × 1.0 mm | , |  |  | yellow,DURAN,26 mm × 76 mm × 1.0 mm
,white, with rounded edges, print,,,,, | Z681180 |  | Aldrich | Colored Microscope slides |  | ,,,, | Duran , Duran Microscope Slides , Labware , Manufacturer Browser , Microscope Slides , Microscopy & Staining |  | white,DURAN,26 mm × 76 mm × 1.0 mm | , |  |  | white,DURAN,26 mm × 76 mm × 1.0 mm
,L × W 75 mm × 25 mm,,,,, | CLS294875X25 |  | Aldrich | Corning ® microscope slides, frosted one side, one end |  | ,,,, | Cell Culture Supplies , Corning , Corning Microscope Slides , Corning Slides , Duran , Duran Microscope Slides , Labware , Manufacturer Browser , Microscope Slides , Microscopy & Staining , Microscopy Supplies for Scale-Up Cell Culture , Scale-Up Cell Culture using Corning Roller Bottles |  | Corning, 2948-75X25,soda-lime glass,0.90-1.10 mm,case of 10 × pack 5,75 mm × 25 mm,non-sterile | , |  |  | Corning, 2948-75X25,soda-lime glass,0.90-1.10 mm,case of 10 × pack 5,75 mm × 25 mm,non-sterile
,L × W 75 mm × 50 mm,,,,, | CLS294775X50 |  | Aldrich | Corning ® microscope slides, plain |  | ,,,, | Cell Culture Supplies , Corning , Corning Microscope Slides , Corning Slides , Duran , Duran Microscope Slides , Labware , Manufacturer Browser , Microscope Slides , Microscopy & Staining , Microscopy Supplies for Scale-Up Cell Culture , Scale-Up Cell Culture using Corning Roller Bottles |  | Corning, 2947-75X50,soda-lime glass,0.90-1.10 mm,case of 5 (pack 5),75 mm × 50 mm,non-sterile | , |  |  | Corning, 2947-75X50,soda-lime glass,0.90-1.10 mm,case of 5 (pack 5),75 mm × 50 mm,non-sterile
,L × W 75 mm × 25 mm,,,,, | CLS294775X25 |  | Aldrich | Corning ® microscope slides, plain |  | ,,,, | Cell Culture Supplies , Corning , Corning Microscope Slides , Corning Slides , Duran , Duran Microscope Slides , Labware , Manufacturer Browser , Microscope Slides , Microscopy & Staining , Microscopy Supplies for Scale-Up Cell Culture , Scale-Up Cell Culture using Corning Roller Bottles |  | Corning, 2947-75X25,soda-lime glass,0.90-1.10 mm,case of 10 (pack 5),75 mm × 25 mm,non-sterile | , |  |  | Corning, 2947-75X25,soda-lime glass,0.90-1.10 mm,case of 10 (pack 5),75 mm × 25 mm,non-sterile
,L × W 75 mm × 38 mm,,,,, | CLS294775X38 |  | Aldrich | Corning ® microscope slides, plain |  | ,,,, | Cell Culture Supplies , Corning , Corning Microscope Slides , Corning Slides , Duran , Duran Microscope Slides , Labware , Manufacturer Browser , Microscope Slides , Microscopy & Staining , Microscopy Supplies for Scale-Up Cell Culture , Scale-Up Cell Culture using Corning Roller Bottles |  | Corning, 2947-75X38,soda-lime glass,0.90-1.10 mm,case of 5 (pack 5),75 mm × 38 mm,non-sterile | , |  |  | Corning, 2947-75X38,soda-lime glass,0.90-1.10 mm,case of 5 (pack 5),75 mm × 38 mm,non-sterile
,frosted one end, size 25 mm × 75 mm,,,,, | S8400 |  | Sigma | Slides, microscope |  | ,,,, | Antibody Cover Glasses and Slides , Antibody/Immunology Supplies , Cell Culture Supplies , Core Bioreagents , Duran , Duran Microscope Slides , Hematology and Histology Lab Accessories , Lab Accessories , Labware , Life Science Reagents for Immunohistochemistry (IHC) , Light Microscopy , Manufacturer Browser , Microscope Slides , Microscopy & Staining , Microscopy Supplies for Scale-Up Cell Culture , Research Essentials , Scale-Up Cell Culture using Corning Roller Bottles , 细胞生物学 , 血液学和组织学 |  | box of 72 slides,case of 20,25 mm × 75 mm | , |  |  | box of 72 slides,case of 20,25 mm × 75 mm
,opaque (white), size 25 mm × 75 mm,,,,, | S9027 |  | Sigma | Slides, microscope |  | ,,,, | Antibody Cover Glasses and Slides , Antibody/Immunology Supplies , Cell Culture Supplies , Core Bioreagents , Duran , Duran Microscope Slides , Lab Accessories , Labware , Life Science Reagents for Immunohistochemistry (IHC) , Light Microscopy , Manufacturer Browser , Microscope Slides , Microscopy & Staining , Microscopy Supplies for Scale-Up Cell Culture , Research Essentials , Scale-Up Cell Culture using Corning Roller Bottles |  | box of 72 slides,case of 20,25 mm × 75 mm | , |  |  | box of 72 slides,case of 20,25 mm × 75 mm
,plain, size 25 mm × 75 mm,,,,, | S8902 |  | Sigma | Slides, microscope |  | ,,,, | Antibody Cover Glasses and Slides , Antibody/Immunology Supplies , Cell Culture Supplies , Core Bioreagents , Duran , Duran Microscope Slides , Lab Accessories , Labware , Life Science Reagents for Immunohistochemistry (IHC) , Light Microscopy , Manufacturer Browser , Microscope Slides , Microscopy & Staining , Microscopy Supplies for Scale-Up Cell Culture , Research Essentials , Scale-Up Cell Culture using Corning Roller Bottles |  | box of 72 slides,case of 20,25 mm × 75 mm | , |  |  | box of 72 slides,case of 20,25 mm × 75 mm
,IsoRack + IsoPack -21°C for 1.5mL/1.7mL/2.0mL tubes,,,,, | Z657492 |  | Sigma | Eppendorf ® IsoTherm-System ® |  | ,,,, | Cryoware , Eppendorf , Eppendorf Coolers , Eppendorf Cooling & Cryogenics , Ice and Insulated Containers , Labware , Manufacturer Browser |  | Eppendorf ® , 3880 001.174,Eppendorf ® , 3880 001.174 (European),Contents: 1 rack and 1 cold pack | , |  |  | Eppendorf ® , 3880 001.174,Eppendorf ® , 3880 001.174 (European),Contents: 1 rack and 1 cold pack
,IsoRack for 0.5mL Safe-Lock microcentrifuge tubes,,,,, | Z657530 |  | Sigma | Eppendorf ® IsoTherm-System ® |  | ,,,, | Cryoware , Eppendorf , Eppendorf Coolers , Eppendorf Cooling & Cryogenics , Ice and Insulated Containers , Labware , Manufacturer Browser |  | Eppendorf ® , 3880 000.038,Eppendorf ® , 3880 000.038 (European),Contents: 4 racks plus 4 covers | , |  |  | Eppendorf ® , 3880 000.038,Eppendorf ® , 3880 000.038 (European),Contents: 4 racks plus 4 covers
,IsoRack + IsoPack 0°C,,,,, | Z657514 |  | Sigma | Eppendorf ® IsoTherm-System ® |  | ,,,, | Cryoware , Eppendorf , Eppendorf Coolers , Eppendorf Cooling & Cryogenics , Ice and Insulated Containers , Labware , Manufacturer Browser |  | Eppendorf ® , 3880 000.160,Eppendorf ® , 3880 000.160 (European),Contents: 1 rack and 1x0.5mL cold pack | , |  |  | Eppendorf ® , 3880 000.160,Eppendorf ® , 3880 000.160 (European),Contents: 1 rack and 1x0.5mL cold pack
,IsoRack + IsoPack -21°C,,,,, | Z657522 |  | Sigma | Eppendorf ® IsoTherm-System ® |  | ,,,, | Cryoware , Eppendorf , Eppendorf Coolers , Eppendorf Cooling & Cryogenics , Ice and Insulated Containers , Labware , Manufacturer Browser |  | Eppendorf ® , 3880 000.178,Eppendorf ® , 3880 000.178 (European),Conents: 1 rack and 1x0.5mL cold pack | , |  |  | Eppendorf ® , 3880 000.178,Eppendorf ® , 3880 000.178 (European),Conents: 1 rack and 1x0.5mL cold pack
,IsoSafe + IsoPack -21°C for 1.5mL/1.7mL/2.0mL tubes,,,,, | Z657506 |  | Sigma | Eppendorf ® IsoTherm-System ® |  | ,,,, | Cryoware , Eppendorf , Eppendorf Coolers , Eppendorf Cooling & Cryogenics , Ice and Insulated Containers , Labware , Manufacturer Browser |  | Eppendorf ® , 3880 001.042,Eppendorf ® , 3880 001.042 (European),Contents: 1 insulating box plus 3 cold packs | , |  |  | Eppendorf ® , 3880 001.042,Eppendorf ® , 3880 001.042 (European),Contents: 1 insulating box plus 3 cold packs
,Holds 0.1 to 100 mL pipettes,,,,, | Z374547 |  | Sigma | Eppendorf ® Pipet Helper ® |  | ,,,, | Eppendorf , Eppendorf Pipets , Labware , Liquid Handling Equipment , Manufacturer Browser , Pipette Controllers and Pumps |  | Eppendorf ® , 022230000 (USA) | , |  |  | Eppendorf ® , 022230000 (USA)
,pore size 3 μm, pkg of 10 ea,,,,, | Z374555 |  | Sigma | Pipet Helper ® replacement disk |  | ,,,, | Eppendorf , Eppendorf Pipets , Labware , Liquid Handling Equipment , Manufacturer Browser , Pipette Controllers and Pumps |  | pkg of 10 ea,Eppendorf ® , 022231103 (USA),3 μm | , |  |  | pkg of 10 ea,Eppendorf ® , 022231103 (USA),3 μm
,pack of 80 disposable cuvettes, limit 220-1,600 nm spectral range,,,,, | Z605050 |  | Sigma | Eppendorf ® UVette ® |  | ,,,, | Absorption Cells , Cuvettes , Disposable Cuvettes , Eppendorf , Eppendorf Spectroscopy , Labware , Manufacturer Browser , Spectroscopy , Spectroscopy Supplies , Spectroscopy, UV , UV/Visible (UV/VIS) Spectroscopy , 分析/色谱 , 分析试剂 |  | pack of 80 disposable cuvettes,Eppendorf ® , 0030 106.300,DNA, Rnase and protein free,UV absorption /260 nm ≤0.5 (absorbance units),plastic,UV-Vis transparent between 220 and 1600 nm,220-1,600 nm spectral range,10x2 mm | , |  |  | pack of 80 disposable cuvettes,Eppendorf ® , 0030 106.300,DNA, Rnase and protein free,UV absorption /260 nm ≤0.5 (absorbance units),plastic,UV-Vis transparent between 220 and 1600 nm,220-1,600 nm spectral range,10x2 mm
,Starter set,,,,, | Z618683 |  | Sigma | Eppendorf ® UVette ® |  | ,,,, | Eppendorf , Eppendorf Spectroscopy , Labware , Manufacturer Browser , Spectroscopy Supplies , Spectroscopy, UV |  | Starter set,Eppendorf ® , 4099 100.007,Set containing 80 UVette + 1 universal adapter for 15 mm light center height; convertible to 8.5 mm | , |  |  | Starter set,Eppendorf ® , 4099 100.007,Set containing 80 UVette + 1 universal adapter for 15 mm light center height; convertible to 8.5 mm
,GeneQuant 1/11,,,,, | Z618578 |  | Sigma | Eppendorf ® UVette ® adapter |  | ,,,, | Eppendorf , Eppendorf Spectroscopy , Labware , Manufacturer Browser , Spectroscopy Supplies , Spectroscopy, UV |  | Eppendorf ® , 4099 004.008,GeneQuant 1/11 | , |  |  | Eppendorf ® , 4099 004.008,GeneQuant 1/11
,size 15 mm , light center height,,,,, | Z606650 |  | Sigma | Eppendorf ® UVette ® adapter |  | ,,,, | Eppendorf , Eppendorf Spectroscopy , Labware , Manufacturer Browser , Spectroscopy Supplies , Spectroscopy, UV |  | Eppendorf ® , 4099 003.001,15 mm , light center height | , |  |  | Eppendorf ® , 4099 003.001,15 mm , light center height
,thermoblock for microtiter plates (MTPs) and deepwell plates, accepts 1 x 96 well microplate, w/ lid, 1/cs,,,,, | T3942 |  | Sigma | Eppendorf ® exchangeable thermoblocks, with lid |  | ,,,, | Auxiliary Equipment , Block Heaters , Eppendorf , Heating , HybriScan Rapid Test Systems for Food & Beverages , Identification Tests & Reagents , Labware , Manufacturer Browser , Thermomixer blocks for block heaters , 微生物学 |  | case of 1,Eppendorf ® , 5363 000.012 (European),135 mm × 90 mm × 60 mm,lid,Eppendorf ® , 022670565 (USA) | , |  |  | case of 1,Eppendorf ® , 5363 000.012 (European),135 mm × 90 mm × 60 mm,lid,Eppendorf ® , 022670565 (USA)
,thermoblock for 24 × 1.5 mL tubes, 1/cs,,,,, | T3692 |  | Sigma | Eppendorf ® exchangeable thermoblocks, with rack and coolpack |  | ,,,, | Block Heaters , Eppendorf , Heating , Labware , Manufacturer Browser , Thermomixer blocks for block heaters |  | case of 1,Eppendorf ® , 5361 000.011,Eppendorf ® , 022670522 (USA) | , |  |  | case of 1,Eppendorf ® , 5361 000.011,Eppendorf ® , 022670522 (USA)
,with 1.5 mL block, AC input 115 V,,,,, | T1317 |  | Sigma | Eppendorf ® Thermomixer Compact |  | ,,,, | Block Heaters , Eppendorf , Heating , Labware , Manufacturer Browser , Thermomixer block heaters |  | Eppendorf ® , 022670000 (USA),6 1/2 in. × 9 1/2 in. × 5.3 in.,not available in EU | , |  |  | Eppendorf ® , 022670000 (USA),6 1/2 in. × 9 1/2 in. × 5.3 in.,not available in EU
,size 0.6 mL, amber,,,,, | T3441 |  | Sigma | Clear-view ™ Snap-Cap microtubes |  | ,,,, | Clear-view snap-cap PCR tubes , Excel Scientific , Excel Scientific Clear-View Snap-Cap Microtubes , Genomics, PCR and Arrays , Labware , Manufacturer Browser , Molecular Biology Supplies , PCR (Polymerase Chain Reaction) Supplies , PCR Tubes , Plant Biotechnology , Plant Laboratory Supplies and Books , Supplies for PCR , 分子生物学 |  | amber,Excel Scientific, MCT 0.6X,polypropylene,0.6 mL | , |  |  | amber,Excel Scientific, MCT 0.6X,polypropylene,0.6 mL
,size 0.6 mL, blue,,,,, | T2691 |  | Sigma | Clear-view ™ Snap-Cap microtubes |  | ,,,, | Clear-view snap-cap PCR tubes , Excel Scientific , Excel Scientific Clear-View Snap-Cap Microtubes , Genomics, PCR and Arrays , Labware , Manufacturer Browser , Molecular Biology Supplies , PCR (Polymerase Chain Reaction) Supplies , PCR Tubes , Plant Biotechnology , Plant Laboratory Supplies and Books , Supplies for PCR , 分子生物学 |  | blue,Excel Scientific, MCT-0.6B,polypropylene,0.6 mL | , |  |  | blue,Excel Scientific, MCT-0.6B,polypropylene,0.6 mL
,size 0.6 mL, green,,,,, | T2816 |  | Sigma | Clear-view ™ Snap-Cap microtubes |  | ,,,, | Clear-view snap-cap PCR tubes , Excel Scientific , Excel Scientific Clear-View Snap-Cap Microtubes , Genomics, PCR and Arrays , Labware , Manufacturer Browser , Molecular Biology Supplies , PCR (Polymerase Chain Reaction) Supplies , PCR Tubes , Plant Biotechnology , Plant Laboratory Supplies and Books , Supplies for PCR , 分子生物学 |  | green,Excel Scientific, MCT-0.6G,polypropylene,0.6 mL | , |  |  | green,Excel Scientific, MCT-0.6G,polypropylene,0.6 mL
,size 0.6 mL, lavender,,,,, | T2941 |  | Sigma | Clear-view ™ Snap-Cap microtubes |  | ,,,, | Clear-view snap-cap PCR tubes , Excel Scientific , Excel Scientific Clear-View Snap-Cap Microtubes , Genomics, PCR and Arrays , Labware , Manufacturer Browser , Molecular Biology Supplies , PCR (Polymerase Chain Reaction) Supplies , PCR Tubes , Plant Biotechnology , Plant Laboratory Supplies and Books , Supplies for PCR , 分子生物学 |  | lavender,Excel Scientific, MCT-0.6L,polypropylene,0.6 mL | , |  |  | lavender,Excel Scientific, MCT-0.6L,polypropylene,0.6 mL
,size 0.6 mL, natural,,,,, | T2441 |  | Sigma | Clear-view ™ Snap-Cap microtubes |  | ,,,, | Clear-view snap-cap PCR tubes , Excel Scientific , Excel Scientific Clear-View Snap-Cap Microtubes , Genomics, PCR and Arrays , Labware , Manufacturer Browser , Molecular Biology Supplies , PCR (Polymerase Chain Reaction) Supplies , PCR Tubes , Plant Biotechnology , Plant Laboratory Supplies and Books , Supplies for PCR , 分子生物学 |  | natural,Excel Scientific, MCT-0.6N,polypropylene,0.6 mL | , |  |  | natural,Excel Scientific, MCT-0.6N,polypropylene,0.6 mL
,size 0.6 mL, orange,,,,, | T3066 |  | Sigma | Clear-view ™ Snap-Cap microtubes |  | ,,,, | Clear-view snap-cap PCR tubes , Excel Scientific , Excel Scientific Clear-View Snap-Cap Microtubes , Genomics, PCR and Arrays , Labware , Manufacturer Browser , Molecular Biology Supplies , PCR (Polymerase Chain Reaction) Supplies , PCR Tubes , Plant Biotechnology , Plant Laboratory Supplies and Books , Supplies for PCR , 分子生物学 |  | orange,Excel Scientific, MCT 0.6O,polypropylene,0.6 mL | , |  |  | orange,Excel Scientific, MCT 0.6O,polypropylene,0.6 mL
,size 0.6 mL, red,,,,, | T3191 |  | Sigma | Clear-view ™ Snap-Cap microtubes |  | ,,,, | Clear-view snap-cap PCR tubes , Excel Scientific , Excel Scientific Clear-View Snap-Cap Microtubes , Genomics, PCR and Arrays , Labware , Manufacturer Browser , Molecular Biology Supplies , PCR (Polymerase Chain Reaction) Supplies , PCR Tubes , Plant Biotechnology , Plant Laboratory Supplies and Books , Supplies for PCR , 分子生物学 |  | red,Excel Scientific, MCT 0.6R,polypropylene,0.6 mL | , |  |  | red,Excel Scientific, MCT 0.6R,polypropylene,0.6 mL
,size 0.6 mL, yellow,,,,, | T3316 |  | Sigma | Clear-view ™ Snap-Cap microtubes |  | ,,,, | Clear-view snap-cap PCR tubes , Excel Scientific , Excel Scientific Clear-View Snap-Cap Microtubes , Genomics, PCR and Arrays , Labware , Manufacturer Browser , Molecular Biology Supplies , PCR (Polymerase Chain Reaction) Supplies , PCR Tubes , Plant Biotechnology , Plant Laboratory Supplies and Books , Supplies for PCR , 分子生物学 |  | yellow,Excel Scientific, MCT 0.6Y,polypropylene,0.6 mL | , |  |  | yellow,Excel Scientific, MCT 0.6Y,polypropylene,0.6 mL
,size 1.5 mL, assorted colors,,,,, | T3691 |  | Sigma | Clear-view ™ Snap-Cap microtubes |  | ,,,, | Clear-view snap-cap PCR tubes , Excel Scientific , Excel Scientific Clear-View Snap-Cap Microtubes , Genomics, PCR and Arrays , Labware , Manufacturer Browser , Molecular Biology Supplies , PCR (Polymerase Chain Reaction) Supplies , PCR Tubes , Plant Biotechnology , Plant Laboratory Supplies and Books , Supplies for PCR , 分子生物学 |  | assorted colors,Excel Scientific, MCT-1.5A,polypropylene,1.5 mL | , |  |  | assorted colors,Excel Scientific, MCT-1.5A,polypropylene,1.5 mL
,size 1.5 mL, green,,,,, | T3941 |  | Sigma | Clear-view ™ Snap-Cap microtubes |  | ,,,, | Clear-view snap-cap PCR tubes , Excel Scientific , Excel Scientific Clear-View Snap-Cap Microtubes , Genomics, PCR and Arrays , Labware , Manufacturer Browser , Molecular Biology Supplies , PCR (Polymerase Chain Reaction) Supplies , PCR Tubes , Plant Biotechnology , Plant Laboratory Supplies and Books , Supplies for PCR , 分子生物学 |  | green,Excel Scientific, MCT-1.5G,polypropylene,1.5 mL | , |  |  | green,Excel Scientific, MCT-1.5G,polypropylene,1.5 mL
,size 1.5 mL, lavender,,,,, | T4066 |  | Sigma | Clear-view ™ Snap-Cap microtubes |  | ,,,, | Clear-view snap-cap PCR tubes , Excel Scientific , Excel Scientific Clear-View Snap-Cap Microtubes , Genomics, PCR and Arrays , Labware , Manufacturer Browser , Molecular Biology Supplies , PCR (Polymerase Chain Reaction) Supplies , PCR Tubes , Plant Biotechnology , Plant Laboratory Supplies and Books , Supplies for PCR , 分子生物学 |  | lavender,Excel Scientific, MCT 1.5L,polypropylene,1.5 mL | , |  |  | lavender,Excel Scientific, MCT 1.5L,polypropylene,1.5 mL
,size 1.5 mL, natural,,,,, | T3566 |  | Sigma | Clear-view ™ Snap-Cap microtubes |  | ,,,, | Clear-view snap-cap PCR tubes , Excel Scientific , Excel Scientific Clear-View Snap-Cap Microtubes , Genomics, PCR and Arrays , Labware , Manufacturer Browser , Molecular Biology Supplies , PCR (Polymerase Chain Reaction) Supplies , PCR Tubes , Plant Biotechnology , Plant Laboratory Supplies and Books , Supplies for PCR , 分子生物学 |  | natural,Excel Scientific, MCT-1.5N,polypropylene,1.5 mL | , |  |  | natural,Excel Scientific, MCT-1.5N,polypropylene,1.5 mL
,size 1.5 mL, red,,,,, | T4316 |  | Sigma | Clear-view ™ Snap-Cap microtubes |  | ,,,, | Clear-view snap-cap PCR tubes , Excel Scientific , Excel Scientific Clear-View Snap-Cap Microtubes , Genomics, PCR and Arrays , Labware , Manufacturer Browser , Molecular Biology Supplies , PCR (Polymerase Chain Reaction) Supplies , PCR Tubes , Plant Biotechnology , Plant Laboratory Supplies and Books , Supplies for PCR , 分子生物学 |  | red,Excel Scientific, MCT 1.5R,polypropylene,1.5 mL | , |  |  | red,Excel Scientific, MCT 1.5R,polypropylene,1.5 mL
,size 1.5 mL, yellow,,,,, | T4441 |  | Sigma | Clear-view ™ Snap-Cap microtubes |  | ,,,, | Clear-view snap-cap PCR tubes , Excel Scientific , Excel Scientific Clear-View Snap-Cap Microtubes , Genomics, PCR and Arrays , Labware , Manufacturer Browser , Molecular Biology Supplies , PCR (Polymerase Chain Reaction) Supplies , PCR Tubes , Plant Biotechnology , Plant Laboratory Supplies and Books , Supplies for PCR , 分子生物学 |  | yellow,Excel Scientific, MCT 1.5Y,polypropylene,1.5 mL | , |  |  | yellow,Excel Scientific, MCT 1.5Y,polypropylene,1.5 mL
,size 0.6 mL, Siliconized,,,,, | T4691 |  | Sigma | Clear-view ™ Snap-Cap microtubes |  | ,,,, | Clear-view snap-cap PCR tubes , Excel Scientific , Excel Scientific Clear-View Snap-Cap Microtubes , Genomics, PCR and Arrays , Labware , Manufacturer Browser , Molecular Biology Supplies , PCR (Polymerase Chain Reaction) Supplies , PCR Tubes , Plant Biotechnology , Plant Laboratory Supplies and Books , Supplies for PCR , 分子生物学 |  | natural,Excel Scientific, MCTS-0.6N,polypropylene,0.6 mL | , |  |  | natural,Excel Scientific, MCTS-0.6N,polypropylene,0.6 mL
,size 1.5 mL, natural, low retention,,,,, | T4816 |  | Sigma | Clear-view ™ Snap-Cap microtubes |  | ,,,, | Clear-view snap-cap PCR tubes , Excel Scientific , Excel Scientific Clear-View Snap-Cap Microtubes , Genomics, PCR and Arrays , Labware , Manufacturer Browser , Molecular Biology Supplies , PCR (Polymerase Chain Reaction) Supplies , PCR Tubes , Plant Biotechnology , Plant Laboratory Supplies and Books , Supplies for PCR , 分子生物学 |  | natural,Excel Scientific, MCTS 1.5N,polypropylene,low retention,1.5 mL | , |  |  | natural,Excel Scientific, MCTS 1.5N,polypropylene,low retention,1.5 mL
,non-sterile,,,,, | Z722693 |  | Sigma | MarkWells Labels |  | ,,,, | Excel Scientific , Excel Scientific MarkWells Labels , Labware , Manufacturer Browser , Multiwell Plates , Washers, Orienters, etc. |  | Excel Scientific, L-MW-100,non-sterile | , |  |  | Excel Scientific, L-MW-100,non-sterile
,non-sterile,,,,, | Z722537 |  | Sigma | AbsorbMax ™ film |  | ,,,, | Excel Scientific , Excel Scientific Sealing Films and Foils , Excel Scientific Sealing Films for Multiwell Plates , Fluorescence , Labware , Manufacturer Browser , Multiwell Plates |  | Excel Scientific BK-50,non-sterile,76.2 mm × 114.3 mm | , |  |  | Excel Scientific BK-50,non-sterile,76.2 mm × 114.3 mm
,non-sterile,,,,, | Z707430 |  | Sigma | AeraSeal ™ film |  | ,,,, | Cell Culture & Microbiology , Excel Scientific , Excel Scientific Sealing Films and Foils , Excel Scientific Sealing Films for Multiwell Plates , Labware , Manufacturer Browser , Multiwell Plates |  | pack of 100 ea,Excel Scientific, B-100,non-sterile | , |  |  | pack of 100 ea,Excel Scientific, B-100,non-sterile
,sterile,,,,, | A9224 |  | Sigma | AeraSeal ™ film |  | ,,,, | Cell Culture & Microbiology , Excel Scientific , Excel Scientific Sealing Films and Foils , Excel Scientific Sealing Films for Multiwell Plates , Labware , Manufacturer Browser , Multiwell Plates |  | pack of 50 ea (one tamper evident zippered bag of 50),Excel Scientific, BS-25,sterile | , |  |  | pack of 50 ea (one tamper evident zippered bag of 50),Excel Scientific, BS-25,sterile
,size 50 μm, formulated aluminum foil sealing films, non-sterile,,,,, | Z722634 |  | Sigma | AlumaSeal ® CS Films for cold storage |  | ,,,, | Excel Scientific , Excel Scientific Sealing Films and Foils , Excel Scientific Sealing Films for Multiwell Plates , Labware , Manufacturer Browser , Molecular Biology Supplies , Multiwell Plates , PCR & High Throughput , PCR (Polymerase Chain Reaction) Supplies , PCR Films, Foils and Sealing Mats |  | pkg of one tamper evident zippered bag of 50,Excel Scientific, FC-100,non-sterile,50 μm | , |  |  | pkg of one tamper evident zippered bag of 50,Excel Scientific, FC-100,non-sterile,50 μm
,size 50 μm, formulated aluminum foil sealing films, sterile,,,,, | Z722642 |  | Sigma | AlumaSeal ® CS Films for cold storage |  | ,,,, | Excel Scientific , Excel Scientific Sealing Films and Foils , Excel Scientific Sealing Films for Multiwell Plates , Labware , Manufacturer Browser , Molecular Biology Supplies , Multiwell Plates , PCR & High Throughput , PCR (Polymerase Chain Reaction) Supplies , PCR Films, Foils and Sealing Mats |  | Excel Scientific, FCS-25,sterile,50 μm | , |  |  | Excel Scientific, FCS-25,sterile,50 μm
,size 38 μm, thick aluminum foil sealing film for use with 96 well plates, non-sterile,,,,, | Z721549 |  | Sigma | AlumaSeal ® 96 film |  | ,,,, | Excel Scientific , Excel Scientific Sealing Films and Foils , Excel Scientific Sealing Films for Multiwell Plates , Labware , Manufacturer Browser , Multiwell Plates , PCR & High Throughput |  | Excel Scientific, F-96-100,Agriculture,non-sterile,38 μm | , |  |  | Excel Scientific, F-96-100,Agriculture,non-sterile,38 μm
,non-sterile,,,,, | A2350 |  | Sigma | AlumaSeal ® II film |  | ,,,, | Core Bioreagents , Excel Scientific , Excel Scientific Sealing Films and Foils , Excel Scientific Sealing Films for Multiwell Plates , Labware , Life Science Reagents for PCR , Manufacturer Browser , Molecular Biology Supplies , Multiwell Plates , PCR & High Throughput , PCR (Polymerase Chain Reaction) Supplies , PCR Films, Foils and Sealing Mats , Research Essentials |  | pkg of one tamper evident zippered bag of 50,Excel Scientific AF-100,RNase/ DNase, certified free,non-sterile | , |  |  | pkg of one tamper evident zippered bag of 50,Excel Scientific AF-100,RNase/ DNase, certified free,non-sterile
,non-sterile, Excel Scientific, EZP-100,,,,, | Z721581 |  | Sigma | EZ-Pierce ™ films |  | ,,,, | Excel Scientific , Excel Scientific Sealing Films and Foils , Excel Scientific Sealing Films for Multiwell Plates , HybridSPE Plate Accessories , HybridSPE-Phospholipid Technology , Labware , Manufacturer Browser , Multiwell Plates , Robotics , Sample Preparation & Purification , Solid Phase Extraction (SPE) , 分析/色谱 |  | Excel Scientific, EZP-100,non-sterile | , |  |  | Excel Scientific, EZP-100,non-sterile
,sterile,,,,, | Z721603 |  | Sigma | EZ-Pierce ™ films |  | ,,,, | Excel Scientific , Excel Scientific Sealing Films and Foils , Excel Scientific Sealing Films for Multiwell Plates , Labware , Manufacturer Browser , Multiwell Plates , Robotics |  | Excel Scientific, EZPS-25,sterile | , |  |  | Excel Scientific, EZPS-25,sterile
Film-Sealing Paddles,non-sterile,,,,, | Z722715 |  | Sigma | Film sealing Paddle |  | ,,,, | Excel Scientific , Excel Scientific Sealing Films for Multiwell Plates , Labware , Manufacturer Browser |  | Excel Scientific, PDL-5,polyethylene | , |  |  | Excel Scientific, PDL-5,polyethylene
,secures sealing film onto plate, pkg of 1 ea,,,,, | R1275 |  | Sigma | Plate roller |  | ,,,, | Excel Scientific , Excel Scientific Sealing Films for Multiwell Plates , Labware , Manufacturer Browser , Multiwell Plates , Sealing Films |  | pkg of 1 ea,Excel Scientific, RL PLT-01,Non-treated surface treatment,non-sterile,none | , |  |  | pkg of 1 ea,Excel Scientific, RL PLT-01,Non-treated surface treatment,non-sterile,none
,secures sealing film onto plate, pkg of 1 ea,,,,, | Z722723 |  | Sigma | Plate roller |  | ,,,, | Excel Scientific , Excel Scientific Sealing Films and Foils , Excel Scientific Sealing Films for Multiwell Plates , Labware , Manufacturer Browser , Multiwell Plates |  | pkg of 1 ea,Excel Scientific, RLPLT01,Non-treated surface treatment,non-sterile,none | , |  |  | pkg of 1 ea,Excel Scientific, RLPLT01,Non-treated surface treatment,non-sterile,none
,green,,,,, | Z721417 |  | Sigma | SealPlate ® ColorTab ™ films |  | ,,,, | ELISA & General Incubation , Excel Scientific , Excel Scientific Sealing Films and Foils , Excel Scientific Sealing Films for Multiwell Plates , Labware , Manufacturer Browser , Multiwell Plates |  | Excel Scientific, SP-IDG-100,Non-treated surface treatment,green,polyester plate,non-sterile,Up to 1536 wells | , |  |  | Excel Scientific, SP-IDG-100,Non-treated surface treatment,green,polyester plate,non-sterile,Up to 1536 wells
,lavender,,,,, | Z721425 |  | Sigma | SealPlate ® ColorTab ™ films |  | ,,,, | ELISA & General Incubation , Excel Scientific , Excel Scientific Sealing Films and Foils , Excel Scientific Sealing Films for Multiwell Plates , Labware , Manufacturer Browser , Multiwell Plates |  | lavender,Excel Scientific, SP-IDL-100,non-sterile | , |  |  | lavender,Excel Scientific, SP-IDL-100,non-sterile
,orange,,,,, | Z721433 |  | Sigma | SealPlate ® ColorTab ™ films |  | ,,,, | ELISA & General Incubation , Excel Scientific , Excel Scientific Sealing Films and Foils , Excel Scientific Sealing Films for Multiwell Plates , Labware , Manufacturer Browser , Multiwell Plates |  | orange,Excel Scientific, SP-IDO-100,non-sterile | , |  |  | orange,Excel Scientific, SP-IDO-100,non-sterile
,red,,,,, | Z721441 |  | Sigma | SealPlate ® ColorTab ™ films |  | ,,,, | ELISA & General Incubation , Excel Scientific , Excel Scientific Sealing Films and Foils , Excel Scientific Sealing Films for Multiwell Plates , Labware , Manufacturer Browser , Multiwell Plates |  | Excel Scientific, SP-IDR-100,Non-treated surface treatment,red,polyester plate,non-sterile,Up to 1536 wells | , |  |  | Excel Scientific, SP-IDR-100,Non-treated surface treatment,red,polyester plate,non-sterile,Up to 1536 wells
,blue,,,,, | Z721468 |  | Sigma | SealPlate ® ColorTab ™ films |  | ,,,, | ELISA & General Incubation , Excel Scientific , Excel Scientific Sealing Films and Foils , Excel Scientific Sealing Films for Multiwell Plates , Labware , Manufacturer Browser , Multiwell Plates |  | Excel Scientific, SP-IDB-100,Non-treated surface treatment,blue,polyester plate,non-sterile,Up to 1536 wells | , |  |  | Excel Scientific, SP-IDB-100,Non-treated surface treatment,blue,polyester plate,non-sterile,Up to 1536 wells
,assorted colors,,,,, | Z721476 |  | Sigma | SealPlate ® ColorTab ™ films |  | ,,,, | ELISA & General Incubation , Excel Scientific , Excel Scientific Sealing Films and Foils , Excel Scientific Sealing Films for Multiwell Plates , Labware , Manufacturer Browser , Multiwell Plates |  | assorted colors,Excel Scientific, SP-IDA-10,non-sterile | , |  |  | assorted colors,Excel Scientific, SP-IDA-10,non-sterile
,non-sterile,,,,, | Z369659 |  | Sigma | SealPlate ® film |  | ,,,, | Core Bioreagents , Drug Discovery , ELISA & General Incubation , Excel Scientific , Excel Scientific Sealing Films and Foils , Excel Scientific Sealing Films for Multiwell Plates , Labware , Life Science Reagents for PCR , Manufacturer Browser , Molecular Biology Supplies , Multiwell Plates , PCR (Polymerase Chain Reaction) Supplies , PCR Films, Foils and Sealing Mats , Research Essentials , Uncoated Multiwell Plates , 细胞培养 |  | Excel Scientific 100-SEAL-PLT,Non-treated surface treatment,clear,polyester plate,non-sterile,Up to 1536 wells | , |  |  | Excel Scientific 100-SEAL-PLT,Non-treated surface treatment,clear,polyester plate,non-sterile,Up to 1536 wells
,sterile,,,,, | Z369667 |  | Sigma | SealPlate ® film |  | ,,,, | Core Bioreagents , Drug Discovery , ELISA & General Incubation , Excel Scientific , Excel Scientific Sealing Films and Foils , Excel Scientific Sealing Films for Multiwell Plates , Labware , Life Science Reagents for PCR , Manufacturer Browser , Molecular Biology Supplies , Multiwell Plates , PCR (Polymerase Chain Reaction) Supplies , PCR Films, Foils and Sealing Mats , Research Essentials , Uncoated Multiwell Plates , 细胞培养 |  | Excel Scientific STR-SEAL-PLT,Non-treated surface treatment,clear,polyester plate,sterile,Up to 1536 wells | , |  |  | Excel Scientific STR-SEAL-PLT,Non-treated surface treatment,clear,polyester plate,sterile,Up to 1536 wells
,non-sterile,,,,, | Z707384 |  | Sigma | SealPlate ® MiniStrips ™ film |  | ,,,, | ELISA & General Incubation , Excel Scientific , Excel Scientific Sealing Films and Foils , Excel Scientific Sealing Films for Multiwell Plates , Labware , Manufacturer Browser , Multiwell Plates |  | clear,Excel Scientific, SP-2X8-50,Non-treated surface treatment,non-sterile,Up to 1536 wells | , |  |  | clear,Excel Scientific, SP-2X8-50,Non-treated surface treatment,non-sterile,Up to 1536 wells
,sterile,,,,, | Z707392 |  | Sigma | SealPlate ® MiniStrips ™ film |  | ,,,, | ELISA & General Incubation , Excel Scientific , Excel Scientific Sealing Films and Foils , Excel Scientific Sealing Films for Multiwell Plates , Labware , Manufacturer Browser , Multiwell Plates |  | Excel Scientific, SPS-2X8-50,sterile | , |  |  | Excel Scientific, SPS-2X8-50,sterile
ThermalSeal ® films, classic,non-sterile, ThermalSeal ® film, non-sterile, polypropylene, 100 pack,,,,, | Z369675 |  | Sigma | ThermalSeal ® Film |  | ,,,, | Drug Discovery , Excel Scientific , Excel Scientific Sealing Films and Foils , Excel Scientific Sealing Films for Multiwell Plates , Labware , Manufacturer Browser , Molecular Biology Supplies , Multiwell Plates , PCR & High Throughput , PCR (Polymerase Chain Reaction) Supplies , PCR Films, Foils and Sealing Mats , Uncoated Multiwell Plates , 细胞培养 |  | Excel Scientific, 100-THER-PLT,Agriculture,non-sterile | , |  |  | Excel Scientific, 100-THER-PLT,Agriculture,non-sterile
ThermalSeal ® films, classic,sterile, ThermalSeal ® Film, Sterile, polypropylene, 100 pack,,,,, | Z369683 |  | Sigma | ThermalSeal ® Film |  | ,,,, | Drug Discovery , Excel Scientific , Excel Scientific Sealing Films and Foils , Excel Scientific Sealing Films for Multiwell Plates , Labware , Manufacturer Browser , Molecular Biology Supplies , Multiwell Plates , PCR & High Throughput , PCR (Polymerase Chain Reaction) Supplies , PCR Films, Foils and Sealing Mats , Uncoated Multiwell Plates , 细胞培养 |  | Excel Scientific, STR-THER-PLT,sterile | , |  |  | Excel Scientific, STR-THER-PLT,sterile
,pkg of 200 ea,,,,, | Z721492 |  | Sigma | ThermalSeal ® MiniStrips ™ |  | ,,,, | Excel Scientific , Excel Scientific Sealing Films for Multiwell Plates , Labware , Manufacturer Browser , Multiwell Plates , Sealing Films |  | pkg of 200 ea,Excel Scientific, TS-2x8-50 | , |  |  | pkg of 200 ea,Excel Scientific, TS-2x8-50
,non-sterile, sealing films for real-time qPCR,,,,, | Z722553 |  | Sigma | ThermalSeal RT2RR ™ film |  | ,,,, | Excel Scientific , Excel Scientific Sealing Films and Foils , Excel Scientific Sealing Films for Multiwell Plates , Labware , Manufacturer Browser , Multiwell Plates , PCR & High Throughput |  | Excel Scientific, TS-RT2RR-100,clear,polyester,pack of 100 ea,130.8 mm × 77.8 mm,non-sterile | , |  |  | Excel Scientific, TS-RT2RR-100,clear,polyester,pack of 100 ea,130.8 mm × 77.8 mm,non-sterile
,thickness 2 mil,,,,, | Z707465 |  | Sigma | ThermalSeal RT ™ film |  | ,,,, | Excel Scientific , Excel Scientific Sealing Films and Foils , Excel Scientific Sealing Films for Multiwell Plates , Labware , Manufacturer Browser , Multiwell Plates , PCR & High Throughput |  | Excel Scientific, TS-RT2-100,2 mil | , |  |  | Excel Scientific, TS-RT2-100,2 mil
,sterile,,,,, | Z707414 |  | Sigma | ThinSeal ™ film |  | ,,,, | Excel Scientific , Excel Scientific Sealing Films and Foils , Excel Scientific Sealing Films for Multiwell Plates , Labware , Manufacturer Browser , Multiwell Plates , Robotics |  | Excel Scientific STR-THIN-PLT,sterile | , |  |  | Excel Scientific STR-THIN-PLT,sterile
,non-sterile,,,,, | Z722502 |  | Sigma | X-Pierce ™ film |  | ,,,, | Excel Scientific , Excel Scientific Sealing Films and Foils , Excel Scientific Sealing Films for Multiwell Plates , Labware , Manufacturer Browser , Multiwell Plates , Robotics |  | Excel Scientific, XP-100,non-sterile,79.4 mm × 145.5 mm | , |  |  | Excel Scientific, XP-100,non-sterile,79.4 mm × 145.5 mm
,sterile,,,,, | Z722529 |  | Sigma | X-Pierce ™ film |  | ,,,, | Excel Scientific , Excel Scientific Sealing Films and Foils , Excel Scientific Sealing Films for Multiwell Plates , Labware , Manufacturer Browser , Multiwell Plates , Robotics |  | pkg of one tamper evident zippered bag of 50,Excel Scientific, XP-25,sterile,79.4 mm × 145.5 mm | , |  |  | pkg of one tamper evident zippered bag of 50,Excel Scientific, XP-25,sterile,79.4 mm × 145.5 mm
,non-sterile,,,,, | Z721646 |  | Sigma | Zone-Free ™ Films |  | ,,,, | Excel Scientific , Excel Scientific Sealing Films and Foils , Excel Scientific Sealing Films for Multiwell Plates , Labware , Manufacturer Browser , Multiwell Plates , Robotics |  | Excel Scientific, ZAF-PE-50,non-sterile,79.4 mm × 142.9 mm | , |  |  | Excel Scientific, ZAF-PE-50,non-sterile,79.4 mm × 142.9 mm
,without lid, non-sterile, pack of 10 × 10,,,,, | R9259 |  | Sigma | Texan ™ reagent reservoir for multichannel pipettes |  | ,,,, | Antibody/Immuno Supplies and Accessories , Antibody/Immunology Supplies , Excel Scientific , Excel Scientific Texan Reagent Reservoirs , Labware , Liquid Handling Equipment , Manufacturer Browser , Pipettes, Pipettors and Tips , Pipetting Reservoirs , Pipettor Accessories , Pipettors , PlatePrep 96-Well SPE Accessory Items , SPE Vacuum Manifolds & Replacement Parts , Sample Preparation & Purification , Solid Phase Extraction (SPE) , Solid Phase Extraction (SPE) Accessories , 分析/色谱 |  | pack of 10 × 10,Excel Scientific RSV-0175-N10,Clinical Testing,175 mL,non-sterile | , |  |  | pack of 10 × 10,Excel Scientific RSV-0175-N10,Clinical Testing,175 mL,non-sterile
,without lid, sterile, case of 20 x bags of 5 reservoirs,,,,, | R9384 |  | Sigma | Texan ™ reagent reservoir for multichannel pipettes |  | ,,,, | Antibody/Immuno Supplies and Accessories , Antibody/Immunology Supplies , Excel Scientific , Excel Scientific Texan Reagent Reservoirs , Labware , Liquid Handling Equipment , Manufacturer Browser , Pipettes, Pipettors and Tips , Pipetting Reservoirs , Pipettor Accessories , Pipettors |  | case of 20 x bags of 5 reservoirs,Excel Scientific RSV-0175-S05,175 mL,pack of 2 x bags of 5 reservoirs,sterile | , |  |  | case of 20 x bags of 5 reservoirs,Excel Scientific RSV-0175-S05,175 mL,pack of 2 x bags of 5 reservoirs,sterile
,with lid, non-sterile, pack of 10 × 10,,,,, | R1525 |  | Sigma | Texan ™ reagent reservoir for multichannel pipettes |  | ,,,, | Antibody/Immuno Supplies and Accessories , Antibody/Immunology Supplies , Excel Scientific , Excel Scientific Texan Reagent Reservoirs , Labware , Liquid Handling Equipment , Manufacturer Browser , Pipettes, Pipettors and Tips , Pipetting Reservoirs , Pipettor Accessories , Pipettors |  | pack of 10 × 10,Excel Scientific RSV-L175-N10,175 mL,non-sterile | , |  |  | pack of 10 × 10,Excel Scientific RSV-L175-N10,175 mL,non-sterile
,with lid, sterile, case of 10 × 10,,,,, | R1400 |  | Sigma | Texan ™ reagent reservoir for multichannel pipettes |  | ,,,, | Antibody/Immuno Supplies and Accessories , Antibody/Immunology Supplies , Excel Scientific , Excel Scientific Texan Reagent Reservoirs , Labware , Liquid Handling Equipment , Manufacturer Browser , Pipettes, Pipettors and Tips , Pipetting Reservoirs , Pipettor Accessories , Pipettors |  | case of 10 × 10,Excel Scientific RSV-L175-SO5,175 mL,pkg of 10 × 1,sterile | , |  |  | case of 10 × 10,Excel Scientific RSV-L175-SO5,175 mL,pkg of 10 × 1,sterile
,size 100 μL,,,,, | Z368873 |  | Sigma | Finnpipette ® digital fixed-volume pipettes |  | ,,,, | Finn , Finn Pipettors , Finnpipette digital fixed-volume pipettes , Labware , Liquid Handling Equipment , Manufacturer Browser , Pipettes, Pipettors and Tips , Pipettors , Thermo , Thermo Fixed Volume Pipettors , Thermo Pipettors |  | Finn,100 μL | , |  |  | Finn,100 μL
,size 200 μL,,,,, | Z368881 |  | Sigma | Finnpipette ® digital fixed-volume pipettes |  | ,,,, | Finn , Finn Pipettors , Finnpipette digital fixed-volume pipettes , Labware , Liquid Handling Equipment , Manufacturer Browser , Pipettes, Pipettors and Tips , Pipettors , Thermo , Thermo Fixed Volume Pipettors , Thermo Pipettors |  | Finn,200 μL | , |  |  | Finn,200 μL
,5-50 μL, resolution: 0.5 μL,,,,, | Z368776 |  | Sigma | Finnpipette ® digital single channel pipette |  | ,,,, | Finn , Finn Pipettors , Finnpipette digital single channel pipette , Labware , Liquid Handling Equipment , Manufacturer Browser , Pipettes, Pipettors and Tips , Pipettors , Thermo , Thermo Adjustable Pipettors , Thermo Pipettors |  | Finn,5-50 μL, resolution: 0.5 μL | , |  |  | Finn,5-50 μL, resolution: 0.5 μL
,capacity 1-10 μL, 8 channel,,,,, | Z677973 |  | Aldrich | Finnpipette ® F2 multichannel pipette |  | ,,,, | Finn , Finn Pipettors , Finnpipette F2 multichannel pipette , Labware , Liquid Handling Equipment , Manufacturer Browser , Pipettes, Pipettors and Tips , Pipettors , Thermo , Thermo Multichannel Pipettors , Thermo Pipettors |  | 4662000,1-10 μL,color-coded pink | , |  |  | 4662000,1-10 μL,color-coded pink
,capacity 5-50 μL, 8 channel,,,,, | Z677981 |  | Aldrich | Finnpipette ® F2 multichannel pipette |  | ,,,, | Finn , Finn Pipettors , Finnpipette F2 multichannel pipette , Labware , Liquid Handling Equipment , Manufacturer Browser , Pipettes, Pipettors and Tips , Pipettors , Thermo , Thermo Multichannel Pipettors , Thermo Pipettors |  | 4662010,5-50 μL,color-coded yellow | , |  |  | 4662010,5-50 μL,color-coded yellow
,capacity 10-100 μL, 8 channel,,,,, | Z678007 |  | Aldrich | Finnpipette ® F2 multichannel pipette |  | ,,,, | Finn , Finn Pipettors , Finnpipette F2 multichannel pipette , Labware , Liquid Handling Equipment , Manufacturer Browser , Pipettes, Pipettors and Tips , Pipettors , Thermo , Thermo Multichannel Pipettors , Thermo Pipettors |  | 4662020,10-100 μL,color-coded yellow | , |  |  | 4662020,10-100 μL,color-coded yellow
,capacity 30-300 μL, 8 channel,,,,, | Z678015 |  | Aldrich | Finnpipette ® F2 multichannel pipette |  | ,,,, | Finn , Finn Pipettors , Finnpipette F2 multichannel pipette , Labware , Liquid Handling Equipment , Manufacturer Browser , Pipettes, Pipettors and Tips , Pipettors , Thermo , Thermo Multichannel Pipettors , Thermo Pipettors |  | 4662030,30-300 μL,color-coded orange | , |  |  | 4662030,30-300 μL,color-coded orange
,capacity 1-10 μL, 12 channel,,,,, | Z678023 |  | Aldrich | Finnpipette ® F2 multichannel pipette |  | ,,,, | Finn , Finn Pipettors , Finnpipette F2 multichannel pipette , Labware , Liquid Handling Equipment , Manufacturer Browser , Pipettes, Pipettors and Tips , Pipettors , Thermo , Thermo Multichannel Pipettors , Thermo Pipettors |  | 4662040,1-10 μL,color-coded pink | , |  |  | 4662040,1-10 μL,color-coded pink
,capacity 5-50 μL, 12 channel,,,,, | Z678031 |  | Aldrich | Finnpipette ® F2 multichannel pipette |  | ,,,, | Finn , Finn Pipettors , Finnpipette F2 multichannel pipette , Labware , Liquid Handling Equipment , Manufacturer Browser , Pipettes, Pipettors and Tips , Pipettors , Thermo , Thermo Multichannel Pipettors , Thermo Pipettors |  | 4662050,5-50 μL,color-coded yellow | , |  |  | 4662050,5-50 μL,color-coded yellow
,capacity 10-100 μL, 12 channel,,,,, | Z678058 |  | Aldrich | Finnpipette ® F2 multichannel pipette |  | ,,,, | Finn , Finn Pipettors , Finnpipette F2 multichannel pipette , Labware , Liquid Handling Equipment , Manufacturer Browser , Pipettes, Pipettors and Tips , Pipettors , Thermo , Thermo Multichannel Pipettors , Thermo Pipettors |  | 4662060,10-100 μL,color-coded yellow | , |  |  | 4662060,10-100 μL,color-coded yellow
,capacity 30-300 μL, 12 channel,,,,, | Z678066 |  | Aldrich | Finnpipette ® F2 multichannel pipette |  | ,,,, | Finn , Finn Pipettors , Finnpipette F2 multichannel pipette , Labware , Liquid Handling Equipment , Manufacturer Browser , Pipettes, Pipettors and Tips , Pipettors , Thermo , Thermo Multichannel Pipettors , Thermo Pipettors |  | 4662070,30-300 μL,color-coded orange | , |  |  | 4662070,30-300 μL,color-coded orange
,capacity 1-10 μL, 16 channel,,,,, | Z679074 |  | Aldrich | Finnpipette ® F2 multichannel pipette |  | ,,,, | Finn , Finn Pipettors , Finnpipette F2 multichannel pipette , Labware , Liquid Handling Equipment , Manufacturer Browser , Pipettes, Pipettors and Tips , Pipettors , Thermo , Thermo Multichannel Pipettors , Thermo Pipettors |  | 4662080,1-10 μL,color-coded purple | , |  |  | 4662080,1-10 μL,color-coded purple
,capacity 5-50 μL, 16 channel,,,,, | Z678082 |  | Aldrich | Finnpipette ® F2 multichannel pipette |  | ,,,, | Finn , Finn Pipettors , Finnpipette F2 multichannel pipette , Labware , Liquid Handling Equipment , Manufacturer Browser , Pipettes, Pipettors and Tips , Pipettors , Thermo , Thermo Multichannel Pipettors , Thermo Pipettors |  | 4662090,5-50 μL,color-coded turquoise | , |  |  | 4662090,5-50 μL,color-coded turquoise
,capacity 1 μL , Micro-tip,,,,, | Z678252 |  | Aldrich | Finnpipette ® F3 fixed volume pipette |  | ,,,, | Finn , Finn Pipettors , Finnpipette F3 fixed volume pipette , Labware , Liquid Handling Equipment , Manufacturer Browser , Pipettes, Pipettors and Tips , Pipettors , Thermo , Thermo Adjustable Pipettors , Thermo Pipettors |  | 4650000,1 μL , Micro-tip | , |  |  | 4650000,1 μL , Micro-tip
,capacity 5 μL , Micro-tip,,,,, | Z678260 |  | Aldrich | Finnpipette ® F3 fixed volume pipette |  | ,,,, | Finn , Finn Pipettors , Finnpipette F3 fixed volume pipette , Labware , Liquid Handling Equipment , Manufacturer Browser , Pipettes, Pipettors and Tips , Pipettors , Thermo , Thermo Adjustable Pipettors , Thermo Pipettors |  | 4650010,5 μL , Micro-tip | , |  |  | 4650010,5 μL , Micro-tip
,capacity 10 μL,,,,, | Z678163 |  | Aldrich | Finnpipette ® F3 fixed volume pipette |  | ,,,, | Finn , Finn Pipettors , Finnpipette F3 fixed volume pipette , Labware , Liquid Handling Equipment , Manufacturer Browser , Pipettes, Pipettors and Tips , Pipettors , Thermo , Thermo Adjustable Pipettors , Thermo Pipettors |  | 4650020,10 μL | , |  |  | 4650020,10 μL
,capacity 25 μL,,,,, | Z678171 |  | Aldrich | Finnpipette ® F3 fixed volume pipette |  | ,,,, | Finn , Finn Pipettors , Finnpipette F3 fixed volume pipette , Labware , Liquid Handling Equipment , Manufacturer Browser , Pipettes, Pipettors and Tips , Pipettors , Thermo , Thermo Adjustable Pipettors , Thermo Pipettors |  | 4650030,25 μL | , |  |  | 4650030,25 μL
,capacity 50 μL,,,,, | Z678198 |  | Aldrich | Finnpipette ® F3 fixed volume pipette |  | ,,,, | Finn , Finn Pipettors , Finnpipette F3 fixed volume pipette , Labware , Liquid Handling Equipment , Manufacturer Browser , Pipettes, Pipettors and Tips , Pipettors , Thermo , Thermo Adjustable Pipettors , Thermo Pipettors |  | 4650040,50 μL | , |  |  | 4650040,50 μL
,capacity 100 μL,,,,, | Z678201 |  | Aldrich | Finnpipette ® F3 fixed volume pipette |  | ,,,, | Finn , Finn Pipettors , Finnpipette F3 fixed volume pipette , Labware , Liquid Handling Equipment , Manufacturer Browser , Pipettes, Pipettors and Tips , Pipettors , Thermo , Thermo Adjustable Pipettors , Thermo Pipettors |  | 4650050,100 μL | , |  |  | 4650050,100 μL
,capacity 250 μL,,,,, | Z678228 |  | Aldrich | Finnpipette ® F3 fixed volume pipette |  | ,,,, | Finn , Finn Pipettors , Finnpipette F3 fixed volume pipette , Labware , Liquid Handling Equipment , Manufacturer Browser , Pipettes, Pipettors and Tips , Pipettors , Thermo , Thermo Adjustable Pipettors , Thermo Pipettors |  | 4650060,250 μL | , |  |  | 4650060,250 μL
,capacity 500 μL,,,,, | Z678236 |  | Aldrich | Finnpipette ® F3 fixed volume pipette |  | ,,,, | Finn , Finn Pipettors , Finnpipette F3 fixed volume pipette , Labware , Liquid Handling Equipment , Manufacturer Browser , Pipettes, Pipettors and Tips , Pipettors , Thermo , Thermo Adjustable Pipettors , Thermo Pipettors |  | 4650070,500 μL | , |  |  | 4650070,500 μL
,capacity 1000 μL,,,,, | Z678244 |  | Aldrich | Finnpipette ® F3 fixed volume pipette |  | ,,,, | Finn , Finn Pipettors , Finnpipette F3 fixed volume pipette , Labware , Liquid Handling Equipment , Manufacturer Browser , Pipettes, Pipettors and Tips , Pipettors , Thermo , Thermo Adjustable Pipettors , Thermo Pipettors |  | 4650080,1000 μL | , |  |  | 4650080,1000 μL
,capacity 1-10 μL,,,,, | Z678090 |  | Aldrich | Finnpipette ® F3 variable volume pipette |  | ,,,, | Finn , Finn Pipettors , Finnpipette F3 variable volume pipette , Labware , Liquid Handling Equipment , Manufacturer Browser , Pipettes, Pipettors and Tips , Pipettors , Thermo , Thermo Adjustable Pipettors , Thermo Pipettors |  | 4640000,1-10 μL,color-coded pink | , |  |  | 4640000,1-10 μL,color-coded pink
,capacity 2-20 μL,,,,, | Z678104 |  | Aldrich | Finnpipette ® F3 variable volume pipette |  | ,,,, | Finn , Finn Pipettors , Finnpipette F3 variable volume pipette , Labware , Liquid Handling Equipment , Manufacturer Browser , Pipettes, Pipettors and Tips , Pipettors , Thermo , Thermo Adjustable Pipettors , Thermo Pipettors |  | 4640020,2-20 μL,color-coded turquoise | , |  |  | 4640020,2-20 μL,color-coded turquoise
,capacity 5-50 μL,,,,, | Z678112 |  | Aldrich | Finnpipette ® F3 variable volume pipette |  | ,,,, | Finn , Finn Pipettors , Finnpipette F3 variable volume pipette , Labware , Liquid Handling Equipment , Manufacturer Browser , Pipettes, Pipettors and Tips , Pipettors , Thermo , Thermo Adjustable Pipettors , Thermo Pipettors |  | 4640080,5-50 μL,color-coded turquoise | , |  |  | 4640080,5-50 μL,color-coded turquoise
,capacity 10-100 μL,,,,, | Z678120 |  | Aldrich | Finnpipette ® F3 variable volume pipette |  | ,,,, | Finn , Finn Pipettors , Finnpipette F3 variable volume pipette , Labware , Liquid Handling Equipment , Manufacturer Browser , Pipettes, Pipettors and Tips , Pipettors , Thermo , Thermo Adjustable Pipettors , Thermo Pipettors |  | 4640040,10-100 μL,color-coded yellow | , |  |  | 4640040,10-100 μL,color-coded yellow
,capacity 20-200 μL,,,,, | Z678139 |  | Aldrich | Finnpipette ® F3 variable volume pipette |  | ,,,, | Finn , Finn Pipettors , Finnpipette F3 variable volume pipette , Labware , Liquid Handling Equipment , Manufacturer Browser , Pipettes, Pipettors and Tips , Pipettors , Thermo , Thermo Adjustable Pipettors , Thermo Pipettors |  | 4640050,20-200 μL,color-coded yellow | , |  |  | 4640050,20-200 μL,color-coded yellow
,capacity 100-1000 μL,,,,, | Z678147 |  | Aldrich | Finnpipette ® F3 variable volume pipette |  | ,,,, | Finn , Finn Pipettors , Finnpipette F3 variable volume pipette , Labware , Liquid Handling Equipment , Manufacturer Browser , Pipettes, Pipettors and Tips , Pipettors , Thermo , Thermo Adjustable Pipettors , Thermo Pipettors |  | 4640060,100-1000 μL,color-coded blue | , |  |  | 4640060,100-1000 μL,color-coded blue
,capacity 1-10 mL,,,,, | Z678155 |  | Aldrich | Finnpipette ® F3 variable volume pipette |  | ,,,, | Finn , Finn Pipettors , Finnpipette F3 variable volume pipette , Labware , Liquid Handling Equipment , Manufacturer Browser , Pipettes, Pipettors and Tips , Pipettors , Thermo , Thermo Adjustable Pipettors , Thermo Pipettors |  | 4640070,1-10 mL,color-coded red | , |  |  | 4640070,1-10 mL,color-coded red
,volume 100 μL,,,,, | Z706582 |  | Sigma | Finnpipette ® Focus fixed-volume pipette |  | ,,,, | Finn , Finn Pipettors , Finnpipette Focus fixed-volume pipette , Labware , Liquid Handling Equipment , Manufacturer Browser , Pipettes, Pipettors and Tips , Pipettors , Thermo , Thermo Fixed Volume Pipettors , Thermo Pipettors |  | 100 μL,4601070,, accuracy: 0.4 μL | , |  |  | 100 μL,4601070,, accuracy: 0.4 μL
,volume 10 mL,,,,, | Z706663 |  | Sigma | Finnpipette ® Focus fixed-volume pipette |  | ,,,, | Finn , Finn Pipettors , Finnpipette Focus fixed-volume pipette , Labware , Liquid Handling Equipment , Manufacturer Browser , Pipettes, Pipettors and Tips , Pipettors , Thermo , Thermo Fixed Volume Pipettors , Thermo Pipettors |  | 10 mL,4601150,, accuracy: 30.0 μL | , |  |  | 10 mL,4601150,, accuracy: 30.0 μL
,volume 1-10 μL, 12 channel,,,,, | Z655643 |  | Sigma | Finnpipette ® Focus multichannel Plus pipette |  | ,,,, | Finn , Finn Pipettors , Finnpipette Focus multichannel Plus pipette , Labware , Liquid Handling Equipment , Manufacturer Browser , Pipettes, Pipettors and Tips , Pipettors , Thermo , Thermo Multichannel Pipettors , Thermo Pipettors |  | 1-10 μL,4610110,color-coded pink | , |  |  | 1-10 μL,4610110,color-coded pink
,volume 0.3-3 μL , 0.01 μL increments,,,,, | Z706353 |  | Sigma | Finnpipette ® Focus single channel pipette |  | ,,,, | Finn , Finn Pipettors , Finnpipette Focus single channel pipette , Labware , Liquid Handling Equipment , Manufacturer Browser , Pipettes, Pipettors and Tips , Pipettors , Thermo , Thermo Adjustable Pipettors , Thermo Pipettors |  | 0.3-3 μL , 0.01 μL increments,4600100,color-coded pink | , |  |  | 0.3-3 μL , 0.01 μL increments,4600100,color-coded pink
,volume 5-50 μL , 0.1 μL increments, color-coded, yellow,,,,, | Z706442 |  | Sigma | Finnpipette ® Focus single channel pipette |  | ,,,, | Finn , Finn Pipettors , Finnpipette Focus single channel pipette , Labware , Liquid Handling Equipment , Manufacturer Browser , Pipettes, Pipettors and Tips , Pipettors , Thermo , Thermo Adjustable Pipettors , Thermo Pipettors |  | 5-50 μL , 0.1 μL increments,4600020,color-coded yellow | , |  |  | 5-50 μL , 0.1 μL increments,4600020,color-coded yellow
,volume 10-100 μL , 0.1 μL increments,,,,, | Z706450 |  | Sigma | Finnpipette ® Focus single channel pipette |  | ,,,, | Finn , Finn Pipettors , Finnpipette Focus single channel pipette , Labware , Liquid Handling Equipment , Manufacturer Browser , Pipettes, Pipettors and Tips , Pipettors , Thermo , Thermo Adjustable Pipettors , Thermo Pipettors |  | 10-100 μL , 0.1 μL increments,4600030,color-coded yellow | , |  |  | 10-100 μL , 0.1 μL increments,4600030,color-coded yellow
,pkg of 1 ea,,,,, | Z381888 |  | Sigma | Finnpipette ® Multistepper ® 8-channel repeating pipette |  | ,,,, | Finn , Finn Pipettors , Finnpipette Multistepper 8-channel repeating pipette , Labware , Liquid Handling Equipment , Manufacturer Browser , Pipettes, Pipettors and Tips , Pipettors , Thermo , Thermo Pipettors , Thermo Stepper |  | pkg of 1 ea,Finn | , |  |  | pkg of 1 ea,Finn
,non-sterile, bag of bulk,,,,, | Z353507 |  | Sigma | Finnpipette ® Multistepper ® pipette tips |  | ,,,, | Finn , Finnpipette Multistepper pipette tips , Finntip Pipette Tips , Labware , Liquid Handling Equipment , Manufacturer Browser , Pipette Tips , Pipettes, Pipettors and Tips , Thermo , Thermo Pipettors , Thermo Stepper |  | Finn,1-1500 mL,turquoise tip,barrier: No,bag of bulk,non-sterile | , |  |  | Finn,1-1500 mL,turquoise tip,barrier: No,bag of bulk,non-sterile
,non-sterile, tray of 96 tips,,,,, | Z353515 |  | Sigma | Finnpipette ® Multistepper ® pipette tips |  | ,,,, | Finn , Finnpipette Multistepper pipette tips , Finntip Pipette Tips , Labware , Liquid Handling Equipment , Manufacturer Browser , Pipette Tips , Pipettes, Pipettors and Tips , Thermo , Thermo Pipettors , Thermo Stepper |  | Finn,1-1500 mL,turquoise tip,barrier: No,tray of 96 tips,non-sterile | , |  |  | Finn,1-1500 mL,turquoise tip,barrier: No,tray of 96 tips,non-sterile
,sterile, tray of 96 tips,,,,, | Z353523 |  | Sigma | Finnpipette ® Multistepper ® pipette tips |  | ,,,, | Finn , Finnpipette Multistepper pipette tips , Finntip Pipette Tips , Labware , Liquid Handling Equipment , Manufacturer Browser , Pipette Tips , Pipettes, Pipettors and Tips , Thermo , Thermo Pipettors , Thermo Stepper |  | Finn,1-1500 mL,turquoise tip,barrier: No,tray of 96 tips,sterile | , |  |  | Finn,1-1500 mL,turquoise tip,barrier: No,tray of 96 tips,sterile
,AC input 115 V, US 2-pin plug,,,,, | Z645702 |  | Sigma | Finnpipette ® Novus electronic 16 channel pipette |  | ,,,, | Finn , Finn Pipettors , Finnpipette Novus electronic 16 channel pipette , Labware , Liquid Handling Equipment , Manufacturer Browser , Pipettes, Pipettors and Tips , Pipettors , Thermo , Thermo Multichannel Pipettors , Thermo Pipettors |  | 5-50 μL,46300701,not available in EU | , |  |  | 5-50 μL,46300701,not available in EU
,AC input 230 V,,,,, | Z645710 |  | Sigma | Finnpipette ® Novus electronic 16 channel pipette |  | ,,,, | Finn , Finn Pipettors , Finnpipette Novus electronic 16 channel pipette , Labware , Liquid Handling Equipment , Manufacturer Browser , Pipettes, Pipettors and Tips , Pipettors , Thermo , Thermo Multichannel Pipettors , Thermo Pipettors |  | 5-50 μL,4630070X | , |  |  | 5-50 μL,4630070X
,size 25 μL,,,,, | P8562 |  | Sigma | Finnpipette ® PDP tips |  | ,,,, | Finn , Finnpipette PCR tips , Finntip Pipette Tips , Labware , Liquid Handling Equipment , Manufacturer Browser , Pipette Tips , Pipettes, Pipettors and Tips , Thermo , Thermo PCR Pipette Tips , Thermo Pipette Tips |  | blue,3.7 cm,25 μL | , |  |  | blue,3.7 cm,25 μL
,size 200 μL,,,,, | P8687 |  | Sigma | Finnpipette ® PDP tips |  | ,,,, | Finn , Finnpipette PCR tips , Finntip Pipette Tips , Labware , Liquid Handling Equipment , Manufacturer Browser , Pipette Tips , Pipettes, Pipettors and Tips , Thermo , Thermo PCR Pipette Tips , Thermo Pipette Tips |  | blue,4.9 cm,200 μL | , |  |  | blue,4.9 cm,200 μL
,Finntip 200 extended, non-sterile,,,,, | P2549 |  | Sigma | Finnpipette ® pipette tips |  | ,,,, | Finn , Finnpipette pipette tips , Finntip Pipette Tips , Labware , Liquid Handling Equipment , Manufacturer Browser , Pipette Tips , Pipettes, Pipettors and Tips , Thermo , Thermo Extended Pipette Tips , Thermo Pipette Tips |  | Finn,5-200 μL,orange tip,barrier: No,7.8 cm,bag of 400,non-sterile | , |  |  | Finn,5-200 μL,orange tip,barrier: No,7.8 cm,bag of 400,non-sterile
,Finntip 250 Universal, non-sterile,,,,, | P3049 |  | Sigma | Finnpipette ® pipette tips |  | ,,,, | Finn , Finnpipette pipette tips , Finntip Pipette Tips , Labware , Liquid Handling Equipment , Manufacturer Browser , Pipette Tips , Pipettes, Pipettors and Tips , Thermo , Thermo Extended Pipette Tips , Thermo Pipette Tips |  | Finn,0.5-250 μL,colorless tip,barrier: No,bag of 1000,non-sterile | , |  |  | Finn,0.5-250 μL,colorless tip,barrier: No,bag of 1000,non-sterile
,Finntip 250 universal, non-sterile,,,,, | P7049 |  | Sigma | Finnpipette ® pipette tips |  | ,,,, | Finn , Finnpipette pipette tips , Finntip Pipette Tips , Labware , Liquid Handling Equipment , Manufacturer Browser , Pipette Tips , Pipettes, Pipettors and Tips , Thermo , Thermo Extended Pipette Tips , Thermo Pipette Tips |  | Finn,0.5-250 μL,yellow tip,barrier: No,5.2 cm,rack of 96,non-sterile | , |  |  | Finn,0.5-250 μL,yellow tip,barrier: No,5.2 cm,rack of 96,non-sterile
,Finntip 250 universal, sterile,,,,, | P8979 |  | Sigma | Finnpipette ® pipette tips |  | ,,,, | Finn , Finnpipette pipette tips , Finntip Pipette Tips , Labware , Liquid Handling Equipment , Manufacturer Browser , Pipette Tips , Pipettes, Pipettors and Tips , Thermo , Thermo Extended Pipette Tips , Thermo Pipette Tips |  | Finn,0.5-250 μL,colorless tip,barrier: No,rack of 96,sterile | , |  |  | Finn,0.5-250 μL,colorless tip,barrier: No,rack of 96,sterile
,Finntip 300, non-sterile,,,,, | P9560 |  | Sigma | Finnpipette ® pipette tips |  | ,,,, | Finn , Finnpipette pipette tips , Finntip Pipette Tips , Labware , Liquid Handling Equipment , Manufacturer Browser , Pipette Tips , Pipettes, Pipettors and Tips , Thermo , Thermo Extended Pipette Tips , Thermo Pipette Tips |  | Finn,5-300 μL,orange tip,barrier: No,5.2 cm,bag of 1000,non-sterile | , |  |  | Finn,5-300 μL,orange tip,barrier: No,5.2 cm,bag of 1000,non-sterile
,Finntip 300, non-sterile,,,,, | P9685 |  | Sigma | Finnpipette ® pipette tips |  | ,,,, | Finn , Finnpipette pipette tips , Finntip Pipette Tips , Labware , Liquid Handling Equipment , Manufacturer Browser , Pipette Tips , Pipettes, Pipettors and Tips , Thermo , Thermo Extended Pipette Tips , Thermo Pipette Tips |  | Finn,5-300 μL,orange tip,barrier: No,5.2 cm,rack of 96,non-sterile | , |  |  | Finn,5-300 μL,orange tip,barrier: No,5.2 cm,rack of 96,non-sterile
,Finntip 1000, non-sterile,,,,, | P2674 |  | Sigma | Finnpipette ® pipette tips |  | ,,,, | Finn , Finnpipette pipette tips , Finntip Pipette Tips , Labware , Liquid Handling Equipment , Manufacturer Browser , Pipette Tips , Pipettes, Pipettors and Tips , Thermo , Thermo Extended Pipette Tips , Thermo Pipette Tips |  | Finn,100-1000 μL,colorless tip,barrier: No,bag of 1000,non-sterile | , |  |  | Finn,100-1000 μL,colorless tip,barrier: No,bag of 1000,non-sterile
,Finntip 1000, non-sterile,,,,, | P7174 |  | Sigma | Finnpipette ® pipette tips |  | ,,,, | Finn , Finnpipette pipette tips , Finntip Pipette Tips , Labware , Liquid Handling Equipment , Manufacturer Browser , Pipette Tips , Pipettes, Pipettors and Tips , Thermo , Thermo Extended Pipette Tips , Thermo Pipette Tips |  | Finn,100-1000 μL,blue tip,barrier: No,7.1 cm,rack of 96,non-sterile | , |  |  | Finn,100-1000 μL,blue tip,barrier: No,7.1 cm,rack of 96,non-sterile
,Finntip 5 mL, non-sterile,,,,, | P2924 |  | Sigma | Finnpipette ® pipette tips | (PDF) | ,,,, | Finn , Finnpipette pipette tips , Finntip Pipette Tips , Labware , Liquid Handling Equipment , Manufacturer Browser , Pipette Tips , Pipettes, Pipettors and Tips , Thermo , Thermo Extended Pipette Tips , Thermo Pipette Tips |  | Finn,1-5 mL,green tip,barrier: No,14.7 cm,bag of 500,non-sterile | , |  |  | Finn,1-5 mL,green tip,barrier: No,14.7 cm,bag of 500,non-sterile
,Finntip 10, non-sterile,,,,, | P0183 |  | Sigma | Finnpipette ® pipette tips |  | ,,,, | Finn , Finnpipette pipette tips , Finntip Pipette Tips , Labware , Liquid Handling Equipment , Manufacturer Browser , Pipette Tips , Pipettes, Pipettors and Tips , Thermo , Thermo Extended Pipette Tips , Thermo Pipette Tips |  | Finn,1-10 mL,red tip,barrier: No,15 cm,bag of 100,non-sterile | , |  |  | Finn,1-10 mL,red tip,barrier: No,15 cm,bag of 100,non-sterile
,capacity, 1 pipettes,,,,, | Z358142 |  | Sigma | Finnpipette ® multichannel pipette rack |  | ,,,, | Finn , Finn Pipettors , Finnpipette Stands and Racks , Labware , Liquid Handling Equipment , Manufacturer Browser , Pipettes, Pipettors and Tips , Pipettors , Thermo , Thermo Multichannel Pipettors , Thermo Pipettors |  | colorless tip,Finn,acrylic,capacity 1 pipettes | , |  |  | colorless tip,Finn,acrylic,capacity 1 pipettes
,pkg of 1 ea,,,,, | Z368997 |  | Sigma | Finnpipette ® stand |  | ,,,, | Finn , Finn Pipettors , Finnpipette Stands and Racks , Labware , Liquid Handling Equipment , Manufacturer Browser , Pipettes, Pipettors and Tips , Pipettors , Thermo , Thermo Pipettors , Thermo Stand |  | pkg of 1 ea,Finn | , |  |  | pkg of 1 ea,Finn
,Stepper tips deliver from 10μl to 1mL,,,,, | Z369039 |  | Sigma | Finnpipette ® stepper |  | ,,,, | Finn , Finn Pipettors , Finnpipette Stepper , Labware , Liquid Handling Equipment , Manufacturer Browser , Pipettes, Pipettors and Tips , Pipettors , Thermo , Thermo Pipettors , Thermo Stepper |  | Finn | , |  |  | Finn
,non-sterile, For 25/50 mL,,,,, | Z369047 |  | Sigma | Finnpipette ® Stepper Adapters |  | ,,,, | Finn , Finn Pipettors , Finnpipette Stepper adapters , Labware , Liquid Handling Equipment , Manufacturer Browser , Pipettes, Pipettors and Tips , Pipettors , Thermo , Thermo Pipette Tips , Thermo Stepper Pipette Tips |  | Finn,non-sterile | , |  |  | Finn,non-sterile
,sterile, For 25/50 mL,,,,, | Z369055 |  | Sigma | Finnpipette ® Stepper Adapters |  | ,,,, | Finn , Finn Pipettors , Finnpipette Stepper adapters , Labware , Liquid Handling Equipment , Manufacturer Browser , Pipettes, Pipettors and Tips , Pipettors , Thermo , Thermo Pipette Tips , Thermo Stepper Pipette Tips |  | Finn,sterile | , |  |  | Finn,sterile
,volume range 0.5 mL, sterile,,,,, | Z369152 |  | Sigma | Finnpipette ® Stepper pipette tips |  | ,,,, | Finn , Finnpipette Stepper pipette tips , Finntip Pipette Tips , Labware , Liquid Handling Equipment , Manufacturer Browser , Pipette Tips , Pipettes, Pipettors and Tips , Thermo , Thermo Pipette Tips , Thermo Stepper Pipette Tips |  | Finn,0.5 mL,colorless tip,barrier: No,pack of 50,sterile | , |  |  | Finn,0.5 mL,colorless tip,barrier: No,pack of 50,sterile
,volume range 1.25 mL, sterile,,,,, | Z369160 |  | Sigma | Finnpipette ® Stepper pipette tips |  | ,,,, | Finn , Finnpipette Stepper pipette tips , Finntip Pipette Tips , Labware , Liquid Handling Equipment , Manufacturer Browser , Pipette Tips , Pipettes, Pipettors and Tips , Thermo , Thermo Pipette Tips , Thermo Stepper Pipette Tips |  | Finn,1.25 mL,colorless tip,barrier: No,pack of 50,sterile | , |  |  | Finn,1.25 mL,colorless tip,barrier: No,pack of 50,sterile
,volume range 2.5 mL, sterile,,,,, | Z369179 |  | Sigma | Finnpipette ® Stepper pipette tips |  | ,,,, | Finn , Finnpipette Stepper pipette tips , Finntip Pipette Tips , Labware , Liquid Handling Equipment , Manufacturer Browser , Pipette Tips , Pipettes, Pipettors and Tips , Thermo , Thermo Pipette Tips , Thermo Stepper Pipette Tips |  | Finn,2.5 mL,colorless tip,barrier: No,pack of 50,sterile | , |  |  | Finn,2.5 mL,colorless tip,barrier: No,pack of 50,sterile
,volume range 5 mL, sterile,,,,, | Z369187 |  | Sigma | Finnpipette ® Stepper pipette tips |  | ,,,, | Finn , Finnpipette Stepper pipette tips , Finntip Pipette Tips , Labware , Liquid Handling Equipment , Manufacturer Browser , Pipette Tips , Pipettes, Pipettors and Tips , Thermo , Thermo Pipette Tips , Thermo Stepper Pipette Tips |  | Finn,5 mL,colorless tip,barrier: No,pack of 25,sterile | , |  |  | Finn,5 mL,colorless tip,barrier: No,pack of 25,sterile
,volume range 12.5 mL, sterile,,,,, | Z369195 |  | Sigma | Finnpipette ® Stepper pipette tips |  | ,,,, | Finn , Finnpipette Stepper pipette tips , Finntip Pipette Tips , Labware , Liquid Handling Equipment , Manufacturer Browser , Pipette Tips , Pipettes, Pipettors and Tips , Thermo , Thermo Pipette Tips , Thermo Stepper Pipette Tips |  | Finn,12.5 mL,colorless tip,barrier: No,pack of 25,sterile | , |  |  | Finn,12.5 mL,colorless tip,barrier: No,pack of 25,sterile
,volume range 0.5 mL,,,,, | Z369063 |  | Sigma | Finnpipette ® Stepper pipette tips |  | ,,,, | Finn , Finnpipette Stepper pipette tips , Finntip Pipette Tips , Labware , Liquid Handling Equipment , Manufacturer Browser , Pipette Tips , Pipettes, Pipettors and Tips , Thermo , Thermo Pipette Tips , Thermo Stepper Pipette Tips |  | Finn,0.5 mL,colorless tip,barrier: No,pack of 100,non-sterile | , |  |  | Finn,0.5 mL,colorless tip,barrier: No,pack of 100,non-sterile
,volume range 1.25 mL,,,,, | Z369071 |  | Sigma | Finnpipette ® Stepper pipette tips |  | ,,,, | Finn , Finnpipette Stepper pipette tips , Finntip Pipette Tips , Labware , Liquid Handling Equipment , Manufacturer Browser , Pipette Tips , Pipettes, Pipettors and Tips , Thermo , Thermo Pipette Tips , Thermo Stepper Pipette Tips |  | Finn,1.25 mL,colorless tip,barrier: No,pack of 100,non-sterile | , |  |  | Finn,1.25 mL,colorless tip,barrier: No,pack of 100,non-sterile
,volume range 2.5 mL,,,,, | Z369098 |  | Sigma | Finnpipette ® Stepper pipette tips |  | ,,,, | Finn , Finnpipette Stepper pipette tips , Finntip Pipette Tips , Labware , Liquid Handling Equipment , Manufacturer Browser , Pipette Tips , Pipettes, Pipettors and Tips , Thermo , Thermo Pipette Tips , Thermo Stepper Pipette Tips |  | Finn,2.5 mL,colorless tip,barrier: No,pack of 100,non-sterile | , |  |  | Finn,2.5 mL,colorless tip,barrier: No,pack of 100,non-sterile
,volume range 5 mL,,,,, | Z369101 |  | Sigma | Finnpipette ® Stepper pipette tips |  | ,,,, | Finn , Finnpipette Stepper pipette tips , Finntip Pipette Tips , Labware , Liquid Handling Equipment , Manufacturer Browser , Pipette Tips , Pipettes, Pipettors and Tips , Thermo , Thermo Pipette Tips , Thermo Stepper Pipette Tips |  | Finn,5 mL,colorless tip,barrier: No,pack of 50,non-sterile | , |  |  | Finn,5 mL,colorless tip,barrier: No,pack of 50,non-sterile
,volume range 12.5 mL,,,,, | Z369128 |  | Sigma | Finnpipette ® Stepper pipette tips |  | ,,,, | Finn , Finnpipette Stepper pipette tips , Finntip Pipette Tips , Labware , Liquid Handling Equipment , Manufacturer Browser , Pipette Tips , Pipettes, Pipettors and Tips , Thermo , Thermo Pipette Tips , Thermo Stepper Pipette Tips |  | Finn,12.5 mL,colorless tip,barrier: No,pack of 50,non-sterile | , |  |  | Finn,12.5 mL,colorless tip,barrier: No,pack of 50,non-sterile
,volume range 50 mL,,,,, | Z369144 |  | Sigma | Finnpipette ® Stepper pipette tips |  | ,,,, | Finn , Finnpipette Stepper pipette tips , Finntip Pipette Tips , Labware , Liquid Handling Equipment , Manufacturer Browser , Pipette Tips , Pipettes, Pipettors and Tips , Thermo , Thermo Pipette Tips , Thermo Stepper Pipette Tips |  | Finn,50 mL,colorless tip,barrier: No,pack of 10,non-sterile | , |  |  | Finn,50 mL,colorless tip,barrier: No,pack of 10,non-sterile
,capacity 0.2-2 μL , Micro-tip,,,,, | Z678279 |  | Aldrich | Finnpipette ® F2 variable volume pipette |  | ,,,, | Finn , Finn Pipettors , Finnpipette F2 variable volume pipette , Finnpipette ® F2 variable volume pipette , Labware , Liquid Handling Equipment , Manufacturer Browser , Pipettes, Pipettors and Tips , Pipettors , Thermo , Thermo Adjustable Pipettors , Thermo Pipettors |  | 4642010,0.2-2 μL , Micro-tip,color-coded pink | , |  |  | 4642010,0.2-2 μL , Micro-tip,color-coded pink
,capacity 0.5-5 μL , Micro-tip,,,,, | Z678287 |  | Aldrich | Finnpipette ® F2 variable volume pipette |  | ,,,, | Finn , Finn Pipettors , Finnpipette F2 variable volume pipette , Finnpipette ® F2 variable volume pipette , Labware , Liquid Handling Equipment , Manufacturer Browser , Pipettes, Pipettors and Tips , Pipettors , Thermo , Thermo Adjustable Pipettors , Thermo Pipettors |  | 4642020,0.5-5 μL , Micro-tip,color-coded pink | , |  |  | 4642020,0.5-5 μL , Micro-tip,color-coded pink
,capacity 1-10 μL , Micro-tip,,,,, | Z678295 |  | Aldrich | Finnpipette ® F2 variable volume pipette |  | ,,,, | Finn , Finn Pipettors , Finnpipette F2 variable volume pipette , Finnpipette ® F2 variable volume pipette , Labware , Liquid Handling Equipment , Manufacturer Browser , Pipettes, Pipettors and Tips , Pipettors , Thermo , Thermo Adjustable Pipettors , Thermo Pipettors |  | 4642030,1-10 μL , Micro-tip,color-coded pink | , |  |  | 4642030,1-10 μL , Micro-tip,color-coded pink
,capacity 2-20 μL , Micro-tip,,,,, | Z678309 |  | Aldrich | Finnpipette ® F2 variable volume pipette |  | ,,,, | Finn , Finn Pipettors , Finnpipette F2 variable volume pipette , Finnpipette ® F2 variable volume pipette , Labware , Liquid Handling Equipment , Manufacturer Browser , Pipettes, Pipettors and Tips , Pipettors , Thermo , Thermo Adjustable Pipettors , Thermo Pipettors |  | 4642050,2-20 μL , Micro-tip,color-coded turquoise | , |  |  | 4642050,2-20 μL , Micro-tip,color-coded turquoise
,capacity 5-50 μL , Micro-tip,,,,, | Z678317 |  | Aldrich | Finnpipette ® F2 variable volume pipette |  | ,,,, | Finn , Finn Pipettors , Finnpipette F2 variable volume pipette , Finnpipette ® F2 variable volume pipette , Labware , Liquid Handling Equipment , Manufacturer Browser , Pipettes, Pipettors and Tips , Pipettors , Thermo , Thermo Adjustable Pipettors , Thermo Pipettors |  | 4642120,5-50 μL , Micro-tip,color-coded turquoise | , |  |  | 4642120,5-50 μL , Micro-tip,color-coded turquoise
,capacity 10-100 μL,,,,, | Z678325 |  | Aldrich | Finnpipette ® F2 variable volume pipette |  | ,,,, | Finn , Finn Pipettors , Finnpipette F2 variable volume pipette , Finnpipette ® F2 variable volume pipette , Labware , Liquid Handling Equipment , Manufacturer Browser , Pipettes, Pipettors and Tips , Pipettors , Thermo , Thermo Adjustable Pipettors , Thermo Pipettors |  | 4642070,10-100 μL,color-coded yellow | , |  |  | 4642070,10-100 μL,color-coded yellow
,capacity 20-200 μL,,,,, | Z678333 |  | Aldrich | Finnpipette ® F2 variable volume pipette |  | ,,,, | Finn , Finn Pipettors , Finnpipette F2 variable volume pipette , Finnpipette ® F2 variable volume pipette , Labware , Liquid Handling Equipment , Manufacturer Browser , Pipettes, Pipettors and Tips , Pipettors , Thermo , Thermo Adjustable Pipettors , Thermo Pipettors |  | 4642080,20-200 μL,color-coded yellow | , |  |  | 4642080,20-200 μL,color-coded yellow
,capacity 1-10 mL,,,,, | Z678376 |  | Aldrich | Finnpipette ® F2 variable volume pipette |  | ,,,, | Finn , Finn Pipettors , Finnpipette F2 variable volume pipette , Finnpipette ® F2 variable volume pipette , Labware , Liquid Handling Equipment , Manufacturer Browser , Pipettes, Pipettors and Tips , Pipettors , Thermo , Thermo Adjustable Pipettors , Thermo Pipettors |  | 4642110,1-10 mL,color-coded red | , |  |  | 4642110,1-10 mL,color-coded red
,Finntip Flex 10, non-sterile,,,,, | Z677825 |  | Aldrich | Finntip ® Flex pipette tips |  | ,,,, | Finn , Finntip Flex pipette tips , Finntip Pipette Tips , Labware , Liquid Handling Equipment , Manufacturer Browser , Pipette Tips , Pipettes, Pipettors and Tips , Thermo , Thermo Pipette Tips |  | Finn,0.1-10 μL,colorless tip,barrier: No,bag of 1000,non-sterile | , |  |  | Finn,0.1-10 μL,colorless tip,barrier: No,bag of 1000,non-sterile
,Finntip Flex 10, sterile,,,,, | Z677833 |  | Aldrich | Finntip ® Flex pipette tips |  | ,,,, | Finn , Finntip Flex pipette tips , Finntip Pipette Tips , Labware , Liquid Handling Equipment , Manufacturer Browser , Pipette Tips , Pipettes, Pipettors and Tips , Thermo , Thermo Pipette Tips |  | Finn,0.1-10 μL,colorless tip,barrier: No,rack of 10 × 96 tips,sterile | , |  |  | Finn,0.1-10 μL,colorless tip,barrier: No,rack of 10 × 96 tips,sterile
,Finntip Flex 10, non-sterile,,,,, | Z677841 |  | Aldrich | Finntip ® Flex pipette tips |  | ,,,, | Finn , Finntip Flex pipette tips , Finntip Pipette Tips , Labware , Liquid Handling Equipment , Manufacturer Browser , Pipette Tips , Pipettes, Pipettors and Tips , Thermo , Thermo Pipette Tips |  | Finn,0.1-10 μL,colorless tip,barrier: No,rack of 10 × 96 tips,non-sterile | , |  |  | Finn,0.1-10 μL,colorless tip,barrier: No,rack of 10 × 96 tips,non-sterile
,Finntip Flex 200, non-sterile,,,,, | Z677868 |  | Aldrich | Finntip ® Flex pipette tips |  | ,,,, | Finn , Finntip Flex pipette tips , Finntip Pipette Tips , Labware , Liquid Handling Equipment , Manufacturer Browser , Pipette Tips , Pipettes, Pipettors and Tips , Thermo , Thermo Pipette Tips |  | Finn,1-200 μL,colorless tip,barrier: No,bag of 1000,non-sterile | , |  |  | Finn,1-200 μL,colorless tip,barrier: No,bag of 1000,non-sterile
,Finntip Flex 200, sterile,,,,, | Z677876 |  | Aldrich | Finntip ® Flex pipette tips |  | ,,,, | Finn , Finntip Flex pipette tips , Finntip Pipette Tips , Labware , Liquid Handling Equipment , Manufacturer Browser , Pipette Tips , Pipettes, Pipettors and Tips , Thermo , Thermo Pipette Tips |  | Finn,1-200 μL,colorless tip,barrier: No,rack of 10 × 96 tips,sterile | , |  |  | Finn,1-200 μL,colorless tip,barrier: No,rack of 10 × 96 tips,sterile
,Finntip Flex 200, non-sterile,,,,, | Z677884 |  | Aldrich | Finntip ® Flex pipette tips |  | ,,,, | Finn , Finntip Flex pipette tips , Finntip Pipette Tips , Labware , Liquid Handling Equipment , Manufacturer Browser , Pipette Tips , Pipettes, Pipettors and Tips , Thermo , Thermo Pipette Tips |  | Finn,1-200 μL,colorless tip,barrier: No,rack of 10 × 96 tips,non-sterile | , |  |  | Finn,1-200 μL,colorless tip,barrier: No,rack of 10 × 96 tips,non-sterile
,Finntip Flex 300, non-sterile,,,,, | Z677949 |  | Aldrich | Finntip ® Flex pipette tips |  | ,,,, | Finn , Finntip Flex pipette tips , Finntip Pipette Tips , Labware , Liquid Handling Equipment , Manufacturer Browser , Pipette Tips , Pipettes, Pipettors and Tips , Thermo , Thermo Pipette Tips |  | Finn,5-300 μL,colorless tip,barrier: No,bag of 1000,non-sterile | , |  |  | Finn,5-300 μL,colorless tip,barrier: No,bag of 1000,non-sterile
,Finntip Flex 300, sterile,,,,, | Z677957 |  | Aldrich | Finntip ® Flex pipette tips |  | ,,,, | Finn , Finntip Flex pipette tips , Finntip Pipette Tips , Labware , Liquid Handling Equipment , Manufacturer Browser , Pipette Tips , Pipettes, Pipettors and Tips , Thermo , Thermo Pipette Tips |  | Finn,5-300 μL,colorless tip,barrier: No,rack of 10 × 96 tips,sterile | , |  |  | Finn,5-300 μL,colorless tip,barrier: No,rack of 10 × 96 tips,sterile
,Finntip Flex 300, non-sterile,,,,, | Z677965 |  | Aldrich | Finntip ® Flex pipette tips |  | ,,,, | Finn , Finntip Flex pipette tips , Finntip Pipette Tips , Labware , Liquid Handling Equipment , Manufacturer Browser , Pipette Tips , Pipettes, Pipettors and Tips , Thermo , Thermo Pipette Tips |  | Finn,5-300 μL,colorless tip,barrier: No,rack of 10 × 96 tips,non-sterile | , |  |  | Finn,5-300 μL,colorless tip,barrier: No,rack of 10 × 96 tips,non-sterile
,Finntip Flex 1000, non-sterile,,,,, | Z677914 |  | Aldrich | Finntip ® Flex pipette tips |  | ,,,, | Finn , Finntip Flex pipette tips , Finntip Pipette Tips , Labware , Liquid Handling Equipment , Manufacturer Browser , Pipette Tips , Pipettes, Pipettors and Tips , Thermo , Thermo Pipette Tips |  | Finn,100-1000 μL,colorless tip,barrier: No,bag of 1000,non-sterile | , |  |  | Finn,100-1000 μL,colorless tip,barrier: No,bag of 1000,non-sterile
,Finntip Flex 1000, sterile,,,,, | Z677922 |  | Aldrich | Finntip ® Flex pipette tips |  | ,,,, | Finn , Finntip Flex pipette tips , Finntip Pipette Tips , Labware , Liquid Handling Equipment , Manufacturer Browser , Pipette Tips , Pipettes, Pipettors and Tips , Thermo , Thermo Pipette Tips |  | Finn,100-1000 μL,colorless tip,barrier: No,rack of 10 × 96 tips,sterile | , |  |  | Finn,100-1000 μL,colorless tip,barrier: No,rack of 10 × 96 tips,sterile
,Finntip Flex 1000, non-sterile,,,,, | Z677930 |  | Aldrich | Finntip ® Flex pipette tips |  | ,,,, | Finn , Finntip Flex pipette tips , Finntip Pipette Tips , Labware , Liquid Handling Equipment , Manufacturer Browser , Pipette Tips , Pipettes, Pipettors and Tips , Thermo , Thermo Pipette Tips |  | Finn,100-1000 μL,colorless tip,barrier: No,rack of 10 × 96 tips,non-sterile | , |  |  | Finn,100-1000 μL,colorless tip,barrier: No,rack of 10 × 96 tips,non-sterile
,non-sterile, pkg of bulk packed,,,,, | Z369004 |  | Sigma | Finntip ® Micro-tips 10 μL capacity |  | ,,,, | Finn , Finntip Micro-tips 10 μL capacity , Finntip Pipette Tips , Labware , Liquid Handling Equipment , Manufacturer Browser , Pipette Tips , Pipettes, Pipettors and Tips , Thermo , Thermo Micro Pipette Tips , Thermo Pipette Tips |  | Finn,0.1-10 μL,pink tip,barrier: No,3.2 cm,pkg of bulk packed,non-sterile | , |  |  | Finn,0.1-10 μL,pink tip,barrier: No,3.2 cm,pkg of bulk packed,non-sterile
,non-sterile, tray of 10 × 96 tips,,,,, | Z369012 |  | Sigma | Finntip ® Micro-tips 10 μL capacity |  | ,,,, | Finn , Finntip Micro-tips 10 μL capacity , Finntip Pipette Tips , Labware , Liquid Handling Equipment , Manufacturer Browser , Pipette Tips , Pipettes, Pipettors and Tips , Thermo , Thermo Micro Pipette Tips , Thermo Pipette Tips |  | Finn,0.1-10 μL,pink tip,barrier: No,3.2 cm,tray of 10 × 96 tips,non-sterile | , |  |  | Finn,0.1-10 μL,pink tip,barrier: No,3.2 cm,tray of 10 × 96 tips,non-sterile
,sterile, tray of 10 × 96 tips,,,,, | Z369020 |  | Sigma | Finntip ® Micro-tips 10 μL capacity |  | ,,,, | Finn , Finntip Micro-tips 10 μL capacity , Finntip Pipette Tips , Labware , Liquid Handling Equipment , Manufacturer Browser , Pipette Tips , Pipettes, Pipettors and Tips , Thermo , Thermo Micro Pipette Tips , Thermo Pipette Tips |  | Finn,0.1-10 μL,pink tip,barrier: No,3.2 cm,tray of 10 × 96 tips,sterile | , |  |  | Finn,0.1-10 μL,pink tip,barrier: No,3.2 cm,tray of 10 × 96 tips,sterile
,Viton ®,,,,, | Z224561 |  | Aldrich | O-rings for PTFE metering capillary valve |  | ,,,, | Gilmont , Gilmont O-Rings for PTFE Metering Capillary Valve , Labware , Manufacturer Browser , Measurement Devices |  | pkg of 6 ea,Gilmont,Viton ® | , |  |  | pkg of 6 ea,Gilmont,Viton ®
,PTFE,,,,, | Z224588 |  | Aldrich | O-rings for PTFE metering capillary valve |  | ,,,, | Gilmont , Gilmont O-Rings for PTFE Metering Capillary Valve , Labware , Manufacturer Browser , Measurement Devices |  | pkg of 6 ea,Gilmont,PTFE | , |  |  | pkg of 6 ea,Gilmont,PTFE
,Micrometer,,,,, | Z224529 |  | Aldrich | PTFE capillary valve |  | ,,,, | Gilmont , Gilmont PTFE Capillary Valve , Labware , Manufacturer Browser , Measurement Devices |  | Gilmont,borosilicate glass connections,≤30 psi pressure,9 mm | , |  |  | Gilmont,borosilicate glass connections,≤30 psi pressure,9 mm
,Metering,,,,, | Z224537 |  | Aldrich | PTFE capillary valve |  | ,,,, | Gilmont , Gilmont PTFE Capillary Valve , Labware , Manufacturer Browser , Measurement Devices |  | Gilmont,borosilicate glass connections,≤30 psi pressure,9 mm | , |  |  | Gilmont,borosilicate glass connections,≤30 psi pressure,9 mm
,AC input 120 V, 15 A,,,,, | Z285498 |  | Aldrich | DigiTrol II temperature controller |  | ,,,, | DigiTrol II temperature controller , Glas-Col , Glas-Col Heating Mantle Controllers , Glas-Col Heating Mantles , Heating , Heating Mantles , Labware , Manufacturer Browser |  | Glas-Col 104APL612K,32-999 °F temperature (0-750 °C),not available in EU,1,800 watts | , |  |  | Glas-Col 104APL612K,32-999 °F temperature (0-750 °C),not available in EU,1,800 watts
,AC input 240 V, 10 A (CE Compliant),,,,, | Z285501 |  | Aldrich | DigiTrol II temperature controller |  | ,,,, | Baths and Circulators , DigiTrol II temperature controller , General Purpose Baths and Circulators , Glas-Col , Glas-Col Heating Mantle Controllers , Glas-Col Heating Mantles , Heating , Heating Mantles , Labware , Manufacturer Browser |  | Glas-Col 104APL624K (CE),32-999 °F temperature (0-750 °C),2,400 watts | , |  |  | Glas-Col 104APL624K (CE),32-999 °F temperature (0-750 °C),2,400 watts
,Kit A,,,,, | Z250872 |  | Aldrich | InsulEze ® insulating kit |  | ,,,, | Glas-Col , Heating , Heating Tapes , InsulEze insulating kit , Labware , Manufacturer Browser |  | Glas-Col 100GIK210 | , |  |  | Glas-Col 100GIK210
,Kit B,,,,, | Z250880 |  | Aldrich | InsulEze ® insulating kit |  | ,,,, | Glas-Col , Heating , Heating Tapes , InsulEze insulating kit , Labware , Manufacturer Browser |  | Glas-Col 100GIK220 | , |  |  | Glas-Col 100GIK220
,Kit C,,,,, | Z250899 |  | Aldrich | InsulEze ® insulating kit |  | ,,,, | Glas-Col , Heating , Heating Tapes , InsulEze insulating kit , Labware , Manufacturer Browser |  | Glas-Col 100GIK230 | , |  |  | Glas-Col 100GIK230
,Combination,,,,, | Z250902 |  | Aldrich | InsulEze ® insulating kit |  | ,,,, | Glas-Col , Heating , Heating Tapes , InsulEze insulating kit , Labware , Manufacturer Browser |  | Glas-Col 100GIK240 | , |  |  | Glas-Col 100GIK240
,for flask size, 12 L, AC input 115 V,,,,, | Z524786 |  | Aldrich | Large capacity StirMantles |  | ,,,650 W (2 outlets), | Glas-Col , Glas-Col Heating Mantles , Heating , Heating Mantles , Labware , Large capacity StirMantles , Manufacturer Browser , Series STM |  | not available in EU,Glas-Col 100DEMS116,100-1,850 rpm stirring range,CE compliant: No,not available in EU | , |  |  | not available in EU,Glas-Col 100DEMS116,100-1,850 rpm stirring range,CE compliant: No,not available in EU,650 W (2 outlets)
,for flask size, 12 L, AC input 230 V,,,,, | Z524816 |  | Aldrich | Large capacity StirMantles |  | ,,,650 W (2 outlets), | Glas-Col , Glas-Col Heating Mantles , Heating , Heating Mantles , Labware , Large capacity StirMantles , Manufacturer Browser , Series STM |  | for flask size 12 L,Glas-Col 100DEMS117,100-1,850 rpm stirring range,CE compliant: No,not available in EU | , |  |  | for flask size 12 L,Glas-Col 100DEMS117,100-1,850 rpm stirring range,CE compliant: No,not available in EU,650 W (2 outlets)
,for flask size, 22 L, AC input 115 V,,,,, | Z524794 |  | Aldrich | Large capacity StirMantles |  | ,,,770 W (2 outlets), | Glas-Col , Glas-Col Heating Mantles , Heating , Heating Mantles , Labware , Large capacity StirMantles , Manufacturer Browser , Series STM |  | not available in EU,Glas-Col 100DEMS118,100-1,850 rpm stirring range,CE compliant: No,not available in EU | , |  |  | not available in EU,Glas-Col 100DEMS118,100-1,850 rpm stirring range,CE compliant: No,not available in EU,770 W (2 outlets)
,for flask size, 22 L, AC input 230 V,,,,, | Z524824 |  | Aldrich | Large capacity StirMantles |  | ,,,770 W (2 outlets), | Glas-Col , Glas-Col Heating Mantles , Heating , Heating Mantles , Labware , Large capacity StirMantles , Manufacturer Browser , Series STM |  | for flask size 22 L,Glas-Col 100DEMS119,100-1,850 rpm stirring range,CE compliant: No,not available in EU | , |  |  | for flask size 22 L,Glas-Col 100DEMS119,100-1,850 rpm stirring range,CE compliant: No,not available in EU,770 W (2 outlets)
,for flask size, 50 L, AC input 115 V,,,,, | Z524808 |  | Aldrich | Large capacity StirMantles |  | ,,,1,000 W (3 outlets), | Glas-Col , Glas-Col Heating Mantles , Heating , Heating Mantles , Labware , Large capacity StirMantles , Manufacturer Browser , Series STM |  | not available in EU,Glas-Col 100DEMS120,100-1,850 rpm stirring range,CE compliant: No,not available in EU | , |  |  | not available in EU,Glas-Col 100DEMS120,100-1,850 rpm stirring range,CE compliant: No,not available in EU,1,000 W (3 outlets)
,for flask size, 50 L, AC input 230 V,,,,, | Z524832 |  | Aldrich | Large capacity StirMantles |  | ,,,1,000 W (3 outlets), | Glas-Col , Glas-Col Heating Mantles , Heating , Heating Mantles , Labware , Large capacity StirMantles , Manufacturer Browser , Series STM |  | for flask size 50 L,Glas-Col 100DEMS121,100-1,850 rpm stirring range,CE compliant: No,not available in EU | , |  |  | for flask size 50 L,Glas-Col 100DEMS121,100-1,850 rpm stirring range,CE compliant: No,not available in EU,1,000 W (3 outlets)
,for flask size, 72 L, AC input 230 V,,,,, | Z524840 |  | Aldrich | Large capacity StirMantles |  | ,,,2,000 W (2 outlets), | Glas-Col , Glas-Col Heating Mantles , Heating , Heating Mantles , Labware , Large capacity StirMantles , Manufacturer Browser , Series STM |  | for flask size 72 L,Glas-Col 100DEMS122,100-1,850 rpm stirring range,CE compliant: No,not available in EU | , |  |  | for flask size 72 L,Glas-Col 100DEMS122,100-1,850 rpm stirring range,CE compliant: No,not available in EU,2,000 W (2 outlets)
,AC input 120 V,,,,, | Z526193 |  | Aldrich | Glas-Col ® Mantleminder II |  | ,,,, | Glas-Col , Glas-Col Heating Mantle Controllers , Glas-Col Heating Mantles , Heating , Heating Mantles , Labware , Mantleminder II , Manufacturer Browser |  | Glas-Col 104APL512,0-750 °C temperature,CSA approved,not available in EU,6 in. | , |  |  | Glas-Col 104APL512,0-750 °C temperature,CSA approved,not available in EU,6 in.
,AC input 240 V,,,,, | Z526207 |  | Aldrich | Glas-Col ® Mantleminder II |  | ,,,, | Glas-Col , Glas-Col Heating Mantle Controllers , Glas-Col Heating Mantles , Heating , Heating Mantles , Labware , Mantleminder II , Manufacturer Browser |  | Glas-Col 104A PL524,0-750 °C temperature,6 in. | , |  |  | Glas-Col 104A PL524,0-750 °C temperature,6 in.
,top diam. 66.8 mm, AC input 115 V,,,,, | Z524298 |  | Aldrich | Glas-Col ® mantles for fixed plate Buchner funnels |  | ,,,, | Glas-Col , Glas-Col Heating Mantles , Heating , Heating Mantles , Labware , Mantles for fixed plate Buchner funnels , Manufacturer Browser , Series TM |  | not available in EU,Glas-Col 100BTM808,, Coors #60240,Non-treated surface treatment,CE compliant: No,55 mm,66.8 mm,non-sterile,not available in EU | , |  |  | not available in EU,Glas-Col 100BTM808,, Coors #60240,Non-treated surface treatment,CE compliant: No,55 mm,66.8 mm,non-sterile,not available in EU
,top diam. 88.9 mm, AC input 115 V,,,,, | Z524301 |  | Aldrich | Glas-Col ® mantles for fixed plate Buchner funnels |  | ,,,, | Glas-Col , Glas-Col Heating Mantles , Heating , Heating Mantles , Labware , Mantles for fixed plate Buchner funnels , Manufacturer Browser , Series TM |  | not available in EU,Glas-Col 100BTM810,Non-treated surface treatment,CE compliant: No,70 mm,88.9 mm,non-sterile,not available in EU | , |  |  | not available in EU,Glas-Col 100BTM810,Non-treated surface treatment,CE compliant: No,70 mm,88.9 mm,non-sterile,not available in EU
,top diam. 107.9 mm, AC input 115 V,,,,, | Z512265 |  | Aldrich | Glas-Col ® mantles for fixed plate Buchner funnels |  | ,,,, | Glas-Col , Glas-Col Heating Mantles , Heating , Heating Mantles , Labware , Mantles for fixed plate Buchner funnels , Manufacturer Browser , Series TM |  | not available in EU,Glas-Col 100BTM812,Non-treated surface treatment,CE compliant: No,90 mm,107.9 mm,non-sterile,not available in EU | , |  |  | not available in EU,Glas-Col 100BTM812,Non-treated surface treatment,CE compliant: No,90 mm,107.9 mm,non-sterile,not available in EU
,top diam. 125.5 mm, AC input 115 V,,,,, | Z524328 |  | Aldrich | Glas-Col ® mantles for fixed plate Buchner funnels |  | ,,,, | Glas-Col , Glas-Col Heating Mantles , Heating , Heating Mantles , Labware , Mantles for fixed plate Buchner funnels , Manufacturer Browser , Series TM |  | not available in EU,Glas-Col 100BTM814,Non-treated surface treatment,CE compliant: No,110 mm,125.5 mm,non-sterile,not available in EU | , |  |  | not available in EU,Glas-Col 100BTM814,Non-treated surface treatment,CE compliant: No,110 mm,125.5 mm,non-sterile,not available in EU
,top diam. 143.0 mm, AC input 115 V,,,,, | Z524336 |  | Aldrich | Glas-Col ® mantles for fixed plate Buchner funnels |  | ,,,, | Glas-Col , Glas-Col Heating Mantles , Heating , Heating Mantles , Labware , Mantles for fixed plate Buchner funnels , Manufacturer Browser , Series TM |  | not available in EU,Glas-Col 100BTM816,Non-treated surface treatment,CE compliant: No,124 mm,143.0 mm,non-sterile,not available in EU | , |  |  | not available in EU,Glas-Col 100BTM816,Non-treated surface treatment,CE compliant: No,124 mm,143.0 mm,non-sterile,not available in EU
,top diam. 171.5 mm, AC input 115 V,,,,, | Z524344 |  | Aldrich | Glas-Col ® mantles for fixed plate Buchner funnels |  | ,,,, | Glas-Col , Glas-Col Heating Mantles , Heating , Heating Mantles , Labware , Mantles for fixed plate Buchner funnels , Manufacturer Browser , Series TM |  | not available in EU,Glas-Col 100BTM818,Non-treated surface treatment,CE compliant: No,150 mm,171.5 mm,non-sterile,not available in EU | , |  |  | not available in EU,Glas-Col 100BTM818,Non-treated surface treatment,CE compliant: No,150 mm,171.5 mm,non-sterile,not available in EU
,top diam. 212.9 mm, AC input 115 V,,,,, | Z524352 |  | Aldrich | Glas-Col ® mantles for fixed plate Buchner funnels |  | ,,,, | Glas-Col , Glas-Col Heating Mantles , Heating , Heating Mantles , Labware , Mantles for fixed plate Buchner funnels , Manufacturer Browser , Series TM |  | not available in EU,Glas-Col 100BTM820,Non-treated surface treatment,CE compliant: No,185 mm,212.9 mm,non-sterile,not available in EU | , |  |  | not available in EU,Glas-Col 100BTM820,Non-treated surface treatment,CE compliant: No,185 mm,212.9 mm,non-sterile,not available in EU
,top diam. 270.0 mm, AC input 115 V,,,,, | Z524360 |  | Aldrich | Glas-Col ® mantles for fixed plate Buchner funnels |  | ,,,, | Glas-Col , Glas-Col Heating Mantles , Heating , Heating Mantles , Labware , Mantles for fixed plate Buchner funnels , Manufacturer Browser , Series TM |  | not available in EU,Glas-Col 100BTM822,Non-treated surface treatment,CE compliant: No,240 mm,270.0 mm,non-sterile,not available in EU | , |  |  | not available in EU,Glas-Col 100BTM822,Non-treated surface treatment,CE compliant: No,240 mm,270.0 mm,non-sterile,not available in EU
,top diam. 143.0 mm, AC input 230 V,,,,, | Z524379 |  | Aldrich | Glas-Col ® mantles for fixed plate Buchner funnels |  | ,,,, | Glas-Col , Glas-Col Heating Mantles , Heating , Heating Mantles , Labware , Mantles for fixed plate Buchner funnels , Manufacturer Browser , Series TM |  | Coors No. 60245,Glas-Col 100BTM817,Non-treated surface treatment,CE compliant: No,124 mm,143.0 mm,non-sterile,not available in EU | , |  |  | Coors No. 60245,Glas-Col 100BTM817,Non-treated surface treatment,CE compliant: No,124 mm,143.0 mm,non-sterile,not available in EU
,top diam. 171.5 mm, AC input 230 V,,,,, | Z524387 |  | Aldrich | Glas-Col ® mantles for fixed plate Buchner funnels |  | ,,,, | Glas-Col , Glas-Col Heating Mantles , Heating , Heating Mantles , Labware , Mantles for fixed plate Buchner funnels , Manufacturer Browser , Series TM |  | Coors No. 60246,Glas-Col 100BTM819,Non-treated surface treatment,CE compliant: No,150 mm,171.5 mm,non-sterile,not available in EU | , |  |  | Coors No. 60246,Glas-Col 100BTM819,Non-treated surface treatment,CE compliant: No,150 mm,171.5 mm,non-sterile,not available in EU
,top diam. 212.9 mm, AC input 230 V,,,,, | Z524395 |  | Aldrich | Glas-Col ® mantles for fixed plate Buchner funnels |  | ,,,, | Glas-Col , Glas-Col Heating Mantles , Heating , Heating Mantles , Labware , Mantles for fixed plate Buchner funnels , Manufacturer Browser , Series TM |  | Coors No. 60247,Glas-Col 100BTM821,Non-treated surface treatment,CE compliant: No,185 mm,212.9 mm,non-sterile,not available in EU | , |  |  | Coors No. 60247,Glas-Col 100BTM821,Non-treated surface treatment,CE compliant: No,185 mm,212.9 mm,non-sterile,not available in EU
,top diam. 270.0 mm, AC input 230 V,,,,, | Z524409 |  | Aldrich | Glas-Col ® mantles for fixed plate Buchner funnels |  | ,,,, | Glas-Col , Glas-Col Heating Mantles , Heating , Heating Mantles , Labware , Mantles for fixed plate Buchner funnels , Manufacturer Browser , Series TM |  | Coors No. 60248,Glas-Col 100BTM823,Non-treated surface treatment,CE compliant: No,240 mm,270.0 mm,non-sterile,not available in EU | , |  |  | Coors No. 60248,Glas-Col 100BTM823,Non-treated surface treatment,CE compliant: No,240 mm,270.0 mm,non-sterile,not available in EU
,capacity 150 mL, AC input 115 V,,,,, | Z524417 |  | Aldrich | Glas-Col ® mantles for fritted disc Buchner funnels |  | ,,,, | Glas-Col , Glas-Col Heating Mantles , Heating , Heating Mantles , Labware , Mantles for fritted disc Buchner funnels , Manufacturer Browser , Series TM |  | Glas-Col 100BTM832,150 mL,CSA approved 115V units,70 mm,not available in EU | , |  |  | Glas-Col 100BTM832,150 mL,CSA approved 115V units,70 mm,not available in EU
,capacity 150 mL, AC input 230 V,,,,, | Z524476 |  | Aldrich | Glas-Col ® mantles for fritted disc Buchner funnels |  | ,,,, | Glas-Col , Glas-Col Heating Mantles , Heating , Heating Mantles , Labware , Mantles for fritted disc Buchner funnels , Manufacturer Browser , Series TM |  | Glas-Col 100BTM833,150 mL,CSA approved 115V units,70 mm | , |  |  | Glas-Col 100BTM833,150 mL,CSA approved 115V units,70 mm
,capacity 350 mL, AC input 115 V,,,,, | Z524425 |  | Aldrich | Glas-Col ® mantles for fritted disc Buchner funnels |  | ,,,, | Glas-Col , Glas-Col Heating Mantles , Heating , Heating Mantles , Labware , Mantles for fritted disc Buchner funnels , Manufacturer Browser , Series TM |  | Glas-Col 100BTM834,350 mL,CSA approved 115V units,90 mm,not available in EU | , |  |  | Glas-Col 100BTM834,350 mL,CSA approved 115V units,90 mm,not available in EU
,capacity 350 mL, AC input 230 V,,,,, | Z524484 |  | Aldrich | Glas-Col ® mantles for fritted disc Buchner funnels |  | ,,,, | Glas-Col , Glas-Col Heating Mantles , Heating , Heating Mantles , Labware , Mantles for fritted disc Buchner funnels , Manufacturer Browser , Series TM |  | Glas-Col 100BTM835,350 mL,CSA approved 115V units,90 mm | , |  |  | Glas-Col 100BTM835,350 mL,CSA approved 115V units,90 mm
,capacity 600 mL, AC input 115 V,,,,, | Z524433 |  | Aldrich | Glas-Col ® mantles for fritted disc Buchner funnels |  | ,,,, | Glas-Col , Glas-Col Heating Mantles , Heating , Heating Mantles , Labware , Mantles for fritted disc Buchner funnels , Manufacturer Browser , Series TM |  | Glas-Col 100BTM836,600 mL,CSA approved 115V units,100 mm,not available in EU | , |  |  | Glas-Col 100BTM836,600 mL,CSA approved 115V units,100 mm,not available in EU
,capacity 600 mL, AC input 230 V,,,,, | Z524492 |  | Aldrich | Glas-Col ® mantles for fritted disc Buchner funnels |  | ,,,, | Glas-Col , Glas-Col Heating Mantles , Heating , Heating Mantles , Labware , Mantles for fritted disc Buchner funnels , Manufacturer Browser , Series TM |  | Glas-Col 100BTM837,600 mL,CSA approved 115V units,100 mm | , |  |  | Glas-Col 100BTM837,600 mL,CSA approved 115V units,100 mm
,capacity 2,000 mL, AC input 115 V,,,,, | Z524441 |  | Aldrich | Glas-Col ® mantles for fritted disc Buchner funnels |  | ,,,, | Glas-Col , Glas-Col Heating Mantles , Heating , Heating Mantles , Labware , Mantles for fritted disc Buchner funnels , Manufacturer Browser , Series TM |  | Glas-Col 100BTM838,2,000 mL,CSA approved 115V units,140 mm,not available in EU | , |  |  | Glas-Col 100BTM838,2,000 mL,CSA approved 115V units,140 mm,not available in EU
,capacity 2,000 mL, AC input 230 V,,,,, | Z524506 |  | Aldrich | Glas-Col ® mantles for fritted disc Buchner funnels |  | ,,,, | Glas-Col , Glas-Col Heating Mantles , Heating , Heating Mantles , Labware , Mantles for fritted disc Buchner funnels , Manufacturer Browser , Series TM |  | Glas-Col 100BTM839,2,000 mL,CSA approved 115V units,140 mm | , |  |  | Glas-Col 100BTM839,2,000 mL,CSA approved 115V units,140 mm
,capacity 3,000 mL, AC input 115 V,,,,, | Z524468 |  | Aldrich | Glas-Col ® mantles for fritted disc Buchner funnels |  | ,,,, | Glas-Col , Glas-Col Heating Mantles , Heating , Heating Mantles , Labware , Mantles for fritted disc Buchner funnels , Manufacturer Browser , Series TM |  | Glas-Col 100BTM840,3,000 mL,CSA approved 115V units,165 mm,not available in EU | , |  |  | Glas-Col 100BTM840,3,000 mL,CSA approved 115V units,165 mm,not available in EU
,capacity 3,000 mL, AC input 230 V,,,,, | Z524514 |  | Aldrich | Glas-Col ® mantles for fritted disc Buchner funnels |  | ,,,, | Glas-Col , Glas-Col Heating Mantles , Heating , Heating Mantles , Labware , Mantles for fritted disc Buchner funnels , Manufacturer Browser , Series TM |  | Glas-Col 100BTM841,3,000 mL,CSA approved 115V units,165 mm | , |  |  | Glas-Col 100BTM841,3,000 mL,CSA approved 115V units,165 mm
,for flask size, 5 mL,,,,, | Z285528 |  | Aldrich | Glas-Col ® micro mantles |  | ,,,, | Glas-Col , Glas-Col Heating Mantles , Heating , Heating Mantles , Labware , Manufacturer Browser , Micro mantles , Series STM |  | not available in EU,Glas-Col 100A MIC5,not available in EU,CSA approved,12 watts | , |  |  | not available in EU,Glas-Col 100A MIC5,not available in EU,CSA approved,12 watts
,for flask size, 10 mL,,,,, | Z285536 |  | Aldrich | Glas-Col ® micro mantles |  | ,,,, | Glas-Col , Glas-Col Heating Mantles , Heating , Heating Mantles , Labware , Manufacturer Browser , Micro mantles , Series STM |  | not available in EU,Glas-Col 100A MIC10,not available in EU,CSA approved,20 watts | , |  |  | not available in EU,Glas-Col 100A MIC10,not available in EU,CSA approved,20 watts
,for flask size, 25 mL,,,,, | Z285544 |  | Aldrich | Glas-Col ® micro mantles |  | ,,,, | Glas-Col , Glas-Col Heating Mantles , Heating , Heating Mantles , Labware , Manufacturer Browser , Micro mantles , Series STM |  | not available in EU,Glas-Col 100A MIC25,not available in EU,CSA approved,27 watts | , |  |  | not available in EU,Glas-Col 100A MIC25,not available in EU,CSA approved,27 watts
,AC input 120 V, 10 A,,,,, | Z285463 |  | Aldrich | PowrTrol heat controllers |  | ,,,1,200 W, | Glas-Col , Glas-Col Heating Mantle Controllers , Glas-Col Heating Mantles , Heating , Heating Mantles , Labware , Manufacturer Browser , PowrTrol heat controllers |  | Glas-Col 104APL120,not available in EU | , |  |  | Glas-Col 104APL120,not available in EU,1,200 W
,flask capacity 50 mL,,,,, | Z525014 |  | Aldrich | Glas-Col ® Series M heating mantle |  | ,,,, | Glas-Col , Glas-Col Heating Mantles , Heating , Heating Mantles , Labware , Manufacturer Browser , Series M , Series M heating mantle |  | Glas-Col, 100C M94,115 V,50 mL,Inside depth 0.95 in.,~48 mm,not available in EU | , |  |  | Glas-Col, 100C M94,115 V,50 mL,Inside depth 0.95 in.,~48 mm,not available in EU
,flask capacity 100 mL,,,,, | Z525022 |  | Aldrich | Glas-Col ® Series M heating mantle |  | ,,,, | Glas-Col , Glas-Col Heating Mantles , Heating , Heating Mantles , Labware , Manufacturer Browser , Series M , Series M heating mantle |  | Glas-Col, 100C M96,115 V,100 mL,Inside depth 1.19 in.,~60 mm,not available in EU | , |  |  | Glas-Col, 100C M96,115 V,100 mL,Inside depth 1.19 in.,~60 mm,not available in EU
,flask capacity 125 mL,,,,, | Z525030 |  | Aldrich | Glas-Col ® Series M heating mantle |  | ,,,, | Glas-Col , Glas-Col Heating Mantles , Heating , Heating Mantles , Labware , Manufacturer Browser , Series M , Series M heating mantle |  | Glas-Col, 100C M98,115 V,125 mL,Inside depth 1.38 in.,~70 mm,not available in EU | , |  |  | Glas-Col, 100C M98,115 V,125 mL,Inside depth 1.38 in.,~70 mm,not available in EU
,flask capacity 200 mL,,,,, | Z525049 |  | Aldrich | Glas-Col ® Series M heating mantle |  | ,,,, | Glas-Col , Glas-Col Heating Mantles , Heating , Heating Mantles , Labware , Manufacturer Browser , Series M , Series M heating mantle |  | Glas-Col, 100C M100,115 V,200 mL,Inside depth 1.5 in.,~76 mm,not available in EU | , |  |  | Glas-Col, 100C M100,115 V,200 mL,Inside depth 1.5 in.,~76 mm,not available in EU
,flask capacity 250 mL,,,,, | Z525057 |  | Aldrich | Glas-Col ® Series M heating mantle |  | ,,,, | Glas-Col , Glas-Col Heating Mantles , Heating , Heating Mantles , Labware , Manufacturer Browser , Series M , Series M heating mantle |  | Glas-Col, 100C M102,115 V,250 mL,Inside depth 1.64 in.,~83 mm,not available in EU | , |  |  | Glas-Col, 100C M102,115 V,250 mL,Inside depth 1.64 in.,~83 mm,not available in EU
,flask capacity 300 mL,,,,, | Z525065 |  | Aldrich | Glas-Col ® Series M heating mantle |  | ,,,, | Glas-Col , Glas-Col Heating Mantles , Heating , Heating Mantles , Labware , Manufacturer Browser , Series M , Series M heating mantle |  | Glas-Col, 100C M104,115 V,300 mL,Inside depth 1.7 in.,~86 mm,not available in EU | , |  |  | Glas-Col, 100C M104,115 V,300 mL,Inside depth 1.7 in.,~86 mm,not available in EU
,flask capacity 500 mL,,,,, | Z525073 |  | Aldrich | Glas-Col ® Series M heating mantle |  | ,,,, | Glas-Col , Glas-Col Heating Mantles , Heating , Heating Mantles , Labware , Manufacturer Browser , Series M , Series M heating mantle |  | Glas-Col, 100C M106,115 V,500 mL,Inside depth 2 in.,~101 mm,not available in EU | , |  |  | Glas-Col, 100C M106,115 V,500 mL,Inside depth 2 in.,~101 mm,not available in EU
,flask capacity 1,000 mL,,,,, | Z525081 |  | Aldrich | Glas-Col ® Series M heating mantle |  | ,,,, | Glas-Col , Glas-Col Heating Mantles , Heating , Heating Mantles , Labware , Manufacturer Browser , Series M , Series M heating mantle |  | Glas-Col, 100C M108,115 V,1,000 mL,Inside depth 2.56 in.,~130 mm,not available in EU | , |  |  | Glas-Col, 100C M108,115 V,1,000 mL,Inside depth 2.56 in.,~130 mm,not available in EU
,top diam. 63.5 mm, AC input 115 V,,,,, | Z525847 |  | Aldrich | Glas-Col ® Series O 60° funnel mantle |  | ,,,, | Glas-Col , Glas-Col Heating Mantles , Heating , Heating Mantles , Labware , Manufacturer Browser , Series O , Series O 60° funnel mantle |  | not available in EU,Glas-Col 100AO710,CSA approved,63.5 mm,40 W,not available in EU | , |  |  | not available in EU,Glas-Col 100AO710,CSA approved,63.5 mm,40 W,not available in EU
,top diam. 76.2 mm, AC input 115 V,,,,, | Z525855 |  | Aldrich | Glas-Col ® Series O 60° funnel mantle |  | ,,,, | Glas-Col , Glas-Col Heating Mantles , Heating , Heating Mantles , Labware , Manufacturer Browser , Series O , Series O 60° funnel mantle |  | not available in EU,Glas-Col 100AO712,CSA approved,76.2 mm,40 W,not available in EU | , |  |  | not available in EU,Glas-Col 100AO712,CSA approved,76.2 mm,40 W,not available in EU
,top diam. 101.6 mm, AC input 115 V,,,,, | Z525863 |  | Aldrich | Glas-Col ® Series O 60° funnel mantle |  | ,,,, | Glas-Col , Glas-Col Heating Mantles , Heating , Heating Mantles , Labware , Manufacturer Browser , Series O , Series O 60° funnel mantle |  | not available in EU,Glas-Col 100AO714,CSA approved,101.6 mm,60 W,not available in EU | , |  |  | not available in EU,Glas-Col 100AO714,CSA approved,101.6 mm,60 W,not available in EU
,top diam. 127 mm, AC input 115 V,,,,, | Z525871 |  | Aldrich | Glas-Col ® Series O 60° funnel mantle |  | ,,,, | Glas-Col , Glas-Col Heating Mantles , Heating , Heating Mantles , Labware , Manufacturer Browser , Series O , Series O 60° funnel mantle |  | not available in EU,Glas-Col 100AO716,CSA approved,127 mm,90 W,not available in EU | , |  |  | not available in EU,Glas-Col 100AO716,CSA approved,127 mm,90 W,not available in EU
,top diam. 152.4 mm, AC input 115 V,,,,, | Z525901 |  | Aldrich | Glas-Col ® Series O 60° funnel mantle |  | ,,,, | Glas-Col , Glas-Col Heating Mantles , Heating , Heating Mantles , Labware , Manufacturer Browser , Series O , Series O 60° funnel mantle |  | not available in EU,Glas-Col 100AO718,CSA approved,152.4 mm,120 W,not available in EU | , |  |  | not available in EU,Glas-Col 100AO718,CSA approved,152.4 mm,120 W,not available in EU
,top diam. 203.3 mm, AC input 115 V,,,,, | Z525936 |  | Aldrich | Glas-Col ® Series O 60° funnel mantle |  | ,,,, | Glas-Col , Glas-Col Heating Mantles , Heating , Heating Mantles , Labware , Manufacturer Browser , Series O , Series O 60° funnel mantle |  | not available in EU,Glas-Col 100AO722,CSA approved,203.3 mm,210 W,not available in EU | , |  |  | not available in EU,Glas-Col 100AO722,CSA approved,203.3 mm,210 W,not available in EU
,top diam. 254 mm, AC input 115 V,,,,, | Z526487 |  | Aldrich | Glas-Col ® Series O 60° funnel mantle |  | ,,,, | Glas-Col , Glas-Col Heating Mantles , Heating , Heating Mantles , Labware , Manufacturer Browser , Series O , Series O 60° funnel mantle |  | not available in EU,Glas-Col 100AO724,CSA approved,254 mm,400 W,not available in EU | , |  |  | not available in EU,Glas-Col 100AO724,CSA approved,254 mm,400 W,not available in EU
,top diam. 304.8 mm, AC input 115 V,,,,, | Z525960 |  | Aldrich | Glas-Col ® Series O 60° funnel mantle |  | ,,,, | Glas-Col , Glas-Col Heating Mantles , Heating , Heating Mantles , Labware , Manufacturer Browser , Series O , Series O 60° funnel mantle |  | not available in EU,Glas-Col 100AO726,CSA approved,304.8 mm,400 W,not available in EU | , |  |  | not available in EU,Glas-Col 100AO726,CSA approved,304.8 mm,400 W,not available in EU
,top diam. 127 mm, AC input 230 V,,,,, | Z525898 |  | Aldrich | Glas-Col ® Series O 60° funnel mantle |  | ,,,, | Glas-Col , Glas-Col Heating Mantles , Heating , Heating Mantles , Labware , Manufacturer Browser , Series O , Series O 60° funnel mantle |  | Glas-Col 100AO717,not available in EU,127 mm,CSA approved,90 W | , |  |  | Glas-Col 100AO717,not available in EU,127 mm,CSA approved,90 W
,top diam. 152.4 mm, AC input 230 V,,,,, | Z525928 |  | Aldrich | Glas-Col ® Series O 60° funnel mantle |  | ,,,, | Glas-Col , Glas-Col Heating Mantles , Heating , Heating Mantles , Labware , Manufacturer Browser , Series O , Series O 60° funnel mantle |  | Glas-Col 100AO719,not available in EU,152.4 mm,CSA approved,120 W | , |  |  | Glas-Col 100AO719,not available in EU,152.4 mm,CSA approved,120 W
,top diam. 203.2 mm, AC input 230 V,,,,, | Z525944 |  | Aldrich | Glas-Col ® Series O 60° funnel mantle |  | ,,,, | Glas-Col , Glas-Col Heating Mantles , Heating , Heating Mantles , Labware , Manufacturer Browser , Series O , Series O 60° funnel mantle |  | Glas-Col 100AO723,not available in EU,203.2 mm,CSA approved,210 W | , |  |  | Glas-Col 100AO723,not available in EU,203.2 mm,CSA approved,210 W
,top diam. 254 mm, AC input 230 V,,,,, | Z525952 |  | Aldrich | Glas-Col ® Series O 60° funnel mantle |  | ,,,, | Glas-Col , Glas-Col Heating Mantles , Heating , Heating Mantles , Labware , Manufacturer Browser , Series O , Series O 60° funnel mantle |  | Glas-Col 100AO725,not available in EU,254 mm,CSA approved,400 W | , |  |  | Glas-Col 100AO725,not available in EU,254 mm,CSA approved,400 W
,top diam. 304.8 mm, AC input 230 V,,,,, | Z525979 |  | Aldrich | Glas-Col ® Series O 60° funnel mantle |  | ,,,, | Glas-Col , Glas-Col Heating Mantles , Heating , Heating Mantles , Labware , Manufacturer Browser , Series O , Series O 60° funnel mantle |  | Glas-Col 100AO727,not available in EU,304.8 mm,CSA approved,400 W | , |  |  | Glas-Col 100AO727,not available in EU,304.8 mm,CSA approved,400 W
,top diam. 69.8 mm, AC input 115 V,,,,, | Z526479 |  | Aldrich | Glas-Col ® Series O Buchner funnel mantle |  | ,,,Coors 60240, | Glas-Col , Glas-Col Heating Mantles , Heating , Heating Mantles , Labware , Manufacturer Browser , Series O , Series O Buchner funnel mantle |  | not available in EU,Glas-Col 100AO808,CSA approved,69.8 mm,50 W,not available in EU | , |  |  | not available in EU,Glas-Col 100AO808,CSA approved,not available in EU,69.8 mm,50 W,Coors 60240
,top diam. 88.9 mm, AC input 115 V,,,,, | Z526495 |  | Aldrich | Glas-Col ® Series O Buchner funnel mantle |  | ,,,Coors 60242, | Glas-Col , Glas-Col Heating Mantles , Heating , Heating Mantles , Labware , Manufacturer Browser , Series O , Series O Buchner funnel mantle |  | not available in EU,Glas-Col 100AO810,CSA approved,88.9 mm,50 W,not available in EU | , |  |  | not available in EU,Glas-Col 100AO810,CSA approved,not available in EU,88.9 mm,50 W,Coors 60242
,top diam. 107.9 mm, AC input 115 V,,,,, | Z526509 |  | Aldrich | Glas-Col ® Series O Buchner funnel mantle |  | ,,,Coors 60243, | Glas-Col , Glas-Col Heating Mantles , Heating , Heating Mantles , Labware , Manufacturer Browser , Series O , Series O Buchner funnel mantle |  | not available in EU,Glas-Col 100AO812,CSA approved,107.9 mm,70 W,not available in EU | , |  |  | not available in EU,Glas-Col 100AO812,CSA approved,not available in EU,107.9 mm,70 W,Coors 60243
,top diam. 127 mm, AC input 115 V,,,,, | Z526517 |  | Aldrich | Glas-Col ® Series O Buchner funnel mantle |  | ,,,Coors 60244, | Glas-Col , Glas-Col Heating Mantles , Heating , Heating Mantles , Labware , Manufacturer Browser , Series O , Series O Buchner funnel mantle |  | not available in EU,Glas-Col 100AO814,CSA approved,127 mm,70 W,not available in EU | , |  |  | not available in EU,Glas-Col 100AO814,CSA approved,not available in EU,127 mm,70 W,Coors 60244
,top diam. 143 mm, AC input 115 V,,,,, | Z526525 |  | Aldrich | Glas-Col ® Series O Buchner funnel mantle |  | ,,,Coors 60245, | Glas-Col , Glas-Col Heating Mantles , Heating , Heating Mantles , Labware , Manufacturer Browser , Series O , Series O Buchner funnel mantle |  | not available in EU,Glas-Col 100AO816,CSA approved,143 mm,100 W,not available in EU | , |  |  | not available in EU,Glas-Col 100AO816,CSA approved,not available in EU,143 mm,100 W,Coors 60245
,top diam. 171.5 mm, AC input 115 V,,,,, | Z526541 |  | Aldrich | Glas-Col ® Series O Buchner funnel mantle |  | ,,,Coors 60246, | Glas-Col , Glas-Col Heating Mantles , Heating , Heating Mantles , Labware , Manufacturer Browser , Series O , Series O Buchner funnel mantle |  | not available in EU,Glas-Col 100AO818,CSA approved,171.5 mm,220 W,not available in EU | , |  |  | not available in EU,Glas-Col 100AO818,CSA approved,not available in EU,171.5 mm,220 W,Coors 60246
,top diam. 212.9 mm, AC input 115 V,,,,, | Z526576 |  | Aldrich | Glas-Col ® Series O Buchner funnel mantle |  | ,,,Coors 60247, | Glas-Col , Glas-Col Heating Mantles , Heating , Heating Mantles , Labware , Manufacturer Browser , Series O , Series O Buchner funnel mantle |  | not available in EU,Glas-Col 100AO820,CSA approved,212.9 mm,300 W,not available in EU | , |  |  | not available in EU,Glas-Col 100AO820,CSA approved,not available in EU,212.9 mm,300 W,Coors 60247
,top diam. 270 mm, AC input 115 V,,,,, | Z526592 |  | Aldrich | Glas-Col ® Series O Buchner funnel mantle |  | ,,,Coors 60248, | Glas-Col , Glas-Col Heating Mantles , Heating , Heating Mantles , Labware , Manufacturer Browser , Series O , Series O Buchner funnel mantle |  | not available in EU,Glas-Col 100AO822,CSA approved,270 mm,350 W,not available in EU | , |  |  | not available in EU,Glas-Col 100AO822,CSA approved,not available in EU,270 mm,350 W,Coors 60248
,top diam. 143 mm, AC input 230 V,,,,, | Z526533 |  | Aldrich | Glas-Col ® Series O Buchner funnel mantle |  | ,,,Coors 60245, | Glas-Col , Glas-Col Heating Mantles , Heating , Heating Mantles , Labware , Manufacturer Browser , Series O , Series O Buchner funnel mantle |  | Glas-Col 100AO817,not available in EU,143 mm,CSA approved,100 W | , |  |  | Glas-Col 100AO817,CSA approved,not available in EU,143 mm,100 W,Coors 60245
,top diam. 171.5 mm, AC input 230 V,,,,, | Z526568 |  | Aldrich | Glas-Col ® Series O Buchner funnel mantle |  | ,,,Coors 60246, | Glas-Col , Glas-Col Heating Mantles , Heating , Heating Mantles , Labware , Manufacturer Browser , Series O , Series O Buchner funnel mantle |  | Glas-Col 100AO819,not available in EU,171.5 mm,CSA approved,220 W | , |  |  | Glas-Col 100AO819,CSA approved,not available in EU,171.5 mm,220 W,Coors 60246
,top diam. 212.9 mm, AC input 230 V,,,,, | Z526584 |  | Aldrich | Glas-Col ® Series O Buchner funnel mantle |  | ,,,Coors 60247, | Glas-Col , Glas-Col Heating Mantles , Heating , Heating Mantles , Labware , Manufacturer Browser , Series O , Series O Buchner funnel mantle |  | Glas-Col 100AO821,not available in EU,212.9 mm,CSA approved,300 W | , |  |  | Glas-Col 100AO821,CSA approved,not available in EU,212.9 mm,300 W,Coors 60247
,top diam. 270 mm, AC input 230 V,,,,, | Z526606 |  | Aldrich | Glas-Col ® Series O Buchner funnel mantle |  | ,,,Coors 60248, | Glas-Col , Glas-Col Heating Mantles , Heating , Heating Mantles , Labware , Manufacturer Browser , Series O , Series O Buchner funnel mantle |  | Glas-Col 100AO823,not available in EU,270 mm,CSA approved,350 W | , |  |  | Glas-Col 100AO823,CSA approved,not available in EU,270 mm,350 W,Coors 60248
,for flask size, 50 mL,,,,, | Z285056 |  | Aldrich | Glas-Col ® Series O extension support |  | ,,,, | Glas-Col , Glas-Col Heating Mantles , Heating , Heating Mantles , Labware , Manufacturer Browser , Series O , Series O extension support |  | Glas-Col 100E0522,for flask size 50 mL | , |  |  | Glas-Col 100E0522,for flask size 50 mL
,for flask size, 100 ‑ 200 mL,,,,, | Z285064 |  | Aldrich | Glas-Col ® Series O extension support |  | ,,,, | Glas-Col , Glas-Col Heating Mantles , Heating , Heating Mantles , Labware , Manufacturer Browser , Series O , Series O extension support |  | Glas-Col 100E0524,for flask size 100 ‑ 200 mL | , |  |  | Glas-Col 100E0524,for flask size 100 ‑ 200 mL
,for flask size, 250 ‑ 300 mL,,,,, | Z285072 |  | Aldrich | Glas-Col ® Series O extension support |  | ,,,, | Glas-Col , Glas-Col Heating Mantles , Heating , Heating Mantles , Labware , Manufacturer Browser , Series O , Series O extension support |  | Glas-Col 100E0525,for flask size 250 ‑ 300 mL | , |  |  | Glas-Col 100E0525,for flask size 250 ‑ 300 mL
,for flask size, 500 mL,,,,, | Z285080 |  | Aldrich | Glas-Col ® Series O extension support |  | ,,,, | Glas-Col , Glas-Col Heating Mantles , Heating , Heating Mantles , Labware , Manufacturer Browser , Series O , Series O extension support |  | Glas-Col 100EO530,for flask size 500 mL | , |  |  | Glas-Col 100EO530,for flask size 500 mL
,for flask size, 1000 mL,,,,, | Z285099 |  | Aldrich | Glas-Col ® Series O extension support |  | ,,,, | Glas-Col , Glas-Col Heating Mantles , Heating , Heating Mantles , Labware , Manufacturer Browser , Series O , Series O extension support |  | Glas-Col 100E0535,for flask size 1000 mL | , |  |  | Glas-Col 100E0535,for flask size 1000 mL
,for flask size, 2000 mL,,,,, | Z285102 |  | Aldrich | Glas-Col ® Series O extension support |  | ,,,, | Glas-Col , Glas-Col Heating Mantles , Heating , Heating Mantles , Labware , Manufacturer Browser , Series O , Series O extension support |  | Glas-Col 100E0540,for flask size 2000 mL | , |  |  | Glas-Col 100E0540,for flask size 2000 mL
,for flask size, 3000 mL,,,,, | Z285110 |  | Aldrich | Glas-Col ® Series O extension support |  | ,,,, | Glas-Col , Glas-Col Heating Mantles , Heating , Heating Mantles , Labware , Manufacturer Browser , Series O , Series O extension support |  | Glas-Col 100E0545,for flask size 3000 mL | , |  |  | Glas-Col 100E0545,for flask size 3000 mL
,for flask size, 5000 mL,,,,, | Z285129 |  | Aldrich | Glas-Col ® Series O extension support |  | ,,,, | Glas-Col , Glas-Col Heating Mantles , Heating , Heating Mantles , Labware , Manufacturer Browser , Series O , Series O extension support |  | Glas-Col 100E0550,for flask size 5000 mL | , |  |  | Glas-Col 100E0550,for flask size 5000 mL
,for flask size, 50 mL, AC input 115 V,,,,, | Z525626 |  | Aldrich | Glas-Col ® Series O Griffin beaker mantle |  | ,,,, | Glas-Col , Glas-Col Heating Mantles , Heating , Heating Mantles , Labware , Manufacturer Browser , Series O , Series O Griffin beaker mantle |  | not available in EU,Glas-Col 100A O600,available only in USA and Canada,CSA approved,40 W | , |  |  | not available in EU,Glas-Col 100A O600,available only in USA and Canada,CSA approved,40 W
,for flask size, 100 mL, AC input 115 V,,,,, | Z525634 |  | Aldrich | Glas-Col ® Series O Griffin beaker mantle |  | ,,,, | Glas-Col , Glas-Col Heating Mantles , Heating , Heating Mantles , Labware , Manufacturer Browser , Series O , Series O Griffin beaker mantle |  | not available in EU,Glas-Col 100A O602,available only in USA and Canada,CSA approved,100 W | , |  |  | not available in EU,Glas-Col 100A O602,available only in USA and Canada,CSA approved,100 W
,for flask size, 150 mL, AC input 115 V,,,,, | Z525650 |  | Aldrich | Glas-Col ® Series O Griffin beaker mantle |  | ,,,, | Glas-Col , Glas-Col Heating Mantles , Heating , Heating Mantles , Labware , Manufacturer Browser , Series O , Series O Griffin beaker mantle |  | not available in EU,Glas-Col 100A O604,available only in USA and Canada,CSA approved,100 W | , |  |  | not available in EU,Glas-Col 100A O604,available only in USA and Canada,CSA approved,100 W
,for flask size, 250 mL, AC input 115 V,,,,, | Z525677 |  | Aldrich | Glas-Col ® Series O Griffin beaker mantle |  | ,,,, | Glas-Col , Glas-Col Heating Mantles , Heating , Heating Mantles , Labware , Manufacturer Browser , Series O , Series O Griffin beaker mantle |  | not available in EU,Glas-Col 100A O606,available only in USA and Canada,CSA approved,140 W | , |  |  | not available in EU,Glas-Col 100A O606,available only in USA and Canada,CSA approved,140 W
,for flask size, 400 mL, AC input 115 V,,,,, | Z525693 |  | Aldrich | Glas-Col ® Series O Griffin beaker mantle |  | ,,,, | Glas-Col , Glas-Col Heating Mantles , Heating , Heating Mantles , Labware , Manufacturer Browser , Series O , Series O Griffin beaker mantle |  | not available in EU,Glas-Col 100A O608,available only in USA and Canada,CSA approved,240 W | , |  |  | not available in EU,Glas-Col 100A O608,available only in USA and Canada,CSA approved,240 W
,for flask size, 600 mL, AC input 115 V,,,,, | Z525715 |  | Aldrich | Glas-Col ® Series O Griffin beaker mantle |  | ,,,, | Glas-Col , Glas-Col Heating Mantles , Heating , Heating Mantles , Labware , Manufacturer Browser , Series O , Series O Griffin beaker mantle |  | not available in EU,Glas-Col 100A O610,available only in USA and Canada,CSA approved,325 W | , |  |  | not available in EU,Glas-Col 100A O610,available only in USA and Canada,CSA approved,325 W
,for flask size, 800 mL, AC input 115 V,,,,, | Z525731 |  | Aldrich | Glas-Col ® Series O Griffin beaker mantle |  | ,,,, | Glas-Col , Glas-Col Heating Mantles , Heating , Heating Mantles , Labware , Manufacturer Browser , Series O , Series O Griffin beaker mantle |  | not available in EU,Glas-Col 100A O612,available only in USA and Canada,CSA approved,350 W | , |  |  | not available in EU,Glas-Col 100A O612,available only in USA and Canada,CSA approved,350 W
,for flask size, 1000 mL, AC input 115 V,,,,, | Z525766 |  | Aldrich | Glas-Col ® Series O Griffin beaker mantle |  | ,,,, | Glas-Col , Glas-Col Heating Mantles , Heating , Heating Mantles , Labware , Manufacturer Browser , Series O , Series O Griffin beaker mantle |  | not available in EU,Glas-Col 100A O614,available only in USA and Canada,CSA approved,430 W | , |  |  | not available in EU,Glas-Col 100A O614,available only in USA and Canada,CSA approved,430 W
,for flask size, 2000 mL, AC input 115 V,,,,, | Z525782 |  | Aldrich | Glas-Col ® Series O Griffin beaker mantle |  | ,,,, | Glas-Col , Glas-Col Heating Mantles , Heating , Heating Mantles , Labware , Manufacturer Browser , Series O , Series O Griffin beaker mantle |  | not available in EU,Glas-Col 100A O616,available only in USA and Canada,CSA approved,550 W | , |  |  | not available in EU,Glas-Col 100A O616,available only in USA and Canada,CSA approved,550 W
,for flask size, 3000 mL, AC input 115 V,,,,, | Z525804 |  | Aldrich | Glas-Col ® Series O Griffin beaker mantle |  | ,,,, | Glas-Col , Glas-Col Heating Mantles , Heating , Heating Mantles , Labware , Manufacturer Browser , Series O , Series O Griffin beaker mantle |  | not available in EU,Glas-Col 100A O618,available only in USA and Canada,CSA approved,630 W | , |  |  | not available in EU,Glas-Col 100A O618,available only in USA and Canada,CSA approved,630 W
,for flask size, 4000 mL, AC input 115 V,,,,, | Z525820 |  | Aldrich | Glas-Col ® Series O Griffin beaker mantle |  | ,,,, | Glas-Col , Glas-Col Heating Mantles , Heating , Heating Mantles , Labware , Manufacturer Browser , Series O , Series O Griffin beaker mantle |  | not available in EU,Glas-Col 100A O620,available only in USA and Canada,CSA approved,710 W | , |  |  | not available in EU,Glas-Col 100A O620,available only in USA and Canada,CSA approved,710 W
,for flask size, 100 mL, AC input 230 V,,,,, | Z525642 |  | Aldrich | Glas-Col ® Series O Griffin beaker mantle |  | ,,,, | Glas-Col , Glas-Col Heating Mantles , Heating , Heating Mantles , Labware , Manufacturer Browser , Series O , Series O Griffin beaker mantle |  | for flask size 100 mL,Glas-Col 100A O603,not available in EU,CE compliant: No,100 W | , |  |  | for flask size 100 mL,Glas-Col 100A O603,not available in EU,CE compliant: No,100 W
,for flask size, 150 mL, AC input 230 V,,,,, | Z525669 |  | Aldrich | Glas-Col ® Series O Griffin beaker mantle |  | ,,,, | Glas-Col , Glas-Col Heating Mantles , Heating , Heating Mantles , Labware , Manufacturer Browser , Series O , Series O Griffin beaker mantle |  | for flask size 150 mL,Glas-Col 100A O605,not available in EU,CE compliant: No,100 W | , |  |  | for flask size 150 mL,Glas-Col 100A O605,not available in EU,CE compliant: No,100 W
,for flask size, 250 mL, AC input 230 V,,,,, | Z525685 |  | Aldrich | Glas-Col ® Series O Griffin beaker mantle |  | ,,,, | Glas-Col , Glas-Col Heating Mantles , Heating , Heating Mantles , Labware , Manufacturer Browser , Series O , Series O Griffin beaker mantle |  | for flask size 250 mL,Glas-Col 100A O607,not available in EU,CE compliant: No,140 W | , |  |  | for flask size 250 mL,Glas-Col 100A O607,not available in EU,CE compliant: No,140 W
,for flask size, 400 mL, AC input 230 V,,,,, | Z525707 |  | Aldrich | Glas-Col ® Series O Griffin beaker mantle |  | ,,,, | Glas-Col , Glas-Col Heating Mantles , Heating , Heating Mantles , Labware , Manufacturer Browser , Series O , Series O Griffin beaker mantle |  | for flask size 400 mL,Glas-Col 100A O609,not available in EU,CE compliant: No,240 W | , |  |  | for flask size 400 mL,Glas-Col 100A O609,not available in EU,CE compliant: No,240 W
,for flask size, 600 mL, AC input 230 V,,,,, | Z525723 |  | Aldrich | Glas-Col ® Series O Griffin beaker mantle |  | ,,,, | Glas-Col , Glas-Col Heating Mantles , Heating , Heating Mantles , Labware , Manufacturer Browser , Series O , Series O Griffin beaker mantle |  | for flask size 600 mL,Glas-Col 100A O611,not available in EU,CE compliant: No,325 W | , |  |  | for flask size 600 mL,Glas-Col 100A O611,not available in EU,CE compliant: No,325 W
,for flask size, 800 mL, AC input 230 V,,,,, | Z525758 |  | Aldrich | Glas-Col ® Series O Griffin beaker mantle |  | ,,,, | Glas-Col , Glas-Col Heating Mantles , Heating , Heating Mantles , Labware , Manufacturer Browser , Series O , Series O Griffin beaker mantle |  | for flask size 800 mL,Glas-Col 100A O613,not available in EU,CE compliant: No,350 W | , |  |  | for flask size 800 mL,Glas-Col 100A O613,not available in EU,CE compliant: No,350 W
,for flask size, 1000 mL, AC input 230 V,,,,, | Z525774 |  | Aldrich | Glas-Col ® Series O Griffin beaker mantle |  | ,,,, | Glas-Col , Glas-Col Heating Mantles , Heating , Heating Mantles , Labware , Manufacturer Browser , Series O , Series O Griffin beaker mantle |  | for flask size 1000 mL,Glas-Col 100A O615,not available in EU,CE compliant: No,430 W | , |  |  | for flask size 1000 mL,Glas-Col 100A O615,not available in EU,CE compliant: No,430 W
,for flask size, 2000 mL, AC input 230 V,,,,, | Z525790 |  | Aldrich | Glas-Col ® Series O Griffin beaker mantle |  | ,,,, | Glas-Col , Glas-Col Heating Mantles , Heating , Heating Mantles , Labware , Manufacturer Browser , Series O , Series O Griffin beaker mantle |  | for flask size 2000 mL,Glas-Col 100A O617,not available in EU,CE compliant: No,550 W | , |  |  | for flask size 2000 mL,Glas-Col 100A O617,not available in EU,CE compliant: No,550 W
,for flask size, 3000 mL, AC input 230 V,,,,, | Z525812 |  | Aldrich | Glas-Col ® Series O Griffin beaker mantle |  | ,,,, | Glas-Col , Glas-Col Heating Mantles , Heating , Heating Mantles , Labware , Manufacturer Browser , Series O , Series O Griffin beaker mantle |  | for flask size 3000 mL,Glas-Col 100A O619,not available in EU,CE compliant: No,630 W | , |  |  | for flask size 3000 mL,Glas-Col 100A O619,not available in EU,CE compliant: No,630 W
,for flask size, 4000 mL, AC input 230 V,,,,, | Z525839 |  | Aldrich | Glas-Col ® Series O Griffin beaker mantle |  | ,,,, | Glas-Col , Glas-Col Heating Mantles , Heating , Heating Mantles , Labware , Manufacturer Browser , Series O , Series O Griffin beaker mantle |  | for flask size 4000 mL,Glas-Col 100A O621,not available in EU,CE compliant: No,710 W | , |  |  | for flask size 4000 mL,Glas-Col 100A O621,not available in EU,CE compliant: No,710 W
,for flask size, 50 mL, AC input 115 V,,,,, | Z284785 |  | Aldrich | Glas-Col ® Series O hemispherical heating mantle |  | ,,,, | Glas-Col , Glas-Col Heating Mantles , Heating , Heating Mantles , Labware , Manufacturer Browser , Series O , Series O hemispherical heating mantle |  | Glas-Col 100AO394,not available in EU,for flask size 50 mL,60 W | , |  |  | Glas-Col 100AO394,not available in EU,for flask size 50 mL,60 W
,for flask size, 100 mL, AC input 115 V,,,,, | Z284793 |  | Aldrich | Glas-Col ® Series O hemispherical heating mantle |  | ,,,, | Glas-Col , Glas-Col Heating Mantles , Heating , Heating Mantles , Labware , Manufacturer Browser , Series O , Series O hemispherical heating mantle |  | Glas-Col 100AO396,not available in EU,for flask size 100 mL,80 W | , |  |  | Glas-Col 100AO396,not available in EU,for flask size 100 mL,80 W
,for flask size, 125 mL, AC input 115 V,,,,, | Z284807 |  | Aldrich | Glas-Col ® Series O hemispherical heating mantle |  | ,,,, | Glas-Col , Glas-Col Heating Mantles , Heating , Heating Mantles , Labware , Manufacturer Browser , Series O , Series O hemispherical heating mantle |  | Glas-Col 100AO398,not available in EU,for flask size 125 mL,80 W | , |  |  | Glas-Col 100AO398,not available in EU,for flask size 125 mL,80 W
,for flask size, 200 mL, AC input 115 V,,,,, | Z284815 |  | Aldrich | Glas-Col ® Series O hemispherical heating mantle |  | ,,,, | Glas-Col , Glas-Col Heating Mantles , Heating , Heating Mantles , Labware , Manufacturer Browser , Series O , Series O hemispherical heating mantle |  | Glas-Col 100AO400,not available in EU,for flask size 200 mL,100 W | , |  |  | Glas-Col 100AO400,not available in EU,for flask size 200 mL,100 W
,for flask size, 250 mL, AC input 115 V,,,,, | Z284823 |  | Aldrich | Glas-Col ® Series O hemispherical heating mantle |  | ,,,, | Glas-Col , Glas-Col Heating Mantles , Heating , Heating Mantles , Labware , Manufacturer Browser , Series O , Series O hemispherical heating mantle |  | Glas-Col 100AO402,not available in EU,for flask size 250 mL,180 W | , |  |  | Glas-Col 100AO402,not available in EU,for flask size 250 mL,180 W
,for flask size, 250 mL, AC input 230 V,,,,, | Z285137 |  | Aldrich | Glas-Col ® Series O hemispherical heating mantle |  | ,,,, | Glas-Col , Glas-Col Heating Mantles , Heating , Heating Mantles , Labware , Manufacturer Browser , Series O , Series O hemispherical heating mantle |  | Glas-Col 100AO403(CE),for flask size 250 mL,180 W | , |  |  | Glas-Col 100AO403(CE),for flask size 250 mL,180 W
,for flask size, 300 mL, AC input 115 V,,,,, | Z284831 |  | Aldrich | Glas-Col ® Series O hemispherical heating mantle |  | ,,,, | Glas-Col , Glas-Col Heating Mantles , Heating , Heating Mantles , Labware , Manufacturer Browser , Series O , Series O hemispherical heating mantle |  | Glas-Col 100AO404,not available in EU,for flask size 300 mL,180 W | , |  |  | Glas-Col 100AO404,not available in EU,for flask size 300 mL,180 W
,for flask size, 500 mL, AC input 115 V,,,,, | Z284858 |  | Aldrich | Glas-Col ® Series O hemispherical heating mantle |  | ,,,, | Glas-Col , Glas-Col Heating Mantles , Heating , Heating Mantles , Labware , Manufacturer Browser , Series O , Series O hemispherical heating mantle |  | Glas-Col 100AO406,not available in EU,for flask size 500 mL,270 W | , |  |  | Glas-Col 100AO406,not available in EU,for flask size 500 mL,270 W
,for flask size, 500 mL, AC input 230 V,,,,, | Z285145 |  | Aldrich | Glas-Col ® Series O hemispherical heating mantle |  | ,,,, | Glas-Col , Glas-Col Heating Mantles , Heating , Heating Mantles , Labware , Manufacturer Browser , Series O , Series O hemispherical heating mantle |  | Glas-Col 100AO407(CE),for flask size 500 mL,270 W | , |  |  | Glas-Col 100AO407(CE),for flask size 500 mL,270 W
,for flask size, 1000 mL, AC input 115 V,,,,, | Z284866 |  | Aldrich | Glas-Col ® Series O hemispherical heating mantle |  | ,,,, | Glas-Col , Glas-Col Heating Mantles , Heating , Heating Mantles , Labware , Manufacturer Browser , Series O , Series O hemispherical heating mantle |  | Glas-Col 100AO408,not available in EU,for flask size 1000 mL,380 W | , |  |  | Glas-Col 100AO408,not available in EU,for flask size 1000 mL,380 W
,for flask size, 1000 mL, AC input 230 V,,,,, | Z285153 |  | Aldrich | Glas-Col ® Series O hemispherical heating mantle |  | ,,,, | Glas-Col , Glas-Col Heating Mantles , Heating , Heating Mantles , Labware , Manufacturer Browser , Series O , Series O hemispherical heating mantle |  | Glas-Col 100AO409(CE),for flask size 1000 mL,380 W | , |  |  | Glas-Col 100AO409(CE),for flask size 1000 mL,380 W
,for flask size, 2000 mL, AC input 115 V,,,,, | Z284874 |  | Aldrich | Glas-Col ® Series O hemispherical heating mantle |  | ,,,, | Glas-Col , Glas-Col Heating Mantles , Heating , Heating Mantles , Labware , Manufacturer Browser , Series O , Series O hemispherical heating mantle |  | Glas-Col 100AO410,not available in EU,for flask size 2000 mL,500 W | , |  |  | Glas-Col 100AO410,not available in EU,for flask size 2000 mL,500 W
,for flask size, 2000 mL, AC input 230 V,,,,, | Z285161 |  | Aldrich | Glas-Col ® Series O hemispherical heating mantle |  | ,,,, | Glas-Col , Glas-Col Heating Mantles , Heating , Heating Mantles , Labware , Manufacturer Browser , Series O , Series O hemispherical heating mantle |  | Glas-Col 100AO411(CE),for flask size 2000 mL,500 W | , |  |  | Glas-Col 100AO411(CE),for flask size 2000 mL,500 W
,for flask size, 3000 mL, AC input 115 V,,,,, | Z284882 |  | Aldrich | Glas-Col ® Series O hemispherical heating mantle |  | ,,,, | Glas-Col , Glas-Col Heating Mantles , Heating , Heating Mantles , Labware , Manufacturer Browser , Series O , Series O hemispherical heating mantle |  | Glas-Col 100AO412,not available in EU,for flask size 3000 mL,500 W | , |  |  | Glas-Col 100AO412,not available in EU,for flask size 3000 mL,500 W
,for flask size, 5000 mL, AC input 115 V,,,,, | Z284890 |  | Aldrich | Glas-Col ® Series O hemispherical heating mantle |  | ,,,, | Glas-Col , Glas-Col Heating Mantles , Heating , Heating Mantles , Labware , Manufacturer Browser , Series O , Series O hemispherical heating mantle |  | Glas-Col 100AO414,not available in EU,for flask size 5000 mL,600 W | , |  |  | Glas-Col 100AO414,not available in EU,for flask size 5000 mL,600 W
,for flask size, 5000 mL, AC input 230 V,,,,, | Z285188 |  | Aldrich | Glas-Col ® Series O hemispherical heating mantle |  | ,,,, | Glas-Col , Glas-Col Heating Mantles , Heating , Heating Mantles , Labware , Manufacturer Browser , Series O , Series O hemispherical heating mantle |  | Glas-Col 100AO415(CE),for flask size 5000 mL,600 W | , |  |  | Glas-Col 100AO415(CE),for flask size 5000 mL,600 W
,for flask size, 12000 mL, AC input 115 V,,,,, | Z284904 |  | Aldrich | Glas-Col ® Series O hemispherical heating mantle |  | ,,,, | Glas-Col , Glas-Col Heating Mantles , Heating , Heating Mantles , Labware , Manufacturer Browser , Series O , Series O hemispherical heating mantle |  | Glas-Col 100AO416,not available in EU,for flask size 12000 mL,1300 W (2x650) | , |  |  | Glas-Col 100AO416,not available in EU,for flask size 12000 mL,1300 W (2x650)
,for flask size, 500 mL, AC input 115 V,,,,, | Z525502 |  | Aldrich | Glas-Col ® Series O resin reaction flask mantle |  | ,,,, | Glas-Col , Glas-Col Heating Mantles , Heating , Heating Mantles , Labware , Manufacturer Browser , Series O , Series O Resin Reaction Flask Mantle |  | not available in EU,Glas-Col 100AO570,not available in EU,CSA approved,270 W | , |  |  | not available in EU,Glas-Col 100AO570,not available in EU,CSA approved,270 W
,for flask size, 1000 mL, AC input 115 V,,,,, | Z525529 |  | Aldrich | Glas-Col ® Series O resin reaction flask mantle |  | ,,,, | Glas-Col , Glas-Col Heating Mantles , Heating , Heating Mantles , Labware , Manufacturer Browser , Series O , Series O Resin Reaction Flask Mantle |  | not available in EU,Glas-Col 100AO572,not available in EU,CSA approved,335 W | , |  |  | not available in EU,Glas-Col 100AO572,not available in EU,CSA approved,335 W
,for flask size, 2000 mL, AC input 115 V,,,,, | Z525545 |  | Aldrich | Glas-Col ® Series O resin reaction flask mantle |  | ,,,, | Glas-Col , Glas-Col Heating Mantles , Heating , Heating Mantles , Labware , Manufacturer Browser , Series O , Series O Resin Reaction Flask Mantle |  | not available in EU,Glas-Col 100AO576,not available in EU,CSA approved,470 W | , |  |  | not available in EU,Glas-Col 100AO576,not available in EU,CSA approved,470 W
,for flask size, 3000 mL, AC input 115 V,,,,, | Z525561 |  | Aldrich | Glas-Col ® Series O resin reaction flask mantle |  | ,,,, | Glas-Col , Glas-Col Heating Mantles , Heating , Heating Mantles , Labware , Manufacturer Browser , Series O , Series O Resin Reaction Flask Mantle |  | not available in EU,Glas-Col 100AO578,not available in EU,CSA approved,550 W | , |  |  | not available in EU,Glas-Col 100AO578,not available in EU,CSA approved,550 W
,for flask size, 4000 mL, AC input 115 V,,,,, | Z525596 |  | Aldrich | Glas-Col ® Series O resin reaction flask mantle |  | ,,,, | Glas-Col , Glas-Col Heating Mantles , Heating , Heating Mantles , Labware , Manufacturer Browser , Series O , Series O Resin Reaction Flask Mantle |  | not available in EU,Glas-Col 100AO580,not available in EU,CSA approved,750 W | , |  |  | not available in EU,Glas-Col 100AO580,not available in EU,CSA approved,750 W
,for flask size, 500 mL, AC input 230 V,,,,, | Z525510 |  | Aldrich | Glas-Col ® Series O resin reaction flask mantle |  | ,,,, | Glas-Col , Glas-Col Heating Mantles , Heating , Heating Mantles , Labware , Manufacturer Browser , Series O , Series O Resin Reaction Flask Mantle |  | for flask size 500 mL,Glas-Col 100AO571,not available in EU,CSA approved,270 W | , |  |  | for flask size 500 mL,Glas-Col 100AO571,not available in EU,CSA approved,270 W
,for flask size, 1000 mL, AC input 230 V,,,,, | Z525537 |  | Aldrich | Glas-Col ® Series O resin reaction flask mantle |  | ,,,, | Glas-Col , Glas-Col Heating Mantles , Heating , Heating Mantles , Labware , Manufacturer Browser , Series O , Series O Resin Reaction Flask Mantle |  | for flask size 1000 mL,Glas-Col 100AO573,not available in EU,CSA approved,335 W | , |  |  | for flask size 1000 mL,Glas-Col 100AO573,not available in EU,CSA approved,335 W
,for flask size, 2000 mL, AC input 230 V,,,,, | Z525553 |  | Aldrich | Glas-Col ® Series O resin reaction flask mantle |  | ,,,, | Glas-Col , Glas-Col Heating Mantles , Heating , Heating Mantles , Labware , Manufacturer Browser , Series O , Series O Resin Reaction Flask Mantle |  | for flask size 2000 mL,Glas-Col 100AO577,not available in EU,CSA approved,470 W | , |  |  | for flask size 2000 mL,Glas-Col 100AO577,not available in EU,CSA approved,470 W
,for flask size, 3000 mL, AC input 230 V,,,,, | Z525588 |  | Aldrich | Glas-Col ® Series O resin reaction flask mantle |  | ,,,, | Glas-Col , Glas-Col Heating Mantles , Heating , Heating Mantles , Labware , Manufacturer Browser , Series O , Series O Resin Reaction Flask Mantle |  | for flask size 3000 mL,Glas-Col 100AO579,not available in EU,CSA approved,550 W | , |  |  | for flask size 3000 mL,Glas-Col 100AO579,not available in EU,CSA approved,550 W
,for flask size, 4000 mL, AC input 230 V,,,,, | Z525618 |  | Aldrich | Glas-Col ® Series O resin reaction flask mantle |  | ,,,, | Glas-Col , Glas-Col Heating Mantles , Heating , Heating Mantles , Labware , Manufacturer Browser , Series O , Series O Resin Reaction Flask Mantle |  | for flask size 4000 mL,Glas-Col 100AO581,not available in EU,CSA approved,750 W | , |  |  | for flask size 4000 mL,Glas-Col 100AO581,not available in EU,CSA approved,750 W
,Squibb type, for funnel size, 250 mL, AC input 115 V,,,,, | Z525987 |  | Aldrich | Glas-Col ® Series O separatory funnel mantle |  | ,,,, | Glas-Col , Glas-Col Heating Mantles , Heating , Heating Mantles , Labware , Manufacturer Browser , Series O , Series O separatory funnel mantle |  | for funnel size 250 mL,Glas-Col 100AO850,not available in EU,CSA approved,140 W | , |  |  | for funnel size 250 mL,Glas-Col 100AO850,not available in EU,CSA approved,140 W
,Squibb type, for funnel size, 250 mL, AC input 230 V,,,,, | Z525995 |  | Aldrich | Glas-Col ® Series O separatory funnel mantle |  | ,,,, | Glas-Col , Glas-Col Heating Mantles , Heating , Heating Mantles , Labware , Manufacturer Browser , Series O , Series O separatory funnel mantle |  | for funnel size 250 mL,Glas-Col 100AO851,CSA approved,140 W | , |  |  | for funnel size 250 mL,Glas-Col 100AO851,CSA approved,140 W
,Squibb type, for funnel size, 500 mL, AC input 115 V,,,,, | Z526002 |  | Aldrich | Glas-Col ® Series O separatory funnel mantle |  | ,,,, | Glas-Col , Glas-Col Heating Mantles , Heating , Heating Mantles , Labware , Manufacturer Browser , Series O , Series O separatory funnel mantle |  | for funnel size 500 mL,Glas-Col 100AO852,not available in EU,CSA approved,180 W | , |  |  | for funnel size 500 mL,Glas-Col 100AO852,not available in EU,CSA approved,180 W
,Squibb type, for funnel size, 500 mL, AC input 230 V,,,,, | Z526010 |  | Aldrich | Glas-Col ® Series O separatory funnel mantle |  | ,,,, | Glas-Col , Glas-Col Heating Mantles , Heating , Heating Mantles , Labware , Manufacturer Browser , Series O , Series O separatory funnel mantle |  | for funnel size 500 mL,Glas-Col 100AO853,CSA approved,180 W | , |  |  | for funnel size 500 mL,Glas-Col 100AO853,CSA approved,180 W
,Squibb type, for funnel size, 1000 mL, AC input 115 V,,,,, | Z526029 |  | Aldrich | Glas-Col ® Series O separatory funnel mantle |  | ,,,, | Glas-Col , Glas-Col Heating Mantles , Heating , Heating Mantles , Labware , Manufacturer Browser , Series O , Series O separatory funnel mantle |  | for funnel size 1000 mL,Glas-Col 100AO854,not available in EU,CSA approved,190 W | , |  |  | for funnel size 1000 mL,Glas-Col 100AO854,not available in EU,CSA approved,190 W
,Squibb type, for funnel size, 1000 mL, AC input 230 V,,,,, | Z526037 |  | Aldrich | Glas-Col ® Series O separatory funnel mantle |  | ,,,, | Glas-Col , Glas-Col Heating Mantles , Heating , Heating Mantles , Labware , Manufacturer Browser , Series O , Series O separatory funnel mantle |  | for funnel size 1000 mL,Glas-Col 100AO855,CSA approved,190 W | , |  |  | for funnel size 1000 mL,Glas-Col 100AO855,CSA approved,190 W
,Squibb type, for funnel size, 2000 mL, AC input 115 V,,,,, | Z526045 |  | Aldrich | Glas-Col ® Series O separatory funnel mantle |  | ,,,, | Glas-Col , Glas-Col Heating Mantles , Heating , Heating Mantles , Labware , Manufacturer Browser , Series O , Series O separatory funnel mantle |  | for funnel size 2000 mL,Glas-Col 100AO856,not available in EU,CSA approved,280 W | , |  |  | for funnel size 2000 mL,Glas-Col 100AO856,not available in EU,CSA approved,280 W
,Squibb type, for funnel size, 2000 mL, AC input 230 V,,,,, | Z526053 |  | Aldrich | Glas-Col ® Series O separatory funnel mantle |  | ,,,, | Glas-Col , Glas-Col Heating Mantles , Heating , Heating Mantles , Labware , Manufacturer Browser , Series O , Series O separatory funnel mantle |  | for funnel size 2000 mL,Glas-Col 100AO857,CSA approved,280 W | , |  |  | for funnel size 2000 mL,Glas-Col 100AO857,CSA approved,280 W
,Globe type, for funnel size, 500 mL, AC input 115 V,,,,, | Z526061 |  | Aldrich | Glas-Col ® Series O separatory funnel mantle |  | ,,,, | Glas-Col , Glas-Col Heating Mantles , Heating , Heating Mantles , Labware , Manufacturer Browser , Series O , Series O separatory funnel mantle |  | for funnel size 500 mL,Glas-Col 100AO860,not available in EU,CSA approved,180 W | , |  |  | for funnel size 500 mL,Glas-Col 100AO860,not available in EU,CSA approved,180 W
,Globe type, for funnel size, 500 mL, AC input 230 V,,,,, | Z526088 |  | Aldrich | Glas-Col ® Series O separatory funnel mantle |  | ,,,, | Glas-Col , Glas-Col Heating Mantles , Heating , Heating Mantles , Labware , Manufacturer Browser , Series O , Series O separatory funnel mantle |  | for funnel size 500 mL,Glas-Col 100AO861,CSA approved,180 W | , |  |  | for funnel size 500 mL,Glas-Col 100AO861,CSA approved,180 W
,Globe type, for funnel size, 1000 mL, AC input 115 V,,,,, | Z526096 |  | Aldrich | Glas-Col ® Series O separatory funnel mantle |  | ,,,, | Glas-Col , Glas-Col Heating Mantles , Heating , Heating Mantles , Labware , Manufacturer Browser , Series O , Series O separatory funnel mantle |  | for funnel size 1000 mL,Glas-Col 100AO862,not available in EU,CSA approved,190 W | , |  |  | for funnel size 1000 mL,Glas-Col 100AO862,not available in EU,CSA approved,190 W
,Globe type, for funnel size, 1000 mL, AC input 230 V,,,,, | Z526118 |  | Aldrich | Glas-Col ® Series O separatory funnel mantle |  | ,,,, | Glas-Col , Glas-Col Heating Mantles , Heating , Heating Mantles , Labware , Manufacturer Browser , Series O , Series O separatory funnel mantle |  | for funnel size 1000 mL,Glas-Col 100AO863,CSA approved,190 W | , |  |  | for funnel size 1000 mL,Glas-Col 100AO863,CSA approved,190 W
,Globe type, for funnel size, 2000 mL, AC input 115 V,,,,, | Z526126 |  | Aldrich | Glas-Col ® Series O separatory funnel mantle |  | ,,,, | Glas-Col , Glas-Col Heating Mantles , Heating , Heating Mantles , Labware , Manufacturer Browser , Series O , Series O separatory funnel mantle |  | for funnel size 2000 mL,Glas-Col 100AO864,not available in EU,CSA approved,250 W | , |  |  | for funnel size 2000 mL,Glas-Col 100AO864,not available in EU,CSA approved,250 W
,Globe type, for funnel size, 2000 mL, AC input 230 V,,,,, | Z526134 |  | Aldrich | Glas-Col ® Series O separatory funnel mantle |  | ,,,, | Glas-Col , Glas-Col Heating Mantles , Heating , Heating Mantles , Labware , Manufacturer Browser , Series O , Series O separatory funnel mantle |  | for funnel size 2000 mL,Glas-Col 100AO865,CSA approved,250 W | , |  |  | for funnel size 2000 mL,Glas-Col 100AO865,CSA approved,250 W
,Globe type, for funnel size, 4000 mL, AC input 115 V,,,,, | Z526142 |  | Aldrich | Glas-Col ® Series O separatory funnel mantle |  | ,,,, | Glas-Col , Glas-Col Heating Mantles , Heating , Heating Mantles , Labware , Manufacturer Browser , Series O , Series O separatory funnel mantle |  | for funnel size 4000 mL,Glas-Col 100AO866,not available in EU,CSA approved,340 W | , |  |  | for funnel size 4000 mL,Glas-Col 100AO866,not available in EU,CSA approved,340 W
,Globe type, for funnel size, 4000 mL, AC input 230 V,,,,, | Z526150 |  | Aldrich | Glas-Col ® Series O separatory funnel mantle |  | ,,,, | Glas-Col , Glas-Col Heating Mantles , Heating , Heating Mantles , Labware , Manufacturer Browser , Series O , Series O separatory funnel mantle |  | for funnel size 4000 mL,Glas-Col 100AO867,CSA approved,340 W | , |  |  | for funnel size 4000 mL,Glas-Col 100AO867,CSA approved,340 W
,Globe type, for funnel size, 6000 mL, AC input 115 V,,,,, | Z526169 |  | Aldrich | Glas-Col ® Series O separatory funnel mantle |  | ,,,, | Glas-Col , Glas-Col Heating Mantles , Heating , Heating Mantles , Labware , Manufacturer Browser , Series O , Series O separatory funnel mantle |  | for funnel size 6000 mL,Glas-Col 100AO868,not available in EU,CSA approved,400 W | , |  |  | for funnel size 6000 mL,Glas-Col 100AO868,not available in EU,CSA approved,400 W
,Globe type, for funnel size, 6000 mL, AC input 230 V,,,,, | Z526177 |  | Aldrich | Glas-Col ® Series O separatory funnel mantle |  | ,,,, | Glas-Col , Glas-Col Heating Mantles , Heating , Heating Mantles , Labware , Manufacturer Browser , Series O , Series O separatory funnel mantle |  | for funnel size 6000 mL,Glas-Col 100AO869,CSA approved,400 W | , |  |  | for funnel size 6000 mL,Glas-Col 100AO869,CSA approved,400 W
,for flask size, 50 mL,,,,, | Z284912 |  | Aldrich | Glas-Col ® Series O spherical heating mantle |  | ,,,, | Glas-Col , Glas-Col Heating Mantles , Heating , Heating Mantles , Labware , Manufacturer Browser , Series O , Series O spherical heating mantle |  | not available in EU,Glas-Col 100AO943,115 V,CSA approved,60 W,not available in EU | , |  |  | not available in EU,Glas-Col 100AO943,115 V,CSA approved,60 W,not available in EU
,for flask size, 100 mL,,,,, | Z284920 |  | Aldrich | Glas-Col ® Series O spherical heating mantle |  | ,,,, | Glas-Col , Glas-Col Heating Mantles , Heating , Heating Mantles , Labware , Manufacturer Browser , Series O , Series O spherical heating mantle |  | not available in EU,Glas-Col 100AO963,115 V,CSA approved,80 W,not available in EU | , |  |  | not available in EU,Glas-Col 100AO963,115 V,CSA approved,80 W,not available in EU
,for flask size, 125 mL,,,,, | Z284939 |  | Aldrich | Glas-Col ® Series O spherical heating mantle |  | ,,,, | Glas-Col , Glas-Col Heating Mantles , Heating , Heating Mantles , Labware , Manufacturer Browser , Series O , Series O spherical heating mantle |  | not available in EU,Glas-Col 100AO983,115 V,CSA approved,80 W,not available in EU | , |  |  | not available in EU,Glas-Col 100AO983,115 V,CSA approved,80 W,not available in EU
,for flask size, 200 mL,,,,, | Z284947 |  | Aldrich | Glas-Col ® Series O spherical heating mantle |  | ,,,, | Glas-Col , Glas-Col Heating Mantles , Heating , Heating Mantles , Labware , Manufacturer Browser , Series O , Series O spherical heating mantle |  | not available in EU,Glas-Col 100AO1003,115 V,CSA approved,100 W,not available in EU | , |  |  | not available in EU,Glas-Col 100AO1003,115 V,CSA approved,100 W,not available in EU
,for flask size, 250 mL,,,,, | Z284955 |  | Aldrich | Glas-Col ® Series O spherical heating mantle |  | ,,,, | Glas-Col , Glas-Col Heating Mantles , Heating , Heating Mantles , Labware , Manufacturer Browser , Series O , Series O spherical heating mantle |  | not available in EU,Glas-Col 100AO1023,115 V,CSA approved,180 W,not available in EU | , |  |  | not available in EU,Glas-Col 100AO1023,115 V,CSA approved,180 W,not available in EU
,for flask size, 300 mL,,,,, | Z284963 |  | Aldrich | Glas-Col ® Series O spherical heating mantle |  | ,,,, | Glas-Col , Glas-Col Heating Mantles , Heating , Heating Mantles , Labware , Manufacturer Browser , Series O , Series O spherical heating mantle |  | not available in EU,Glas-Col 100AO1043,115 V,CSA approved,180 W,not available in EU | , |  |  | not available in EU,Glas-Col 100AO1043,115 V,CSA approved,180 W,not available in EU
,for flask size, 500 mL,,,,, | Z284971 |  | Aldrich | Glas-Col ® Series O spherical heating mantle |  | ,,,, | Glas-Col , Glas-Col Heating Mantles , Heating , Heating Mantles , Labware , Manufacturer Browser , Series O , Series O spherical heating mantle |  | not available in EU,Glas-Col 100AO1063,115 V,CSA approved,270 W,not available in EU | , |  |  | not available in EU,Glas-Col 100AO1063,115 V,CSA approved,270 W,not available in EU
,for flask size, 1000 mL,,,,, | Z284998 |  | Aldrich | Glas-Col ® Series O spherical heating mantle |  | ,,,, | Glas-Col , Glas-Col Heating Mantles , Heating , Heating Mantles , Labware , Manufacturer Browser , Series O , Series O spherical heating mantle |  | not available in EU,Glas-Col 100AO1083,115 V,CSA approved,380 W,not available in EU | , |  |  | not available in EU,Glas-Col 100AO1083,115 V,CSA approved,380 W,not available in EU
,for flask size, 2000 mL,,,,, | Z285005 |  | Aldrich | Glas-Col ® Series O spherical heating mantle |  | ,,,, | Glas-Col , Glas-Col Heating Mantles , Heating , Heating Mantles , Labware , Manufacturer Browser , Series O , Series O spherical heating mantle |  | not available in EU,Glas-Col 100AO1103,115 V,CSA approved,500 W,not available in EU | , |  |  | not available in EU,Glas-Col 100AO1103,115 V,CSA approved,500 W,not available in EU
,for flask size, 3000 mL,,,,, | Z285013 |  | Aldrich | Glas-Col ® Series O spherical heating mantle |  | ,,,, | Glas-Col , Glas-Col Heating Mantles , Heating , Heating Mantles , Labware , Manufacturer Browser , Series O , Series O spherical heating mantle |  | not available in EU,Glas-Col 100AO1123,115 V,CSA approved,500 W,not available in EU | , |  |  | not available in EU,Glas-Col 100AO1123,115 V,CSA approved,500 W,not available in EU
,for flask size, 5000 mL,,,,, | Z285021 |  | Aldrich | Glas-Col ® Series O spherical heating mantle |  | ,,,, | Glas-Col , Glas-Col Heating Mantles , Heating , Heating Mantles , Labware , Manufacturer Browser , Series O , Series O spherical heating mantle |  | not available in EU,Glas-Col 100AO1143,115 V,CSA approved,600 W,not available in EU | , |  |  | not available in EU,Glas-Col 100AO1143,115 V,CSA approved,600 W,not available in EU
,for flask size, 12000 mL,,,,, | Z285048 |  | Aldrich | Glas-Col ® Series O spherical heating mantle |  | ,,,, | Glas-Col , Glas-Col Heating Mantles , Heating , Heating Mantles , Labware , Manufacturer Browser , Series O , Series O spherical heating mantle |  | not available in EU,Glas-Col 100AO1163,115 V,CSA approved,1300 W (2x650),not available in EU | , |  |  | not available in EU,Glas-Col 100AO1163,115 V,CSA approved,1300 W (2x650),not available in EU
,for flask size, 100 mL, AC input 115 V,,,,, | Z524522 |  | Aldrich | Glas-Col ® Series STM heating mantles |  | ,,,, | Glas-Col , Glas-Col Heating Mantles , Heating , Heating Mantles , Labware , Manufacturer Browser , Series STM , Series STM heating mantles |  | not available in EU,Glas-Col 100BSTM400,≤650 °C temperature, (internal operating),CSA approved,230 watts,not available in EU | , |  |  | not available in EU,Glas-Col 100BSTM400,≤650 °C temperature, (internal operating),CSA approved,230 watts,not available in EU
,for flask size, 100 mL, AC input 230 V,,,,, | Z524654 |  | Aldrich | Glas-Col ® Series STM heating mantles |  | ,,,, | Glas-Col , Glas-Col Heating Mantles , Heating , Heating Mantles , Labware , Manufacturer Browser , Series STM , Series STM heating mantles |  | for flask size 100 mL,Glas-Col 100BSTM401,≤650 °C temperature, (internal operating),CSA approved,230 watts,not available in EU | , |  |  | for flask size 100 mL,Glas-Col 100BSTM401,≤650 °C temperature, (internal operating),CSA approved,230 watts,not available in EU
,for flask size, 125 mL, AC input 115 V,,,,, | Z524530 |  | Aldrich | Glas-Col ® Series STM heating mantles |  | ,,,, | Glas-Col , Glas-Col Heating Mantles , Heating , Heating Mantles , Labware , Manufacturer Browser , Series STM , Series STM heating mantles |  | not available in EU,Glas-Col 100BSTM500,≤650 °C temperature, (internal operating),CSA approved,230 watts,not available in EU | , |  |  | not available in EU,Glas-Col 100BSTM500,≤650 °C temperature, (internal operating),CSA approved,230 watts,not available in EU
,for flask size, 125 mL, AC input 230 V,,,,, | Z524662 |  | Aldrich | Glas-Col ® Series STM heating mantles |  | ,,,, | Glas-Col , Glas-Col Heating Mantles , Heating , Heating Mantles , Labware , Manufacturer Browser , Series STM , Series STM heating mantles |  | for flask size 125 mL,Glas-Col 100BSTM501,≤650 °C temperature, (internal operating),CSA approved,230 watts,not available in EU | , |  |  | for flask size 125 mL,Glas-Col 100BSTM501,≤650 °C temperature, (internal operating),CSA approved,230 watts,not available in EU
,for flask size, 200 mL, AC input 115 V,,,,, | Z524549 |  | Aldrich | Glas-Col ® Series STM heating mantles |  | ,,,, | Glas-Col , Glas-Col Heating Mantles , Heating , Heating Mantles , Labware , Manufacturer Browser , Series STM , Series STM heating mantles |  | not available in EU,Glas-Col 100BSTM600,≤650 °C temperature, (internal operating),CSA approved,300 watts,not available in EU | , |  |  | not available in EU,Glas-Col 100BSTM600,≤650 °C temperature, (internal operating),CSA approved,300 watts,not available in EU
,for flask size, 200 mL, AC input 230 V,,,,, | Z524670 |  | Aldrich | Glas-Col ® Series STM heating mantles |  | ,,,, | Glas-Col , Glas-Col Heating Mantles , Heating , Heating Mantles , Labware , Manufacturer Browser , Series STM , Series STM heating mantles |  | for flask size 200 mL,Glas-Col 100BSTM601,≤650 °C temperature, (internal operating),CSA approved,300 watts,not available in EU | , |  |  | for flask size 200 mL,Glas-Col 100BSTM601,≤650 °C temperature, (internal operating),CSA approved,300 watts,not available in EU
,for flask size, 250 mL, AC input 115 V,,,,, | Z512273 |  | Aldrich | Glas-Col ® Series STM heating mantles |  | ,,,, | Glas-Col , Glas-Col Heating Mantles , Heating , Heating Mantles , Labware , Manufacturer Browser , Series STM , Series STM heating mantles |  | not available in EU,Glas-Col 100B STM700,≤650 °C temperature, (internal operating),CSA approved,470 watts,not available in EU | , |  |  | not available in EU,Glas-Col 100B STM700,≤650 °C temperature, (internal operating),CSA approved,470 watts,not available in EU
,for flask size, 250 mL, AC input 230 V,,,,, | Z524689 |  | Aldrich | Glas-Col ® Series STM heating mantles |  | ,,,, | Glas-Col , Glas-Col Heating Mantles , Heating , Heating Mantles , Labware , Manufacturer Browser , Series STM , Series STM heating mantles |  | for flask size 250 mL,Glas-Col 100BSTM701,≤650 °C temperature, (internal operating),CSA approved,470 watts,not available in EU | , |  |  | for flask size 250 mL,Glas-Col 100BSTM701,≤650 °C temperature, (internal operating),CSA approved,470 watts,not available in EU
,for flask size, 300 mL, AC input 115 V,,,,, | Z524557 |  | Aldrich | Glas-Col ® Series STM heating mantles |  | ,,,, | Glas-Col , Glas-Col Heating Mantles , Heating , Heating Mantles , Labware , Manufacturer Browser , Series STM , Series STM heating mantles |  | not available in EU,Glas-Col 100BSTM800,≤650 °C temperature, (internal operating),CSA approved,470 watts,not available in EU | , |  |  | not available in EU,Glas-Col 100BSTM800,≤650 °C temperature, (internal operating),CSA approved,470 watts,not available in EU
,for flask size, 300 mL, AC input 230 V,,,,, | Z524697 |  | Aldrich | Glas-Col ® Series STM heating mantles |  | ,,,, | Glas-Col , Glas-Col Heating Mantles , Heating , Heating Mantles , Labware , Manufacturer Browser , Series STM , Series STM heating mantles |  | for flask size 300 mL,Glas-Col 100BSTM801,≤650 °C temperature, (internal operating),CSA approved,470 watts,not available in EU | , |  |  | for flask size 300 mL,Glas-Col 100BSTM801,≤650 °C temperature, (internal operating),CSA approved,470 watts,not available in EU
,for flask size, 500 mL, AC input 115 V,,,,, | Z524565 |  | Aldrich | Glas-Col ® Series STM heating mantles |  | ,,,, | Glas-Col , Glas-Col Heating Mantles , Heating , Heating Mantles , Labware , Manufacturer Browser , Series STM , Series STM heating mantles |  | not available in EU,Glas-Col 100BSTM900,≤650 °C temperature, (internal operating),CSA approved,470 watts,not available in EU | , |  |  | not available in EU,Glas-Col 100BSTM900,≤650 °C temperature, (internal operating),CSA approved,470 watts,not available in EU
,for flask size, 500 mL, AC input 230 V,,,,, | Z524700 |  | Aldrich | Glas-Col ® Series STM heating mantles |  | ,,,, | Glas-Col , Glas-Col Heating Mantles , Heating , Heating Mantles , Labware , Manufacturer Browser , Series STM , Series STM heating mantles |  | for flask size 500 mL,Glas-Col 100BSTM901,≤650 °C temperature, (internal operating),CSA approved,470 watts,not available in EU | , |  |  | for flask size 500 mL,Glas-Col 100BSTM901,≤650 °C temperature, (internal operating),CSA approved,470 watts,not available in EU
,for flask size, 1,000 mL, AC input 115 V,,,,, | Z524573 |  | Aldrich | Glas-Col ® Series STM heating mantles |  | ,,,, | Glas-Col , Glas-Col Heating Mantles , Heating , Heating Mantles , Labware , Manufacturer Browser , Series STM , Series STM heating mantles |  | not available in EU,Glas-Col, 10BST1000,≤650 °C temperature, (internal operating),CSA approved,600 watts,not available in EU | , |  |  | not available in EU,Glas-Col, 10BST1000,≤650 °C temperature, (internal operating),CSA approved,600 watts,not available in EU
,for flask size, 1,000 mL, AC input 230 V,,,,, | Z524719 |  | Aldrich | Glas-Col ® Series STM heating mantles |  | ,,,, | Glas-Col , Glas-Col Heating Mantles , Heating , Heating Mantles , Labware , Manufacturer Browser , Series STM , Series STM heating mantles |  | for flask size 1,000 mL,Glas-Col 100BSTM1001,≤650 °C temperature, (internal operating),CSA approved,600 watts,not available in EU | , |  |  | for flask size 1,000 mL,Glas-Col 100BSTM1001,≤650 °C temperature, (internal operating),CSA approved,600 watts,not available in EU
,for flask size, 2,000 mL, AC input 115 V,,,,, | Z524581 |  | Aldrich | Glas-Col ® Series STM heating mantles |  | ,,,, | Glas-Col , Glas-Col Heating Mantles , Heating , Heating Mantles , Labware , Manufacturer Browser , Series STM , Series STM heating mantles |  | not available in EU,Glas-Col 100BSTM1100,≤650 °C temperature, (internal operating),CSA approved,870 watts,not available in EU | , |  |  | not available in EU,Glas-Col 100BSTM1100,≤650 °C temperature, (internal operating),CSA approved,870 watts,not available in EU
,for flask size, 2,000 mL, AC input 230 V,,,,, | Z524727 |  | Aldrich | Glas-Col ® Series STM heating mantles |  | ,,,, | Glas-Col , Glas-Col Heating Mantles , Heating , Heating Mantles , Labware , Manufacturer Browser , Series STM , Series STM heating mantles |  | for flask size 2,000 mL,Glas-Col 100BSTM1101,≤650 °C temperature, (internal operating),CSA approved,870 watts,not available in EU | , |  |  | for flask size 2,000 mL,Glas-Col 100BSTM1101,≤650 °C temperature, (internal operating),CSA approved,870 watts,not available in EU
,for flask size, 3,000 mL, AC input 115 V,,,,, | Z524603 |  | Aldrich | Glas-Col ® Series STM heating mantles |  | ,,,, | Glas-Col , Glas-Col Heating Mantles , Heating , Heating Mantles , Labware , Manufacturer Browser , Series STM , Series STM heating mantles |  | not available in EU,Glas-Col 100BSTM1200,≤650 °C temperature, (internal operating),CSA approved,970 watts,not available in EU | , |  |  | not available in EU,Glas-Col 100BSTM1200,≤650 °C temperature, (internal operating),CSA approved,970 watts,not available in EU
,for flask size, 3,000 mL, AC input 230 V,,,,, | Z524735 |  | Aldrich | Glas-Col ® Series STM heating mantles |  | ,,,, | Glas-Col , Glas-Col Heating Mantles , Heating , Heating Mantles , Labware , Manufacturer Browser , Series STM , Series STM heating mantles |  | for flask size 3,000 mL,Glas-Col 100BSTM1201,≤650 °C temperature, (internal operating),CSA approved,970 watts,not available in EU | , |  |  | for flask size 3,000 mL,Glas-Col 100BSTM1201,≤650 °C temperature, (internal operating),CSA approved,970 watts,not available in EU
,for flask size, 5,000 mL, AC input 115 V,,,,, | Z524611 |  | Aldrich | Glas-Col ® Series STM heating mantles |  | ,,,, | Glas-Col , Glas-Col Heating Mantles , Heating , Heating Mantles , Labware , Manufacturer Browser , Series STM , Series STM heating mantles |  | not available in EU,Glas-Col 100BSTM1300,≤650 °C temperature, (internal operating),CSA approved,700 watts (2 outlets),not available in EU | , |  |  | not available in EU,Glas-Col 100BSTM1300,≤650 °C temperature, (internal operating),CSA approved,700 watts (2 outlets),not available in EU
,for flask size, 5,000 mL, AC input 230 V,,,,, | Z524743 |  | Aldrich | Glas-Col ® Series STM heating mantles |  | ,,,, | Glas-Col , Glas-Col Heating Mantles , Heating , Heating Mantles , Labware , Manufacturer Browser , Series STM , Series STM heating mantles |  | for flask size 5,000 mL,Glas-Col 100BSTM1301,≤650 °C temperature, (internal operating),CSA approved,700 watts (2 outlets),not available in EU | , |  |  | for flask size 5,000 mL,Glas-Col 100BSTM1301,≤650 °C temperature, (internal operating),CSA approved,700 watts (2 outlets),not available in EU
,for flask size, 12,000 mL, AC input 115 V,,,,, | Z524638 |  | Aldrich | Glas-Col ® Series STM heating mantles |  | ,,,, | Glas-Col , Glas-Col Heating Mantles , Heating , Heating Mantles , Labware , Manufacturer Browser , Series STM , Series STM heating mantles |  | not available in EU,Glas-Col 100BSTM1400,≤650 °C temperature, (internal operating),CSA approved,1000 watts (2 outlets),not available in EU | , |  |  | not available in EU,Glas-Col 100BSTM1400,≤650 °C temperature, (internal operating),CSA approved,1000 watts (2 outlets),not available in EU
,for flask size, 12,000 mL, AC input 230 V,,,,, | Z524751 |  | Aldrich | Glas-Col ® Series STM heating mantles |  | ,,,, | Glas-Col , Glas-Col Heating Mantles , Heating , Heating Mantles , Labware , Manufacturer Browser , Series STM , Series STM heating mantles |  | for flask size 12,000 mL,Glas-Col 100BSTM1401,≤650 °C temperature, (internal operating),CSA approved,1000 watts (2 outlets),not available in EU | , |  |  | for flask size 12,000 mL,Glas-Col 100BSTM1401,≤650 °C temperature, (internal operating),CSA approved,1000 watts (2 outlets),not available in EU
,for flask size, 22,000 mL, AC input 115 V,,,,, | Z524646 |  | Aldrich | Glas-Col ® Series STM heating mantles |  | ,,,, | Glas-Col , Glas-Col Heating Mantles , Heating , Heating Mantles , Labware , Manufacturer Browser , Series STM , Series STM heating mantles |  | not available in EU,Glas-Col 100BSTM1500,≤650 °C temperature, (internal operating),CSA approved,1000 watts (3 outlets),not available in EU | , |  |  | not available in EU,Glas-Col 100BSTM1500,≤650 °C temperature, (internal operating),CSA approved,1000 watts (3 outlets),not available in EU
,for flask size, 22,000 mL, AC input 230 V,,,,, | Z524778 |  | Aldrich | Glas-Col ® Series STM heating mantles |  | ,,,, | Glas-Col , Glas-Col Heating Mantles , Heating , Heating Mantles , Labware , Manufacturer Browser , Series STM , Series STM heating mantles |  | for flask size 22,000 mL,Glas-Col 100BSTM1501,≤650 °C temperature, (internal operating),CSA approved,1000 watts (3 outlets),not available in EU | , |  |  | for flask size 22,000 mL,Glas-Col 100BSTM1501,≤650 °C temperature, (internal operating),CSA approved,1000 watts (3 outlets),not available in EU
,fits beaker size, 600 mL, AC input 115 V,,,,, | Z505897 |  | Aldrich | Glas-Col ® Series TM Griffin beaker mantles |  | ,,,, | Glas-Col , Glas-Col Heating Mantles , Heating , Heating Mantles , Labware , Manufacturer Browser , Series TM , Series TM Griffin beaker mantles |  | not available in EU,Glas-Col 100BTM610,CSA approved for 115V,not available in EU | , |  |  | not available in EU,Glas-Col 100BTM610,CSA approved for 115V,not available in EU
,fits beaker size, 800 mL, AC input 115 V,,,,, | Z505900 |  | Aldrich | Glas-Col ® Series TM Griffin beaker mantles |  | ,,,, | Glas-Col , Glas-Col Heating Mantles , Heating , Heating Mantles , Labware , Manufacturer Browser , Series TM , Series TM Griffin beaker mantles |  | not available in EU,Glas-Col 100BTM612,CSA approved for 115V,not available in EU | , |  |  | not available in EU,Glas-Col 100BTM612,CSA approved for 115V,not available in EU
,fits beaker size, 1000 mL, AC input 115 V,,,,, | Z512281 |  | Aldrich | Glas-Col ® Series TM Griffin beaker mantles |  | ,,,, | Glas-Col , Glas-Col Heating Mantles , Heating , Heating Mantles , Labware , Manufacturer Browser , Series TM , Series TM Griffin beaker mantles |  | not available in EU,Glas-Col 100BTM614,CSA approved for 115V,not available in EU | , |  |  | not available in EU,Glas-Col 100BTM614,CSA approved for 115V,not available in EU
,fits beaker size, 2000 mL, AC input 115 V,,,,, | Z505927 |  | Aldrich | Glas-Col ® Series TM Griffin beaker mantles |  | ,,,, | Glas-Col , Glas-Col Heating Mantles , Heating , Heating Mantles , Labware , Manufacturer Browser , Series TM , Series TM Griffin beaker mantles |  | not available in EU,Glas-Col 100BTM616,CSA approved for 115V,not available in EU | , |  |  | not available in EU,Glas-Col 100BTM616,CSA approved for 115V,not available in EU
,fits beaker size, 3000 mL, AC input 115 V,,,,, | Z505951 |  | Aldrich | Glas-Col ® Series TM Griffin beaker mantles |  | ,,,, | Glas-Col , Glas-Col Heating Mantles , Heating , Heating Mantles , Labware , Manufacturer Browser , Series TM , Series TM Griffin beaker mantles |  | not available in EU,Glas-Col 100BTM618,CSA approved for 115V,not available in EU | , |  |  | not available in EU,Glas-Col 100BTM618,CSA approved for 115V,not available in EU
,fits beaker size, 4000 mL, AC input 115 V,,,,, | Z505986 |  | Aldrich | Glas-Col ® Series TM Griffin beaker mantles |  | ,,,, | Glas-Col , Glas-Col Heating Mantles , Heating , Heating Mantles , Labware , Manufacturer Browser , Series TM , Series TM Griffin beaker mantles |  | not available in EU,Glas-Col 100BTM620,CSA approved for 115V,not available in EU | , |  |  | not available in EU,Glas-Col 100BTM620,CSA approved for 115V,not available in EU
,fits beaker size, 600 mL, AC input 230 V,,,,, | Z506001 |  | Aldrich | Glas-Col ® Series TM Griffin beaker mantles |  | ,,,, | Glas-Col , Glas-Col Heating Mantles , Heating , Heating Mantles , Labware , Manufacturer Browser , Series TM , Series TM Griffin beaker mantles |  | fits beaker size 600 mL,Glas-Col 100BTM611,CSA approved for 115V,not available in EU | , |  |  | fits beaker size 600 mL,Glas-Col 100BTM611,CSA approved for 115V,not available in EU
,fits beaker size, 800 mL, AC input 230 V,,,,, | Z506028 |  | Aldrich | Glas-Col ® Series TM Griffin beaker mantles |  | ,,,, | Glas-Col , Glas-Col Heating Mantles , Heating , Heating Mantles , Labware , Manufacturer Browser , Series TM , Series TM Griffin beaker mantles |  | fits beaker size 800 mL,Glas-Col 100BTM613,CSA approved for 115V,not available in EU | , |  |  | fits beaker size 800 mL,Glas-Col 100BTM613,CSA approved for 115V,not available in EU
,fits beaker size, 1000 mL, AC input 230 V,,,,, | Z505919 |  | Aldrich | Glas-Col ® Series TM Griffin beaker mantles |  | ,,,, | Glas-Col , Glas-Col Heating Mantles , Heating , Heating Mantles , Labware , Manufacturer Browser , Series TM , Series TM Griffin beaker mantles |  | fits beaker size 1000 mL,Glas-Col 100BTM615,CSA approved for 115V,not available in EU | , |  |  | fits beaker size 1000 mL,Glas-Col 100BTM615,CSA approved for 115V,not available in EU
,fits beaker size, 2000 mL, AC input 230 V,,,,, | Z505935 |  | Aldrich | Glas-Col ® Series TM Griffin beaker mantles |  | ,,,, | Glas-Col , Glas-Col Heating Mantles , Heating , Heating Mantles , Labware , Manufacturer Browser , Series TM , Series TM Griffin beaker mantles |  | fits beaker size 2000 mL,Glas-Col 100BTM617,CSA approved for 115V,not available in EU | , |  |  | fits beaker size 2000 mL,Glas-Col 100BTM617,CSA approved for 115V,not available in EU
,fits beaker size, 3000 mL, AC input 230 V,,,,, | Z505978 |  | Aldrich | Glas-Col ® Series TM Griffin beaker mantles |  | ,,,, | Glas-Col , Glas-Col Heating Mantles , Heating , Heating Mantles , Labware , Manufacturer Browser , Series TM , Series TM Griffin beaker mantles |  | fits beaker size 3000 mL,Glas-Col 100BTM619,CSA approved for 115V,not available in EU | , |  |  | fits beaker size 3000 mL,Glas-Col 100BTM619,CSA approved for 115V,not available in EU
,fits beaker size, 4000 mL, AC input 230 V,,,,, | Z505994 |  | Aldrich | Glas-Col ® Series TM Griffin beaker mantles |  | ,,,, | Glas-Col , Glas-Col Heating Mantles , Heating , Heating Mantles , Labware , Manufacturer Browser , Series TM , Series TM Griffin beaker mantles |  | fits beaker size 4000 mL,Glas-Col 100BTM621,CSA approved for 115V,not available in EU | , |  |  | fits beaker size 4000 mL,Glas-Col 100BTM621,CSA approved for 115V,not available in EU
,AC input 110 V, for flask size, 50 mL,,,,, | Z285196 |  | Aldrich | Glas-Col ® Series TM hemispherical heating mantle |  | ,,,, | Glas-Col , Glas-Col Heating Mantles , Heating , Heating Mantles , Labware , Manufacturer Browser , Series TM , Series TM hemispherical heating mantle |  | for flask size 50 mL,Glas-Col 100B-TM94,not available in EU,CE compliant 230 V versions,60 W | , |  |  | for flask size 50 mL,Glas-Col 100B-TM94,not available in EU,CE compliant 230 V versions,60 W
,AC input 110 V, for flask size, 100 mL,,,,, | Z285218 |  | Aldrich | Glas-Col ® Series TM hemispherical heating mantle |  | ,,,, | Glas-Col , Glas-Col Heating Mantles , Heating , Heating Mantles , Labware , Manufacturer Browser , Series TM , Series TM hemispherical heating mantle |  | for flask size 100 mL,Glas-Col 100B-TM96,not available in EU,CE compliant 230 V versions,80 W | , |  |  | for flask size 100 mL,Glas-Col 100B-TM96,not available in EU,CE compliant 230 V versions,80 W
,AC input 110 V, for flask size, 125 mL,,,,, | Z285226 |  | Aldrich | Glas-Col ® Series TM hemispherical heating mantle |  | ,,,, | Glas-Col , Glas-Col Heating Mantles , Heating , Heating Mantles , Labware , Manufacturer Browser , Series TM , Series TM hemispherical heating mantle |  | for flask size 125 mL,Glas-Col 100B-TM98,not available in EU,CE compliant 230 V versions,80 W | , |  |  | for flask size 125 mL,Glas-Col 100B-TM98,not available in EU,CE compliant 230 V versions,80 W
,AC input 110 V, for flask size, 200 mL,,,,, | Z285234 |  | Aldrich | Glas-Col ® Series TM hemispherical heating mantle |  | ,,,, | Glas-Col , Glas-Col Heating Mantles , Heating , Heating Mantles , Labware , Manufacturer Browser , Series TM , Series TM hemispherical heating mantle |  | for flask size 200 mL,Glas-Col 100B-TM100,not available in EU,CE compliant 230 V versions,100 W | , |  |  | for flask size 200 mL,Glas-Col 100B-TM100,not available in EU,CE compliant 230 V versions,100 W
,AC input 110 V, for flask size, 250 mL,,,,, | Z285242 |  | Aldrich | Glas-Col ® Series TM hemispherical heating mantle |  | ,,,, | Glas-Col , Glas-Col Heating Mantles , Heating , Heating Mantles , Labware , Manufacturer Browser , Series TM , Series TM hemispherical heating mantle |  | for flask size 250 mL,Glas-Col 100B-TM102,not available in EU,CE compliant 230 V versions,180 W | , |  |  | for flask size 250 mL,Glas-Col 100B-TM102,not available in EU,CE compliant 230 V versions,180 W
,AC input 110 V, for flask size, 300 mL,,,,, | Z285250 |  | Aldrich | Glas-Col ® Series TM hemispherical heating mantle |  | ,,,, | Glas-Col , Glas-Col Heating Mantles , Heating , Heating Mantles , Labware , Manufacturer Browser , Series TM , Series TM hemispherical heating mantle |  | for flask size 300 mL,Glas-Col 100B-TM104,not available in EU,CE compliant 230 V versions,180 W | , |  |  | for flask size 300 mL,Glas-Col 100B-TM104,not available in EU,CE compliant 230 V versions,180 W
,AC input 110 V, for flask size, 500 mL,,,,, | Z285269 |  | Aldrich | Glas-Col ® Series TM hemispherical heating mantle |  | ,,,, | Glas-Col , Glas-Col Heating Mantles , Heating , Heating Mantles , Labware , Manufacturer Browser , Series TM , Series TM hemispherical heating mantle |  | for flask size 500 mL,Glas-Col 100B-TM106,not available in EU,CE compliant 230 V versions,270 W | , |  |  | for flask size 500 mL,Glas-Col 100B-TM106,not available in EU,CE compliant 230 V versions,270 W
,AC input 110 V, for flask size, 1000 mL,,,,, | Z285277 |  | Aldrich | Glas-Col ® Series TM hemispherical heating mantle |  | ,,,, | Glas-Col , Glas-Col Heating Mantles , Heating , Heating Mantles , Labware , Manufacturer Browser , Series TM , Series TM hemispherical heating mantle |  | for flask size 1000 mL,Glas-Col 100B-TM108,not available in EU,CE compliant 230 V versions,380 W | , |  |  | for flask size 1000 mL,Glas-Col 100B-TM108,not available in EU,CE compliant 230 V versions,380 W
,AC input 110 V, for flask size, 2000 mL,,,,, | Z285285 |  | Aldrich | Glas-Col ® Series TM hemispherical heating mantle |  | ,,,, | Glas-Col , Glas-Col Heating Mantles , Heating , Heating Mantles , Labware , Manufacturer Browser , Series TM , Series TM hemispherical heating mantle |  | for flask size 2000 mL,Glas-Col 100B-TM110,not available in EU,CE compliant 230 V versions,500 W | , |  |  | for flask size 2000 mL,Glas-Col 100B-TM110,not available in EU,CE compliant 230 V versions,500 W
,AC input 110 V, for flask size, 3000 mL,,,,, | Z285293 |  | Aldrich | Glas-Col ® Series TM hemispherical heating mantle |  | ,,,, | Glas-Col , Glas-Col Heating Mantles , Heating , Heating Mantles , Labware , Manufacturer Browser , Series TM , Series TM hemispherical heating mantle |  | for flask size 3000 mL,Glas-Col 100B-TM112,not available in EU,CE compliant 230 V versions,500 W | , |  |  | for flask size 3000 mL,Glas-Col 100B-TM112,not available in EU,CE compliant 230 V versions,500 W
,AC input 110 V, for flask size, 5000 mL,,,,, | Z285307 |  | Aldrich | Glas-Col ® Series TM hemispherical heating mantle |  | ,,,, | Glas-Col , Glas-Col Heating Mantles , Heating , Heating Mantles , Labware , Manufacturer Browser , Series TM , Series TM hemispherical heating mantle |  | for flask size 5000 mL,Glas-Col 100B-TM114,not available in EU,CE compliant 230 V versions,600 W | , |  |  | for flask size 5000 mL,Glas-Col 100B-TM114,not available in EU,CE compliant 230 V versions,600 W
,AC input 230 V, for flask size, 100 mL,,,,, | Z674974 |  | Aldrich | Glas-Col ® Series TM hemispherical heating mantle |  | ,,,, | Glas-Col , Glas-Col Heating Mantles , Heating , Heating Mantles , Labware , Manufacturer Browser , Series TM , Series TM hemispherical heating mantle |  | for flask size 100 mL,Glas-Col, 100B-TM97CE,not available in USA and Canada,CE compliant 230 V versions,80 W | , |  |  | for flask size 100 mL,Glas-Col, 100B-TM97CE,not available in USA and Canada,CE compliant 230 V versions,80 W
,AC input 230 V, for flask size, 250 mL,,,,, | Z674982 |  | Aldrich | Glas-Col ® Series TM hemispherical heating mantle |  | ,,,, | Glas-Col , Glas-Col Heating Mantles , Heating , Heating Mantles , Labware , Manufacturer Browser , Series TM , Series TM hemispherical heating mantle |  | for flask size 250 mL,Glas-Col, 100B-TM107CE,not available in USA and Canada,CE compliant 230 V versions,180 W | , |  |  | for flask size 250 mL,Glas-Col, 100B-TM107CE,not available in USA and Canada,CE compliant 230 V versions,180 W
,AC input 230 V, for flask size, 500 mL,,,,, | Z674990 |  | Aldrich | Glas-Col ® Series TM hemispherical heating mantle |  | ,,,, | Glas-Col , Glas-Col Heating Mantles , Heating , Heating Mantles , Labware , Manufacturer Browser , Series TM , Series TM hemispherical heating mantle |  | for flask size 500 mL,Glas-Col, 100B-TM107CE,not available in USA and Canada,CE compliant 230 V versions,270 W | , |  |  | for flask size 500 mL,Glas-Col, 100B-TM107CE,not available in USA and Canada,CE compliant 230 V versions,270 W
,AC input 230 V, for flask size, 1,000 mL,,,,, | Z675008 |  | Aldrich | Glas-Col ® Series TM hemispherical heating mantle |  | ,,,, | Glas-Col , Glas-Col Heating Mantles , Heating , Heating Mantles , Labware , Manufacturer Browser , Series TM , Series TM hemispherical heating mantle |  | for flask size 1,000 mL,Glas-Col, 100B-TM109CE,not available in USA and Canada,CE compliant 230 V versions,380 W | , |  |  | for flask size 1,000 mL,Glas-Col, 100B-TM109CE,not available in USA and Canada,CE compliant 230 V versions,380 W
,capacity 22 L, AC input 115 V,,,,, | Z526444 |  | Aldrich | Glas-Col ® Series TM large capacity heating mantle |  | ,,,, | Glas-Col , Glas-Col Heating Mantles , Heating , Heating Mantles , Labware , Manufacturer Browser , Series TM , Series TM large capacity heating mantle |  | not available in EU,Glas-Col 102B0002000012,22 L,CSA approved,not available in EU | , |  |  | not available in EU,Glas-Col 102B0002000012,22 L,CSA approved,not available in EU
,fits beaker size, 1200 mL, AC input 115 V,,,,, | Z506044 |  | Aldrich | Glas-Col ® Series TM metal beaker mantles |  | ,,,, | Glas-Col , Glas-Col Heating Mantles , Heating , Heating Mantles , Labware , Manufacturer Browser , Series TM , Series TM metal beaker mantles |  | not available in EU,Glas-Col 100BTM630,CSA approved,104.9 mm × 114.3 mm,not available in EU | , |  |  | not available in EU,Glas-Col 100BTM630,CSA approved,104.9 mm × 114.3 mm,not available in EU
,fits beaker size, 2000 mL, AC input 115 V,,,,, | Z524204 |  | Aldrich | Glas-Col ® Series TM metal beaker mantles |  | ,,,, | Glas-Col , Glas-Col Heating Mantles , Heating , Heating Mantles , Labware , Manufacturer Browser , Series TM , Series TM metal beaker mantles |  | not available in EU,Glas-Col 100BTM632,CSA approved,123.9 mm × 139.7 mm,not available in EU | , |  |  | not available in EU,Glas-Col 100BTM632,CSA approved,123.9 mm × 139.7 mm,not available in EU
,fits beaker size, 3300 mL, AC input 115 V,,,,, | Z524220 |  | Aldrich | Glas-Col ® Series TM metal beaker mantles |  | ,,,, | Glas-Col , Glas-Col Heating Mantles , Heating , Heating Mantles , Labware , Manufacturer Browser , Series TM , Series TM metal beaker mantles |  | not available in EU,Glas-Col 100BTM634,CSA approved,155.7 mm × 152.4 mm,not available in EU | , |  |  | not available in EU,Glas-Col 100BTM634,CSA approved,155.7 mm × 152.4 mm,not available in EU
,fits beaker size, 4000 mL, AC input 115 V,,,,, | Z524247 |  | Aldrich | Glas-Col ® Series TM metal beaker mantles |  | ,,,, | Glas-Col , Glas-Col Heating Mantles , Heating , Heating Mantles , Labware , Manufacturer Browser , Series TM , Series TM metal beaker mantles |  | not available in EU,Glas-Col 100BTM636,CSA approved,165.1 mm × 158.7 mm,not available in EU | , |  |  | not available in EU,Glas-Col 100BTM636,CSA approved,165.1 mm × 158.7 mm,not available in EU
,fits beaker size, 5800 mL, AC input 115 V,,,,, | Z524263 |  | Aldrich | Glas-Col ® Series TM metal beaker mantles |  | ,,,, | Glas-Col , Glas-Col Heating Mantles , Heating , Heating Mantles , Labware , Manufacturer Browser , Series TM , Series TM metal beaker mantles |  | not available in EU,Glas-Col 100BTM638,CSA approved,184.1 mm × 184.1 mm,not available in EU | , |  |  | not available in EU,Glas-Col 100BTM638,CSA approved,184.1 mm × 184.1 mm,not available in EU
,fits beaker size, 1200 mL, AC input 230 V,,,,, | Z506052 |  | Aldrich | Glas-Col ® Series TM metal beaker mantles |  | ,,,, | Glas-Col , Glas-Col Heating Mantles , Heating , Heating Mantles , Labware , Manufacturer Browser , Series TM , Series TM metal beaker mantles |  | fits beaker size 1200 mL,Glas-Col 100BTM631,CSA approved,104.9 mm × 114.3 mm,not available in EU | , |  |  | fits beaker size 1200 mL,Glas-Col 100BTM631,CSA approved,104.9 mm × 114.3 mm,not available in EU
,fits beaker size, 2000 mL, AC input 230 V,,,,, | Z524212 |  | Aldrich | Glas-Col ® Series TM metal beaker mantles |  | ,,,, | Glas-Col , Glas-Col Heating Mantles , Heating , Heating Mantles , Labware , Manufacturer Browser , Series TM , Series TM metal beaker mantles |  | fits beaker size 2000 mL,Glas-Col 100BTM633,CSA approved,123.9 mm × 139.7 mm,not available in EU | , |  |  | fits beaker size 2000 mL,Glas-Col 100BTM633,CSA approved,123.9 mm × 139.7 mm,not available in EU
,fits beaker size, 3300 mL, AC input 230 V,,,,, | Z524239 |  | Aldrich | Glas-Col ® Series TM metal beaker mantles |  | ,,,, | Glas-Col , Glas-Col Heating Mantles , Heating , Heating Mantles , Labware , Manufacturer Browser , Series TM , Series TM metal beaker mantles |  | fits beaker size 3300 mL,Glas-Col 100BTM635,CSA approved,155.7 mm × 152.4 mm,not available in EU | , |  |  | fits beaker size 3300 mL,Glas-Col 100BTM635,CSA approved,155.7 mm × 152.4 mm,not available in EU
,fits beaker size, 4000 mL, AC input 230 V,,,,, | Z524255 |  | Aldrich | Glas-Col ® Series TM metal beaker mantles |  | ,,,, | Glas-Col , Glas-Col Heating Mantles , Heating , Heating Mantles , Labware , Manufacturer Browser , Series TM , Series TM metal beaker mantles |  | fits beaker size 4000 mL,Glas-Col 100BTM637,CSA approved,165.1 mm × 158.7 mm,not available in EU | , |  |  | fits beaker size 4000 mL,Glas-Col 100BTM637,CSA approved,165.1 mm × 158.7 mm,not available in EU
,fits beaker size, 5800 mL, AC input 230 V,,,,, | Z524271 |  | Aldrich | Glas-Col ® Series TM metal beaker mantles |  | ,,,, | Glas-Col , Glas-Col Heating Mantles , Heating , Heating Mantles , Labware , Manufacturer Browser , Series TM , Series TM metal beaker mantles |  | fits beaker size 5800 mL,Glas-Col 100BTM639,CSA approved,184.1 mm × 184.1 mm,not available in EU | , |  |  | fits beaker size 5800 mL,Glas-Col 100BTM639,CSA approved,184.1 mm × 184.1 mm,not available in EU
,for flask size, 1000 mL, for ACE flask,,,,, | Z285315 |  | Aldrich | Glas-Col ® Series TM reaction flask mantle |  | ,,,, | Glas-Col , Glas-Col Heating Mantles , Heating , Heating Mantles , Labware , Manufacturer Browser , Series TM , Series TM reaction flask mantle |  | for flask size 1000 mL,Glas-Col 100B-TM562,115 V,CSA approved,300 watts,not available in EU | , |  |  | for flask size 1000 mL,Glas-Col 100B-TM562,115 V,CSA approved,300 watts,not available in EU
,for flask size, 2000 mL, for ACE flask,,,,, | Z285323 |  | Aldrich | Glas-Col ® Series TM reaction flask mantle |  | ,,,, | Glas-Col , Glas-Col Heating Mantles , Heating , Heating Mantles , Labware , Manufacturer Browser , Series TM , Series TM reaction flask mantle |  | for flask size 2000 mL,Glas-Col 100B-TM566,115 V,CSA approved,450 watts,not available in EU | , |  |  | for flask size 2000 mL,Glas-Col 100B-TM566,115 V,CSA approved,450 watts,not available in EU
,for flask size, 3000 mL, for ACE flask,,,,, | Z285331 |  | Aldrich | Glas-Col ® Series TM reaction flask mantle |  | ,,,, | Glas-Col , Glas-Col Heating Mantles , Heating , Heating Mantles , Labware , Manufacturer Browser , Series TM , Series TM reaction flask mantle |  | for flask size 3000 mL,Glas-Col 100B-TM568,115 V,CSA approved,530 watts,not available in EU | , |  |  | for flask size 3000 mL,Glas-Col 100B-TM568,115 V,CSA approved,530 watts,not available in EU
,for flask size, 500 mL, for Corning ® flask,,,,, | Z285358 |  | Aldrich | Glas-Col ® Series TM reaction flask mantle |  | ,,,, | Glas-Col , Glas-Col Heating Mantles , Heating , Heating Mantles , Labware , Manufacturer Browser , Series TM , Series TM reaction flask mantle |  | for flask size 500 mL,Glas-Col 100B-TM570,115 V,CSA approved,270 watts,not available in EU | , |  |  | for flask size 500 mL,Glas-Col 100B-TM570,115 V,CSA approved,270 watts,not available in EU
,for flask size, 1000 mL, for Corning ® flask,,,,, | Z285366 |  | Aldrich | Glas-Col ® Series TM reaction flask mantle |  | ,,,, | Glas-Col , Glas-Col Heating Mantles , Heating , Heating Mantles , Labware , Manufacturer Browser , Series TM , Series TM reaction flask mantle |  | for flask size 1000 mL,Glas-Col 100B-TM572,115 V,CSA approved,335 watts,not available in EU | , |  |  | for flask size 1000 mL,Glas-Col 100B-TM572,115 V,CSA approved,335 watts,not available in EU
,for flask size, 2000 mL, for Corning ® flask,,,,, | Z285374 |  | Aldrich | Glas-Col ® Series TM reaction flask mantle |  | ,,,, | Glas-Col , Glas-Col Heating Mantles , Heating , Heating Mantles , Labware , Manufacturer Browser , Series TM , Series TM reaction flask mantle |  | for flask size 2000 mL,Glas-Col 100B-TM576,115 V,CSA approved,470 watts,not available in EU | , |  |  | for flask size 2000 mL,Glas-Col 100B-TM576,115 V,CSA approved,470 watts,not available in EU
,for flask size, 3000 mL, for Corning ® flask,,,,, | Z285382 |  | Aldrich | Glas-Col ® Series TM reaction flask mantle |  | ,,,, | Glas-Col , Glas-Col Heating Mantles , Heating , Heating Mantles , Labware , Manufacturer Browser , Series TM , Series TM reaction flask mantle |  | for flask size 3000 mL,Glas-Col 100B TM578,115 V,CSA approved,550 watts,not available in EU | , |  |  | for flask size 3000 mL,Glas-Col 100B TM578,115 V,CSA approved,550 watts,not available in EU
,for flask size, 4000 mL, for Corning ® flask,,,,, | Z285390 |  | Aldrich | Glas-Col ® Series TM reaction flask mantle |  | ,,,, | Glas-Col , Glas-Col Heating Mantles , Heating , Heating Mantles , Labware , Manufacturer Browser , Series TM , Series TM reaction flask mantle |  | for flask size 4000 mL,Glas-Col 100B TM580,115 V,CSA approved,750 watts,not available in EU | , |  |  | for flask size 4000 mL,Glas-Col 100B TM580,115 V,CSA approved,750 watts,not available in EU
,AC input 120 V,,,,, | Z285668 |  | Aldrich | StirControl II |  | ,,,, | Glas-Col , Glas-Col Heating Mantles , Heating , Heating Mantles , Labware , Manufacturer Browser , Series STM , StirControl II |  | Glas-Col 104A EMC4,CE compliant: No,not available in EU | , |  |  | Glas-Col 104A EMC4,CE compliant: No,not available in EU
,for flask size, 250 mL, AC input 115 V,,,,, | Z285552 |  | Aldrich | Glas-Col ® StirMantles |  | ,,,, | Glas-Col , Glas-Col Heating Mantles , Heating , Heating Mantles , Labware , Manufacturer Browser , Series STM , StirMantles |  | 50-750 rpm stirring range,Glas-Col 100D TEM102,≤450 °C temperature, (internal operating),CSA approved,180 watts,not available in EU | , |  |  | 50-750 rpm stirring range,Glas-Col 100D TEM102,≤450 °C temperature, (internal operating),CSA approved,180 watts,not available in EU
,for flask size, 500 mL, AC input 115 V,,,,, | Z285579 |  | Aldrich | Glas-Col ® StirMantles |  | ,,,, | Glas-Col , Glas-Col Heating Mantles , Heating , Heating Mantles , Labware , Manufacturer Browser , Series STM , StirMantles |  | 50-750 rpm stirring range,Glas-Col 100D TEM106,≤450 °C temperature, (internal operating),CSA approved,270 watts,not available in EU | , |  |  | 50-750 rpm stirring range,Glas-Col 100D TEM106,≤450 °C temperature, (internal operating),CSA approved,270 watts,not available in EU
,for flask size, 1,000 mL, AC input 115 V,,,,, | Z285595 |  | Aldrich | Glas-Col ® StirMantles |  | ,,,, | Glas-Col , Glas-Col Heating Mantles , Heating , Heating Mantles , Labware , Manufacturer Browser , Series STM , StirMantles |  | 50-750 rpm stirring range,Glas-Col 100D TEM108,≤450 °C temperature, (internal operating),CSA approved,380 watts,not available in EU | , |  |  | 50-750 rpm stirring range,Glas-Col 100D TEM108,≤450 °C temperature, (internal operating),CSA approved,380 watts,not available in EU
,for flask size, 2,000 mL, AC input 115 V,,,,, | Z285617 |  | Aldrich | Glas-Col ® StirMantles |  | ,,,, | Glas-Col , Glas-Col Heating Mantles , Heating , Heating Mantles , Labware , Manufacturer Browser , Series STM , StirMantles |  | 50-750 rpm stirring range,Glas-Col 100D TEM110,≤450 °C temperature, (internal operating),CSA approved,500 watts,not available in EU | , |  |  | 50-750 rpm stirring range,Glas-Col 100D TEM110,≤450 °C temperature, (internal operating),CSA approved,500 watts,not available in EU
,pkg of 1 ea,,,,, | Z635448 |  | Aldrich | Swiss Boy lab jack frame mounting holder |  | ,,,, | Chemistry Equipment and Labware , Clamps and Supports , Grauer , Grauer Swiss Boy Lab Jack Accessories , Labware , Manufacturer Browser , Swiss Boy lab jacks |  | pkg of 1 ea,Grauer | , |  |  | pkg of 1 ea,Grauer
,pkg of 1 ea,,,,, | Z635456 |  | Aldrich | Swiss Boy lab jack plate stand |  | ,,,, | Chemistry Equipment and Labware , Clamps and Supports , Grauer , Grauer Swiss Boy Lab Jack Accessories , Labware , Manufacturer Browser , Swiss Boy lab jacks |  | pkg of 1 ea,Grauer | , |  |  | pkg of 1 ea,Grauer
,pkg of 1 ea,,,,, | Z635464 |  | Aldrich | Swiss Boy lab jack support rod |  | ,,,, | Chemistry Equipment and Labware , Clamps and Supports , Grauer , Grauer Swiss Boy Lab Jack Accessories , Labware , Manufacturer Browser , Swiss Boy lab jacks |  | pkg of 1 ea,Grauer,650 mm × 12 mm | , |  |  | pkg of 1 ea,Grauer,650 mm × 12 mm
,for models 110 and 115, L × W 200 mm × 200 mm,,,,, | Z635472 |  | Aldrich | Swiss Boy lab jack plate |  | ,,,, | Chemistry Equipment and Labware , Clamps and Supports , Grauer , Grauer Swiss Boy Lab Jack Plate , Labware , Manufacturer Browser , Swiss Boy lab jacks |  | Grauer,200 mm × 200 mm | , |  |  | Grauer,200 mm × 200 mm
,for models 110 and 115, L × W 300 mm × 300 mm,,,,, | Z635480 |  | Aldrich | Swiss Boy lab jack plate |  | ,,,, | Chemistry Equipment and Labware , Clamps and Supports , Grauer , Grauer Swiss Boy Lab Jack Plate , Labware , Manufacturer Browser , Swiss Boy lab jacks |  | Grauer,300 mm × 300 mm | , |  |  | Grauer,300 mm × 300 mm
,limit ≤20 kg load, platform L × W 50 mm × 40 mm, Model 100,,,,, | Z635316 |  | Aldrich | Swiss Boy lab jacks |  | ,,,, | Chemistry Equipment and Labware , Clamps and Supports , Grauer , Grauer Swiss Boy Lab Jacks , Labware , Manufacturer Browser , Swiss Boy lab jacks |  | 33-91 mm vertical limit,Grauer,50 mm × 40 mm,≤20 kg load,green | , |  |  | 33-91 mm vertical limit,Grauer,50 mm × 40 mm,≤20 kg load,green
,limit ≤30 kg load (middle position), platform L × W 80 mm × 75 mm, Model 105,,,,, | Z635324 |  | Aldrich | Swiss Boy lab jacks |  | ,,,, | Chemistry Equipment and Labware , Clamps and Supports , Grauer , Grauer Swiss Boy Lab Jacks , Labware , Manufacturer Browser , Swiss Boy lab jacks |  | 48-147 mm vertical limit,Grauer,80 mm × 75 mm,≤30 kg load (middle position),blue | , |  |  | 48-147 mm vertical limit,Grauer,80 mm × 75 mm,≤30 kg load (middle position),blue
,limit ≤50 kg load (middle position), platform L × W 120 mm × 140 mm, Model 110,,,,, | Z635332 |  | Aldrich | Swiss Boy lab jacks |  | ,,,, | Chemistry Equipment and Labware , Clamps and Supports , Grauer , Grauer Swiss Boy Lab Jacks , Labware , Manufacturer Browser , Swiss Boy lab jacks |  | 60-243 mm vertical limit,Grauer,120 mm × 140 mm,≤50 kg load (middle position),red | , |  |  | 60-243 mm vertical limit,Grauer,120 mm × 140 mm,≤50 kg load (middle position),red
,limit ≤50 kg load (w/o plates, middle position), platform L × W 200 mm × 200 mm, Model 110,,,,, | Z635537 |  | Aldrich | Swiss Boy lab jacks |  | ,,,, | Chemistry Equipment and Labware , Clamps and Supports , Grauer , Grauer Swiss Boy Lab Jacks , Labware , Manufacturer Browser , Swiss Boy lab jacks |  | 61-244 mm vertical limit,Grauer,200 mm × 200 mm,≤50 kg load (w/o plates, middle position),red | , |  |  | 61-244 mm vertical limit,Grauer,200 mm × 200 mm,≤50 kg load (w/o plates, middle position),red
,limit ≤80 kg load (middle position), platform L × W 122 mm × 150 mm, Model 115,,,,, | Z635340 |  | Aldrich | Swiss Boy lab jacks |  | ,,,, | Chemistry Equipment and Labware , Clamps and Supports , Grauer , Grauer Swiss Boy Lab Jacks , Labware , Manufacturer Browser , Swiss Boy lab jacks |  | 80-278 mm vertical limit,Grauer,122 mm × 150 mm,≤80 kg load (middle position),yellow | , |  |  | 80-278 mm vertical limit,Grauer,122 mm × 150 mm,≤80 kg load (middle position),yellow
,limit ≤80 kg load (with two plates, middle position), platform L × W 200 mm × 200 mm, Model 115,,,,, | Z635545 |  | Aldrich | Swiss Boy lab jacks |  | ,,,, | Chemistry Equipment and Labware , Clamps and Supports , Grauer , Grauer Swiss Boy Lab Jacks , Labware , Manufacturer Browser , Swiss Boy lab jacks |  | 76-280 mm vertical limit,Grauer,200 mm × 200 mm,≤80 kg load (with two plates, middle position),gold | , |  |  | 76-280 mm vertical limit,Grauer,200 mm × 200 mm,≤80 kg load (with two plates, middle position),gold
,limit ≤90 kg load (middle position), platform L × W 180 mm × 216 mm, Model 116,,,,, | Z635359 |  | Aldrich | Swiss Boy lab jacks |  | ,,,, | Chemistry Equipment and Labware , Clamps and Supports , Grauer , Grauer Swiss Boy Lab Jacks , Labware , Manufacturer Browser , Swiss Boy lab jacks |  | 95-398 mm vertical limit,Grauer,180 mm × 216 mm,≤90 kg load (middle position),blue | , |  |  | 95-398 mm vertical limit,Grauer,180 mm × 216 mm,≤90 kg load (middle position),blue
,limit ≤90 kg load (middle position), platform L × W 240 mm × 320 mm, Model 118,,,,, | Z635383 |  | Aldrich | Swiss Boy lab jacks |  | ,,,, | Chemistry Equipment and Labware , Clamps and Supports , Grauer , Grauer Swiss Boy Lab Jacks , Labware , Manufacturer Browser , Swiss Boy lab jacks |  | 120-500 mm vertical limit,Grauer,240 mm × 320 mm,≤90 kg load (middle position),gray | , |  |  | 120-500 mm vertical limit,Grauer,240 mm × 320 mm,≤90 kg load (middle position),gray
,limit ≤90 kg load (with two plates, middle position), platform L × W 400 mm × 500 mm, Model 118,,,,, | Z635553 |  | Aldrich | Swiss Boy lab jacks |  | ,,,, | Chemistry Equipment and Labware , Clamps and Supports , Grauer , Grauer Swiss Boy Lab Jacks , Labware , Manufacturer Browser , Swiss Boy lab jacks |  | 122-498 mm vertical limit,Grauer,400 mm × 500 mm,≤90 kg load (with two plates, middle position),gray | , |  |  | 122-498 mm vertical limit,Grauer,400 mm × 500 mm,≤90 kg load (with two plates, middle position),gray
,limit ≤150 kg load (middle position), platform L × W 400 mm × 400 mm, Model 122,,,,, | Z635391 |  | Aldrich | Swiss Boy lab jacks |  | ,,,, | Chemistry Equipment and Labware , Clamps and Supports , Grauer , Grauer Swiss Boy Lab Jacks , Labware , Manufacturer Browser , Swiss Boy lab jacks |  | 253-629 mm vertical limit,Grauer,400 mm × 400 mm,≤150 kg load (middle position),yellow | , |  |  | 253-629 mm vertical limit,Grauer,400 mm × 400 mm,≤150 kg load (middle position),yellow
,pack of 500 ea,,,,, | Z642835 |  | Sigma | Greiner Cross grip cap |  | ,,,, | Centrifugation Supplies , Centrifuge Tubes, Plastic , Centrifuge caps , Greiner , Greiner Centrifugation Supplies , Labware , Manufacturer Browser |  | pack of 500 ea,Eppendorf ®,Eppendorf ® | , |  |  | pack of 500 ea,Eppendorf ®,Eppendorf ®
,EASYseal ™ sealing film, transparent, standard adhesive foil on carrier paper,,,,, | A5596 |  | Sigma | Greiner multiwell plate sealers |  | ,,,, | Greiner , Greiner Multiwell Plate Seals , Labware , Manufacturer Browser , Molecular Biology Supplies , Multiwell Plates , PCR (Polymerase Chain Reaction) Supplies , PCR Films, Foils and Sealing Mats , Sealing Films |  | Greiner 676001,clear,PET,pack of 100,suitable for (for coverage/ storage of microplates),non-sterile | , |  |  | Greiner 676001,clear,PET,pack of 100,suitable for (for coverage/ storage of microplates),non-sterile
,VIEWseal ™ sealing film, pressure sensitive adhesive, transparent, double-perforated sides,,,,, | Z617571 |  | Sigma | Greiner multiwell plate sealers |  | ,,,, | Crystallization Plates/Lids , Greiner , Greiner Multiwell Plate Seals , Labware , Manufacturer Browser , Multiwell Plates , Sealing Films , X-Ray Crystallography , 分子生物学 , 蛋白质组学 , 蛋白质结构分析 |  | pack of 100,Greiner 676070,Non-treated surface treatment,clear,polyolefin,case of 100,suitable for (PCR applications),non-sterile | , |  |  | pack of 100,Greiner 676070,Non-treated surface treatment,clear,polyolefin,case of 100,suitable for (PCR applications),non-sterile
,SILVERseal ™ sealing film, adhesive aluminium foil on carrier paper, piercable, silver,,,,, | Z617601 |  | Sigma | Greiner multiwell plate sealers |  | ,,,, | Greiner , Greiner Multiwell Plate Seals , Labware , Manufacturer Browser , Molecular Biology Supplies , Multiwell Plates , PCR (Polymerase Chain Reaction) Supplies , PCR Films, Foils and Sealing Mats , Sealing Films |  | Greiner 676090,Non-treated surface treatment,silver metallic,aluminum,pack of 100,suitable for (for coverage/ storage of microplates; PCR applications),non-sterile,Up to 1536 wells | , |  |  | Greiner 676090,Non-treated surface treatment,silver metallic,aluminum,pack of 100,suitable for (for coverage/ storage of microplates; PCR applications),non-sterile,Up to 1536 wells
,Lid for Types 1, 2, 3 and 4,,,,, | L3161 |  | Sigma | Greiner multiwell plate lids |  | ,,,, | Genomics, PCR and Arrays , Greiner , Greiner PCR Supplies , Labware , Manufacturer Browser , Molecular Biology Supplies , PCR (Polymerase Chain Reaction) Supplies , PCR Plates , Plant Biotechnology , Plant Laboratory Supplies and Books , Supplies for PCR , 分子生物学 |  | Greiner 651590,polystyrene | , |  |  | Greiner 651590,polystyrene
,PCR tube, 0.2 mL, thin wall, flat cap,,,,, | Z617687 |  | Sigma | Greiner PCR tubes, thin wall |  | ,,,, | Greiner , Greiner PCR Supplies , Greiner PCR tubes , Labware , Manufacturer Browser , Molecular Biology Supplies , PCR (Polymerase Chain Reaction) Supplies , PCR Tubes |  | case of 1000 (2 × 500 tubes),Greiner, 682301,polypropylene,0.2 mL,suitable for (PCR applications) | , |  |  | case of 1000 (2 × 500 tubes),Greiner, 682301,polypropylene,0.2 mL,suitable for (PCR applications)
,PCR tube, 0.5 mL, thin wall, flat cap,,,,, | Z617717 |  | Sigma | Greiner PCR tubes, thin wall |  | ,,,, | Greiner , Greiner PCR Supplies , Greiner PCR tubes , Labware , Manufacturer Browser , Molecular Biology Supplies , PCR (Polymerase Chain Reaction) Supplies , PCR Tubes |  | case of 1000 (2 × 500 tubes),0.5 mL,polypropylene,suitable for (PCR applications) | , |  |  | case of 1000 (2 × 500 tubes),0.5 mL,polypropylene,suitable for (PCR applications)
,PCR strip caps, 1 x 8, thin wall, domed lid, for 0.2 mL stripe tubes,,,,, | Z617709 |  | Sigma | Greiner PCR tubes, thin wall |  | ,,,, | Greiner , Greiner PCR Supplies , Greiner PCR tubes , Labware , Manufacturer Browser , Molecular Biology Supplies , PCR (Polymerase Chain Reaction) Supplies , PCR Tubes |  | case of 8 caps/strip (10x125 strips),Greiner, 373270,polypropylene,suitable for (PCR applications) | , |  |  | case of 8 caps/strip (10x125 strips),Greiner, 373270,polypropylene,suitable for (PCR applications)
,Type 2 for Hybaid, 96 well,,,,, | P2362 |  | Sigma | Greiner PCR 96 well plates, polycarbonate |  | ,,,, | Genomics, PCR and Arrays , Greiner , Greiner PCR Supplies , Labware , Manufacturer Browser , Molecular Biology Supplies , PCR (Polymerase Chain Reaction) Supplies , PCR Plates , Plant Biotechnology , Plant Laboratory Supplies and Books , Supplies for PCR , 分子生物学 |  | Greiner 651550,non-treated surface treatment,transparent plate,polycarbonate, type 2,case of 50,non-sterile | , |  |  | Greiner 651550,non-treated surface treatment,transparent plate,polycarbonate, type 2,case of 50,non-sterile
,Type 3 for MJ, Coy, and Stratagene, 96 well,,,,, | P2487 |  | Sigma | Greiner PCR 96 well plates, polycarbonate |  | ,,,, | Genomics, PCR and Arrays , Greiner , Greiner PCR Supplies , Labware , Manufacturer Browser , Molecular Biology Supplies , PCR (Polymerase Chain Reaction) Supplies , PCR Plates , Plant Biotechnology , Plant Laboratory Supplies and Books , Supplies for PCR , 分子生物学 |  | Greiner 651560,non-treated surface treatment,transparent plate,polycarbonate, type 3,case of 50,non-sterile | , |  |  | Greiner 651560,non-treated surface treatment,transparent plate,polycarbonate, type 3,case of 50,non-sterile
,Type 4 for PerkinElmer and Thermolyne, 96 well,,,,, | P2612 |  | Sigma | Greiner PCR 96 well plates, polycarbonate |  | ,,,, | Genomics, PCR and Arrays , Greiner , Greiner PCR Supplies , Labware , Manufacturer Browser , Molecular Biology Supplies , PCR (Polymerase Chain Reaction) Supplies , PCR Plates , Plant Biotechnology , Plant Laboratory Supplies and Books , Supplies for PCR , 分子生物学 |  | Greiner 651570,non-treated surface treatment,transparent plate,polycarbonate, type 4,case of 50,non-sterile | , |  |  | Greiner 651570,non-treated surface treatment,transparent plate,polycarbonate, type 4,case of 50,non-sterile
,Type 5 for Techne, 96 well,,,,, | P2737 |  | Sigma | Greiner PCR 96 well plates, polycarbonate |  | ,,,, | Genomics, PCR and Arrays , Greiner , Greiner PCR Supplies , Labware , Manufacturer Browser , Molecular Biology Supplies , PCR (Polymerase Chain Reaction) Supplies , PCR Plates , Plant Biotechnology , Plant Laboratory Supplies and Books , Supplies for PCR , 分子生物学 |  | Greiner 651580,non-treated surface treatment,transparent plate,polycarbonate, type 5,case of 50,non-sterile | , |  |  | Greiner 651580,non-treated surface treatment,transparent plate,polycarbonate, type 5,case of 50,non-sterile
,polypropylene, clear colorless plate, non-sterile, case of 40,,,,, | Z667269 |  | Sigma | Greiner 96 well plates for ABI series 700 |  | ,,,, | 96 Well Plates , Greiner , Greiner 96-Well Multiwell Plates , Greiner PCR Supplies , Labware , Manufacturer Browser , Multiwell Plates |  | natural polypropylene wells conical bottom,Greiner, 652260,polypropylene,200 μL,clear colorless plate,non-sterile,non-treated surface treatment,lid: No,case of 40,200 μL,96 wells | , |  |  | natural polypropylene wells conical bottom,Greiner, 652260,polypropylene,200 μL,clear colorless plate,non-sterile,non-treated surface treatment,lid: No,case of 40,200 μL,96 wells
,96 well, half skirted,,,,, | Z711055 |  | Sigma | Greiner 96 well plates, polypropylene |  | ,,,, | Greiner , Greiner PCR Supplies , Labware , Manufacturer Browser , Molecular Biology Supplies , PCR (Polymerase Chain Reaction) Supplies , PCR Plates |  | clear colorless plate,Greiner, 652280,non-treated surface treatment,clear,polypropylene,case of 40,Agriculture Agriculture,non-sterile | , |  |  | clear colorless plate,Greiner, 652280,non-treated surface treatment,clear,polypropylene,case of 40,Agriculture Agriculture,non-sterile
,size 96 wells, half-skirted, suitable for ABI,,,,, | Z643130 |  | Sigma | Greiner 96 well plates, polypropylene |  | ,,,, | Greiner , Greiner PCR Supplies , Labware , Manufacturer Browser , Molecular Biology Supplies , PCR (Polymerase Chain Reaction) Supplies , PCR Plates |  | non-sterile,Greiner 652290,colorless polypropylene plate,200 μL,clear,non-sterile,non-treated surface treatment,lid: No,case of 40,200 μL,96 wells | , |  |  | non-sterile,Greiner 652290,colorless polypropylene plate,200 μL,clear,non-sterile,non-treated surface treatment,lid: No,case of 40,200 μL,96 wells
,size 96 wells, half-skirted, natural paper wells conical bottom,,,,, | Z666068 |  | Sigma | Greiner 96 well plates, polypropylene |  | ,,,, | Greiner , Greiner PCR Supplies , Labware , Manufacturer Browser , Molecular Biology Supplies , PCR (Polymerase Chain Reaction) Supplies , PCR Plates |  | non-sterile,Greiner 652280,colorless polypropylene plate,200 μL,clear,non-sterile,non-treated surface treatment,lid: No,case of 40,200 μL,96 wells | , |  |  | non-sterile,Greiner 652280,colorless polypropylene plate,200 μL,clear,non-sterile,non-treated surface treatment,lid: No,case of 40,200 μL,96 wells
,96 well, full skirted,,,,, | Z711063 |  | Sigma | Greiner 96 well plates, polypropylene |  | ,,,, | Greiner , Greiner PCR Supplies , Labware , Manufacturer Browser , Molecular Biology Supplies , PCR (Polymerase Chain Reaction) Supplies , PCR Plates |  | clear colorless plate,Greiner, 652270,non-treated surface treatment,clear,polypropylene,case of 40,Agriculture Agriculture,non-sterile | , |  |  | clear colorless plate,Greiner, 652270,non-treated surface treatment,clear,polypropylene,case of 40,Agriculture Agriculture,non-sterile
,semi-micro cuvette, polystyrene, 3 mL, 10 x 10 x 45 mm, clear,,,,, | Z652520 |  | Sigma | Greiner semi-micro cuvette |  | ,,,, | Absorption Cells , Cuvettes , Disposable Cuvettes , Greiner , Greiner Spectroscopy Supplies , Labware , Manufacturer Browser , Spectroscopy , Spectroscopy Supplies , Spectroscopy, UV , UV/Visible (UV/VIS) Spectroscopy , 分析/色谱 , 分析试剂 |  | clear,Greiner 613101,polystyrene,case of 1000,1.6-3.0 mL,45 mm × 10 mm × 10 mm,non-sterile | , |  |  | clear,Greiner 613101,polystyrene,case of 1000,1.6-3.0 mL,45 mm × 10 mm × 10 mm,non-sterile
,,,,,, | Z617938 |  | Sigma | Greiner F. Coulter ™ container |  | ,,,, | Containers , Greiner , Greiner Vials & Caps , Labware , Manufacturer Browser , Sample Containers |  | Greiner 668102 | , |  |  | Greiner 668102
,SYNTH260, limit 40-250 °C temperature,,,,, | Z603910 |  | Aldrich | Thermo Electron Corporation bath liquid |  | ,,,, | Bath liquid , Baths and Circulators , General Purpose Baths and Circulators , Haake , Labware , Manufacturer Browser , Thermo , Thermo Baths , Thermo Electron Corporation bath liquid |  | SYNTH260,40-250 °C temperature,not available in USA and Canada | , |  |  | SYNTH260,40-250 °C temperature,not available in USA and Canada
,,,,,, | Z800880 |  | Fluka | Cable assay, 2100N/AN Computer |  | ,,,, | Hach Lange , Laboratory Turbidimeter , Labware , Manufacturer Browser |  | Hach lange (4950200) | , |  |  | Hach lange (4950200)
,,,,,, | Z800562 |  | Fluka | 2100AN IS Laboratory Turbidimeter with 860 nm (infrared) LED |  | ,,,, | Hach Lange , Laboratory Turbidimeter , Labware , Manufacturer Browser , Photometers , Potable- & Waste-Water Testing , Spectroscopy , UV/Visible (UV/VIS) Spectroscopy , 分析/色谱 , 分析试剂 |  | Hach Lange (4790102) | , |  |  | Hach Lange (4790102)
,,,,,, | Z800449 |  | Fluka | 2100AN Laboratory Turbidimeter with tungsten filament light |  | ,,,, | Hach Lange , Laboratory Turbidimeter , Labware , Manufacturer Browser , Photometers , Potable- & Waste-Water Testing , Spectroscopy , UV/Visible (UV/VIS) Spectroscopy , 分析/色谱 , 分析试剂 |  | Hach Lange (4700102) | , |  |  | Hach Lange (4700102)
,pkg of 6 pieces,,,,, | Z800678 |  | Fluka | Sample Cell, Lab Turb |  | ,,,, | Absorption Cells , Cuvettes , Hach Lange , Laboratory Turbidimeter , Labware , Manufacturer Browser , Quartz and Glass Cuvettes , Spectroscopy , UV/Visible (UV/VIS) Spectroscopy , 分析/色谱 , 分析试剂 |  | pkg of 6 pieces,Hach Lange (2084900),30 mL | , |  |  | pkg of 6 pieces,Hach Lange (2084900),30 mL
,,,,,, | Z800333 |  | Fluka | HACH DATATRANS Software |  | ,,,, | Hach Lange , Labware , Manufacturer Browser , Spectral colorimeter |  | Hach Lange (LZY274) | , |  |  | Hach Lange (LZY274)
,,,,,, | Z800007 |  | Fluka | LICO 500 - Spectral colorimeter |  | ,,,, | Hach Lange , Labware , Manufacturer Browser , Photometers , Spectral colorimeter , Spectroscopy , UV/Visible (UV/VIS) Spectroscopy , 分析/色谱 , 分析试剂 |  | Hach Lange (LMV185.99.00001) | , |  |  | Hach Lange (LMV185.99.00001)
,,,,,, | Z800236 |  | Fluka | Set of test filter for LICO 500/690 |  | ,,,, | Hach Lange , Labware , Manufacturer Browser , Spectral colorimeter |  | Hach Lange (LZM339) | , |  |  | Hach Lange (LZM339)
,pack of 1 ea,,,,, | HAM61401-01 |  | Aldrich | Concorde convertible tip hand probe, for Hamilton ® Microlab ® 600 pipettor |  | ,,,, | Hamilton , Hamilton Pipettors , Labware , Liquid Handling Equipment , Manufacturer Browser , Microlab Diluters/Dispensers , Pipettes, Pipettors and Tips , Pipettors |  | pack of 1 ea,1200 mm,41626,Probe receptacle electrical connection | , |  |  | pack of 1 ea,1200 mm,41626,Probe receptacle electrical connection
,FEP, gauge × L 18 × 1372 mm,,,,, | HAM240134 |  | Aldrich | Dispense tubing for Hamilton ® Microlab ® 600 pipettor |  | ,,,, | Hamilton , Hamilton Pipettors , Labware , Liquid Handling Equipment , Manufacturer Browser , Microlab Diluters/Dispensers , Pipettes, Pipettors and Tips , Pipettors |  | tubing 1/4-28 tapered,FEP,suitable for,18 × 1372 mm | , |  |  | tubing 1/4-28 tapered,FEP,suitable for,18 × 1372 mm
,FEP, gauge × L 12 × 1372 mm,,,,, | HAM240133 |  | Aldrich | Dispense tubing for Hamilton ® Microlab ® 600 pipettor |  | ,,,, | Hamilton , Hamilton Pipettors , Labware , Liquid Handling Equipment , Manufacturer Browser , Microlab Diluters/Dispensers , Pipettes, Pipettors and Tips , Pipettors |  | tubing 1/4-28 tapered,FEP,suitable for,12 × 1372 mm | , |  |  | tubing 1/4-28 tapered,FEP,suitable for,12 × 1372 mm
,FEP, gauge × L 12 × 1219 mm,,,,, | HAM61614-01 |  | Aldrich | Fill tubing for Hamilton ® Microlab ® 600 pipettor |  | ,,,, | Hamilton , Hamilton Pipettors , Labware , Liquid Handling Equipment , Manufacturer Browser , Microlab Diluters/Dispensers , Pipettes, Pipettors and Tips , Pipettors |  | 1/4-28 non-tapered,FEP,suitable for (use with greater than 1 mL syringes),4571 μL,12 × 1219 mm | , |  |  | 1/4-28 non-tapered,FEP,suitable for (use with greater than 1 mL syringes),4571 μL,12 × 1219 mm
,FEP, gauge × L 18 × 1219 mm,,,,, | HAM61615-01 |  | Aldrich | Fill tubing for Hamilton ® Microlab ® 600 pipettor |  | ,,,, | Hamilton , Hamilton Pipettors , Labware , Liquid Handling Equipment , Manufacturer Browser , Microlab Diluters/Dispensers , Pipettes, Pipettors and Tips , Pipettors |  | 1/4-28,FEP,suitable for (us with less than or equal to 1 mL syringes),1146 μL,18 × 1219 mm | , |  |  | 1/4-28,FEP,suitable for (us with less than or equal to 1 mL syringes),1146 μL,18 × 1219 mm
,pack of 1 ea,,,,, | HAM62576-01 |  | Aldrich | Foot switch for Hamilton ® Microlab ® instruments |  | ,,,, | Hamilton , Hamilton Pipettors , Labware , Liquid Handling Equipment , Manufacturer Browser , Microlab Diluters/Dispensers , Pipettes, Pipettors and Tips , Pipettors |  | pack of 1 ea,1800 mm | , |  |  | pack of 1 ea,1800 mm
,model, 1050 BFP, volume 50 mL,,,,, | HAM59000-60 |  | Aldrich | Hamilton ® Microlab ® 600 instrument syringe |  | ,,,, | Hamilton , Hamilton Pipettors , Labware , Liquid Handling Equipment , Manufacturer Browser , Microlab Diluters/Dispensers , Pipettes, Pipettors and Tips , Pipettors |  | 100 psig pressure,32.6 mm × 36.9 mm,Gastight Borosilicate glass/PTFE syringe,model 1050 BFP,50 mL,10-80 °C temp. range (50-176 °F) | , |  |  | 100 psig pressure,32.6 mm × 36.9 mm,Gastight Borosilicate glass/PTFE syringe,model 1050 BFP,50 mL,10-80 °C temp. range (50-176 °F)
,model, 1025 BFP, volume 25 mL,,,,, | HAM59000-55 |  | Aldrich | Hamilton ® Microlab ® 600 instrument syringe |  | ,,,, | Hamilton , Hamilton Pipettors , Labware , Liquid Handling Equipment , Manufacturer Browser , Microlab Diluters/Dispensers , Pipettes, Pipettors and Tips , Pipettors |  | 100 psig pressure,23.0 mm × 27.1 mm,Gastight Borosilicate glass/PTFE syringe,model 1025 BFP,25 mL,10-80 °C temp. range (50-176 °F) | , |  |  | 100 psig pressure,23.0 mm × 27.1 mm,Gastight Borosilicate glass/PTFE syringe,model 1025 BFP,25 mL,10-80 °C temp. range (50-176 °F)
,model, 1010 BFP, volume 10 mL,,,,, | HAM59000-50 |  | Aldrich | Hamilton ® Microlab ® 600 instrument syringe |  | ,,,, | Hamilton , Hamilton Pipettors , Labware , Liquid Handling Equipment , Manufacturer Browser , Microlab Diluters/Dispensers , Pipettes, Pipettors and Tips , Pipettors |  | 200 psig pressure,14.6 mm × 17.7 mm,Gastight Borosilicate glass/PTFE syringe,model 1010 BFP,10 mL,10-115 °C temp. range (50-239 °F) | , |  |  | 200 psig pressure,14.6 mm × 17.7 mm,Gastight Borosilicate glass/PTFE syringe,model 1010 BFP,10 mL,10-115 °C temp. range (50-239 °F)
,model, 1005 BFP, volume 5 mL,,,,, | HAM59000-45 |  | Aldrich | Hamilton ® Microlab ® 600 instrument syringe |  | ,,,, | Hamilton , Hamilton Pipettors , Labware , Liquid Handling Equipment , Manufacturer Browser , Microlab Diluters/Dispensers , Pipettes, Pipettors and Tips , Pipettors |  | 200 psig pressure,10.3 mm × 13.5 mm,Gastight Borosilicate glass/PTFE syringe,model 1005 BFP,5 mL,10-115 °C temp. range (50-239 °F) | , |  |  | 200 psig pressure,10.3 mm × 13.5 mm,Gastight Borosilicate glass/PTFE syringe,model 1005 BFP,5 mL,10-115 °C temp. range (50-239 °F)
,model, 1002 BFP, volume 2.5 mL,,,,, | HAM59000-40 |  | Aldrich | Hamilton ® Microlab ® 600 instrument syringe |  | ,,,, | Hamilton , Hamilton Pipettors , Labware , Liquid Handling Equipment , Manufacturer Browser , Microlab Diluters/Dispensers , Pipettes, Pipettors and Tips , Pipettors |  | 200 psig pressure,7.29 mm × 10.3 mm,Gastight Borosilicate glass/PTFE syringe,model 1002 BFP,2.5 mL,10-115 °C temp. range (50-239 °F) | , |  |  | 200 psig pressure,7.29 mm × 10.3 mm,Gastight Borosilicate glass/PTFE syringe,model 1002 BFP,2.5 mL,10-115 °C temp. range (50-239 °F)
,pack of 1 kit,,,,, | HAM58381-01 |  | Aldrich | Luer lock conversion kit, for Hamilton ® Microlab ® 600 Concorde convertible hand tip probe |  | ,,,, | Hamilton , Hamilton Pipettors , Labware , Liquid Handling Equipment , Manufacturer Browser , Microlab Diluters/Dispensers , Pipettes, Pipettors and Tips , Pipettors |  | pack of 1 kit | , |  |  | pack of 1 kit
,AC input 100 - 240 V, US 3-pin plug (US plug),,,,, | HAMML620-DIS |  | Aldrich | Hamilton ® Microlab ® 620 advanced single syringe dispenser |  | ,,,, | Hamilton , Labware , Manufacturer Browser , Microlab Diluters/Dispensers |  | Stepper motor driven high precision lead screw with encoder,1.9 lb (0.86 kg),(24 VDC, 2.5 A),5.7 in. (15 cm) , diagonal,Communication Type: Ethernet, 10/100 BASE-T,2.25 in. (57.2 mm) × 6.5 in. (165.1 mm) × 7 in. (177.8 mm) | , |  |  | Stepper motor driven high precision lead screw with encoder,1.9 lb (0.86 kg),(24 VDC, 2.5 A),5.7 in. (15 cm) , diagonal,Communication Type: Ethernet, 10/100 BASE-T,2.25 in. (57.2 mm) × 6.5 in. (165.1 mm) × 7 in. (177.8 mm)
,AC input 100 - 240 V, US 3-pin plug (US plug),,,,, | HAMML625-DIL |  | Aldrich | Hamilton ® Microlab ® 625 advanced dual syringe diluter |  | ,,,, | Hamilton , Labware , Manufacturer Browser , Microlab Diluters/Dispensers |  | Stepper motor driven high precision lead screw with encoder,1.9 lb (0.86 kg),(24 VDC, 2.5 A),5.7 in. (15 cm) , diagonal,Communication Type: Ethernet, 10/100 BASE-T,2.25 in. (57.2 mm) × 6.5 in. (165.1 mm) × 7 in. (177.8 mm), in down position | , |  |  | Stepper motor driven high precision lead screw with encoder,1.9 lb (0.86 kg),(24 VDC, 2.5 A),5.7 in. (15 cm) , diagonal,Communication Type: Ethernet, 10/100 BASE-T,2.25 in. (57.2 mm) × 6.5 in. (165.1 mm) × 7 in. (177.8 mm), in down position
,pack of 1 ea, gauge 12-18,,,,, | HAM88990 |  | Aldrich | Tubing retention clips, for Hamilton ® Microlab ® instruments, 5/pk |  | ,,,, | Hamilton , Hamilton Pipettors , Labware , Liquid Handling Equipment , Manufacturer Browser , Microlab Diluters/Dispensers , Pipettes, Pipettors and Tips , Pipettors |  | pack of 1 ea,12-18 | , |  |  | pack of 1 ea,12-18
,right valve,,,,, | HAM60675-01 |  | Aldrich | Universal dispensing valve, for Hamilton ® Microlab ® 600 pipettor |  | ,,,, | Hamilton , Hamilton Pipettors , Labware , Liquid Handling Equipment , Manufacturer Browser , Microlab Diluters/Dispensers , Pipettes, Pipettors and Tips , Pipettors |  | 10-100 °C temperature (50-212 °F),PTFE/CTFE,right valve,thread 1/4-28,0-100 psig pressure,suitable for (fits all Microlab 600 instruments) | , |  |  | 10-100 °C temperature (50-212 °F),PTFE/CTFE,right valve,thread 1/4-28,0-100 psig pressure,suitable for (fits all Microlab 600 instruments)
,left valve,,,,, | HAM60676-01 |  | Aldrich | Universal dispensing valve, for Hamilton ® Microlab ® 600 pipettor |  | ,,,, | Hamilton , Hamilton Pipettors , Labware , Liquid Handling Equipment , Manufacturer Browser , Microlab Diluters/Dispensers , Pipettes, Pipettors and Tips , Pipettors |  | 10-100 °C temperature (50-212 °F),PTFE/CTFE,left valve,thread 1/4-28,0-100 psig pressure,suitable for (fits all Microlab 600 instruments) | , |  |  | 10-100 °C temperature (50-212 °F),PTFE/CTFE,left valve,thread 1/4-28,0-100 psig pressure,suitable for (fits all Microlab 600 instruments)
,pack of 1 ea,,,,, | HAM61498-01 |  | Aldrich | Universal valve cross tube assembly for Hamilton ® Microlab ® 600 pipettor |  | ,,,, | Hamilton , Hamilton Pipettors , Labware , Liquid Handling Equipment , Manufacturer Browser , Microlab Diluters/Dispensers , Pipettes, Pipettors and Tips , Pipettors |  | pack of 1 ea,PTFE,49.3 mm | , |  |  | pack of 1 ea,PTFE,49.3 mm
,pack of 1 ea,,,,, | HAM61729-01 |  | Aldrich | Universal valve plug for Hamilton ® Microlab ® 600 pipettor |  | ,,,, | Hamilton , Hamilton Pipettors , Labware , Liquid Handling Equipment , Manufacturer Browser , Microlab Diluters/Dispensers , Pipettes, Pipettors and Tips , Pipettors |  | pack of 1 ea,1/4-28,CTFE | , |  |  | pack of 1 ea,1/4-28,CTFE
,volume range 10 μL,,,,, | P5733 |  | Sigma | Hamilton ® pipette tips |  | ,,,, | Hamilton , Hamilton Pipette Tips , Hamilton Softgrip Pipettes and tips , Labware , Liquid Handling Equipment , Manufacturer Browser , Pipette Tips , Pipettes, Pipettors and Tips |  | for Softgrip pipettes,Hamilton,Non-filter tips,10 μL,colorless tip,barrier: No,rack of 96,sterile | , |  |  | for Softgrip pipettes,Hamilton,Non-filter tips,10 μL,colorless tip,barrier: No,rack of 96,sterile
,Filter Tips, volume range 10 μL,,,,, | P5858 |  | Sigma | Hamilton ® pipette tips |  | ,,,, | Hamilton , Hamilton Pipette Tips , Hamilton Softgrip Pipettes and tips , Labware , Liquid Handling Equipment , Manufacturer Browser , Pipette Tips , Pipettes, Pipettors and Tips |  | Hamilton,for Softgrip pipettes,10 μL,colorless tip,barrier,rack of 96,sterile | , |  |  | Hamilton,for Softgrip pipettes,10 μL,colorless tip,barrier,rack of 96,sterile
,volume range 200 μL,,,,, | P6108 |  | Sigma | Hamilton ® pipette tips |  | ,,,, | Hamilton , Hamilton Pipette Tips , Hamilton Softgrip Pipettes and tips , Labware , Liquid Handling Equipment , Manufacturer Browser , Pipette Tips , Pipettes, Pipettors and Tips |  | for Softgrip pipettes,Hamilton,Non-filter tips,200 μL,colorless tip,barrier: No,rack of 96,sterile | , |  |  | for Softgrip pipettes,Hamilton,Non-filter tips,200 μL,colorless tip,barrier: No,rack of 96,sterile
,Filter Tips, volume range 200 μL,,,,, | P6233 |  | Sigma | Hamilton ® pipette tips |  | ,,,, | Hamilton , Hamilton Pipette Tips , Hamilton Softgrip Pipettes and tips , Labware , Liquid Handling Equipment , Manufacturer Browser , Pipette Tips , Pipettes, Pipettors and Tips |  | Hamilton,for Softgrip pipettes,200 μL,colorless tip,barrier,rack of 96,sterile | , |  |  | Hamilton,for Softgrip pipettes,200 μL,colorless tip,barrier,rack of 96,sterile
,volume range 1 mL,,,,, | P6858 |  | Sigma | Hamilton ® pipette tips |  | ,,,, | Hamilton , Hamilton Pipette Tips , Hamilton Softgrip Pipettes and tips , Labware , Liquid Handling Equipment , Manufacturer Browser , Pipette Tips , Pipettes, Pipettors and Tips |  | for Softgrip pipettes,Hamilton,Non-filter tips,1 mL,colorless tip,barrier: No,rack of 100,sterile | , |  |  | for Softgrip pipettes,Hamilton,Non-filter tips,1 mL,colorless tip,barrier: No,rack of 100,sterile
,Filter Tips, volume range 1 mL,,,,, | P6983 |  | Sigma | Hamilton ® pipette tips |  | ,,,, | Hamilton , Hamilton Pipette Tips , Hamilton Softgrip Pipettes and tips , Labware , Liquid Handling Equipment , Manufacturer Browser , Pipette Tips , Pipettes, Pipettors and Tips |  | Hamilton,for Softgrip pipettes,1 mL,colorless tip,barrier,rack of 100,sterile | , |  |  | Hamilton,for Softgrip pipettes,1 mL,colorless tip,barrier,rack of 100,sterile
,0.2-2.0 μL volume, resolution: 0.002 μL,,,,, | P4858 |  | Sigma | Hamilton ® Softgrip ® adjustable volume pipette |  | ,,,, | Hamilton , Hamilton Pipettors , Hamilton Softgrip Pipettes and tips , Labware , Liquid Handling Equipment , Manufacturer Browser , Pipettes, Pipettors and Tips , Pipettors |  | 0.2-2.0 μL volume, resolution: 0.002 μL,Hamilton,10% volume accuracy, accuracy: 8.00%, precision: 4.00%,aqua | , |  |  | 0.2-2.0 μL volume, resolution: 0.002 μL,Hamilton,10% volume accuracy, accuracy: 8.00%, precision: 4.00%,aqua
,1.0-10 μL volume, resolution: 0.02 μL,,,,, | P4983 |  | Sigma | Hamilton ® Softgrip ® adjustable volume pipette |  | ,,,, | Hamilton , Hamilton Pipettors , Hamilton Softgrip Pipettes and tips , Labware , Liquid Handling Equipment , Manufacturer Browser , Pipettes, Pipettors and Tips , Pipettors |  | 1.0-10 μL volume, resolution: 0.02 μL,Hamilton,10% volume accuracy, accuracy: 2.50%, precision: 1.20%,purple | , |  |  | 1.0-10 μL volume, resolution: 0.02 μL,Hamilton,10% volume accuracy, accuracy: 2.50%, precision: 1.20%,purple
,2.5-25.0 μL volume, resolution: 0.02 μL,,,,, | P5108 |  | Sigma | Hamilton ® Softgrip ® adjustable volume pipette |  | ,,,, | Hamilton , Hamilton Pipettors , Hamilton Softgrip Pipettes and tips , Labware , Liquid Handling Equipment , Manufacturer Browser , Pipettes, Pipettors and Tips , Pipettors |  | 2.5-25.0 μL volume, resolution: 0.02 μL,Hamilton,10% volume accuracy, accuracy: 4.50%, precision: 1.50%,forest green | , |  |  | 2.5-25.0 μL volume, resolution: 0.02 μL,Hamilton,10% volume accuracy, accuracy: 4.50%, precision: 1.50%,forest green
,10-100 μL volume, resolution: 0.2 μL,,,,, | P5233 |  | Sigma | Hamilton ® Softgrip ® adjustable volume pipette |  | ,,,, | Hamilton , Hamilton Pipettors , Hamilton Softgrip Pipettes and tips , Labware , Liquid Handling Equipment , Manufacturer Browser , Pipettes, Pipettors and Tips , Pipettors |  | 10-100 μL volume, resolution: 0.2 μL,Hamilton,10% volume accuracy, accuracy: 1.80%, precision: 0.70%,violet | , |  |  | 10-100 μL volume, resolution: 0.2 μL,Hamilton,10% volume accuracy, accuracy: 1.80%, precision: 0.70%,violet
,30-300 μL volume, resolution: 0.2 μL,,,,, | P5358 |  | Sigma | Hamilton ® Softgrip ® adjustable volume pipette |  | ,,,, | Hamilton , Hamilton Pipettors , Hamilton Softgrip Pipettes and tips , Labware , Liquid Handling Equipment , Manufacturer Browser , Pipettes, Pipettors and Tips , Pipettors |  | 30-300 μL volume, resolution: 0.2 μL,Hamilton,10% volume accuracy, accuracy: 1.20%, precision: 0.40%,brick red | , |  |  | 30-300 μL volume, resolution: 0.2 μL,Hamilton,10% volume accuracy, accuracy: 1.20%, precision: 0.40%,brick red
,100-1000 μL volume, resolution: 2.0 μL,,,,, | P5483 |  | Sigma | Hamilton ® Softgrip ® adjustable volume pipette |  | ,,,, | Hamilton , Hamilton Pipettors , Hamilton Softgrip Pipettes and tips , Labware , Liquid Handling Equipment , Manufacturer Browser , Pipettes, Pipettors and Tips , Pipettors |  | 100-1000 μL volume, resolution: 2.0 μL,Hamilton,10% volume accuracy, accuracy: 1.60%, precision: 0.50%,sky blue | , |  |  | 100-1000 μL volume, resolution: 2.0 μL,Hamilton,10% volume accuracy, accuracy: 1.60%, precision: 0.50%,sky blue
,volume 10 μL,,,,, | P3733 |  | Sigma | Hamilton ® Softgrip ® fixed-volume pipette |  | ,,,, | Hamilton , Hamilton Pipettors , Hamilton Softgrip Pipettes and tips , Labware , Liquid Handling Equipment , Manufacturer Browser , Pipettes, Pipettors and Tips , Pipettors |  | 10 μL,Hamilton,At 100% volume (Accuracy within ±0.80%, Precision within ±0.40%),purple | , |  |  | 10 μL,Hamilton,At 100% volume (Accuracy within ±0.80%, Precision within ±0.40%),purple
,volume 200 μL,,,,, | P4233 |  | Sigma | Hamilton ® Softgrip ® fixed-volume pipette |  | ,,,, | Hamilton , Hamilton Pipettors , Hamilton Softgrip Pipettes and tips , Labware , Liquid Handling Equipment , Manufacturer Browser , Pipettes, Pipettors and Tips , Pipettors |  | 200 μL,Hamilton,At 100% volume (Accuracy within ±0.40%, Precision within ±0.18%),mustard | , |  |  | 200 μL,Hamilton,At 100% volume (Accuracy within ±0.40%, Precision within ±0.18%),mustard
,volume 500 μL,,,,, | P4608 |  | Sigma | Hamilton ® Softgrip ® fixed-volume pipette |  | ,,,, | Hamilton , Hamilton Pipettors , Hamilton Softgrip Pipettes and tips , Labware , Liquid Handling Equipment , Manufacturer Browser , Pipettes, Pipettors and Tips , Pipettors |  | 500 μL,Hamilton,At 100% volume (Accuracy within ±0.40%, Precision within ±0.18%),olive-green | , |  |  | 500 μL,Hamilton,At 100% volume (Accuracy within ±0.40%, Precision within ±0.18%),olive-green
,volume 1000 μL,,,,, | P4733 |  | Sigma | Hamilton ® Softgrip ® fixed-volume pipette |  | ,,,, | Hamilton , Hamilton Pipettors , Hamilton Softgrip Pipettes and tips , Labware , Liquid Handling Equipment , Manufacturer Browser , Pipettes, Pipettors and Tips , Pipettors |  | 1000 μL,Hamilton,At 100% volume (Accuracy within ±0.30%, Precision within ±0.12%),sky blue | , |  |  | 1000 μL,Hamilton,At 100% volume (Accuracy within ±0.30%, Precision within ±0.12%),sky blue
,250 mL, certified buffer solution traceable to NIST/PTB reference materials, DKD certified,,,,, | 242143 |  | Fluka | Buffer solution DURACAL pH 4.01 (25°C) |  | ,,,, | Buffer Solutions , Buffer Standard Solutions, color-coded , DURACAL pH Buffer Solutions, color-coded , DuraCal pH Buffer Solutions, color-coded , Hamilton , Labware , Manufacturer Browser , Titration , pH Buffers for Titration , 分析/色谱 , 分析试剂 |  | red,limited shelf life, expiry date on the label | , |  |  | red,limited shelf life, expiry date on the label
,500 mL, certified buffer solution traceable to NIST/PTB reference materials, DKD certified,,,,, | 242142 |  | Fluka | Buffer solution DURACAL pH 4.01 (25°C) | 32129211 | ,,,, | Buffer Solutions , Buffer Standard Solutions, color-coded , DURACAL pH Buffer Solutions, color-coded , DuraCal pH Buffer Solutions, color-coded , Hamilton , Labware , Manufacturer Browser , Titration , pH Buffers for Titration , 分析/色谱 , 分析试剂 |  | red,limited shelf life, expiry date on the label | , |  |  | red,limited shelf life, expiry date on the label
,250 mL, certified buffer solution traceable to NIST/PTB reference materials, DKD certified,,,,, | 242145 |  | Fluka | Buffer solution DURACAL pH 7.00 (25°C) |  | ,,,, | Buffer Solutions , Buffer Standard Solutions, color-coded , DURACAL pH Buffer Solutions, color-coded , DuraCal pH Buffer Solutions, color-coded , Hamilton , Labware , Manufacturer Browser , Titration , pH Buffers for Titration , 分析/色谱 , 分析试剂 |  | green,limited shelf life, expiry date on the label | , |  |  | green,limited shelf life, expiry date on the label
,500 mL, certified buffer solution traceable to NIST/PTB reference materials, DKD certified,,,,, | 242221 |  | Fluka | Buffer solution DURACAL pH 7.00 (25°C) | 32129211 | ,,,, | Buffer Solutions , Buffer Standard Solutions, color-coded , DURACAL pH Buffer Solutions, color-coded , DuraCal pH Buffer Solutions, color-coded , Hamilton , Labware , Manufacturer Browser , Titration , pH Buffers for Titration , 分析/色谱 , 分析试剂 |  | green,limited shelf life, expiry date on the label | , |  |  | green,limited shelf life, expiry date on the label
,250 mL, certified buffer solution traceable to NIST/PTB reference materials, DKD certified,,,,, | 242147 |  | Fluka | Buffer solution DURACAL pH 9.21 (25°C) |  | ,,,, | Buffer Solutions , Buffer Standard Solutions, color-coded , DURACAL pH Buffer Solutions, color-coded , DuraCal pH Buffer Solutions, color-coded , Hamilton , Labware , Manufacturer Browser , Titration , pH Buffers for Titration , 分析/色谱 , 分析试剂 |  | blue,limited shelf life, expiry date on the label | , |  |  | blue,limited shelf life, expiry date on the label
,500 mL, certified buffer solution traceable to NIST/PTB reference materials, DKD certified,,,,, | 242146 |  | Fluka | Buffer solution DURACAL pH 9.21 (25°C) | 32129211 | ,,,, | Buffer Solutions , Buffer Standard Solutions, color-coded , DURACAL pH Buffer Solutions, color-coded , DuraCal pH Buffer Solutions, color-coded , Hamilton , Labware , Manufacturer Browser , Titration , pH Buffers for Titration , 分析/色谱 , 分析试剂 |  | blue,limited shelf life, expiry date on the label | , |  |  | blue,limited shelf life, expiry date on the label
,250 mL, certified buffer solution traceable to NIST/PTB reference materials, DKD certified,,,,, | 242149 |  | Fluka | Buffer solution DURACAL pH 10.01 (25°C) |  | ,,,, | Buffer Solutions , Buffer Standard Solutions, color-coded , DURACAL pH Buffer Solutions, color-coded , DuraCal pH Buffer Solutions, color-coded , Hamilton , Labware , Manufacturer Browser , Titration , pH Buffers for Titration , 分析/色谱 , 分析试剂 |  | yellow,limited shelf life, expiry date on the label | , |  |  | yellow,limited shelf life, expiry date on the label
,500 mL, certified buffer solution traceable to NIST/PTB reference materials, DKD certified,,,,, | 242148 |  | Fluka | Buffer solution DURACAL pH 10.01 (25°C) | 32129211 | ,,,, | Buffer Solutions , Buffer Standard Solutions, color-coded , DURACAL pH Buffer Solutions, color-coded , DuraCal pH Buffer Solutions, color-coded , Hamilton , Labware , Manufacturer Browser , Titration , pH Buffers for Titration , 分析/色谱 , 分析试剂 |  | yellow,limited shelf life, expiry date on the label | , |  |  | yellow,limited shelf life, expiry date on the label
Hamilton PRP-X100 HPLC Column,10 μm particle size, L × I.D. 10 cm × 4.1 mm, stainless steel hardware,,,,, | 82026-U |  | Supelco | Hamilton PRP-X100 HPLC 色谱柱 |  | ,,,, | Established Column Lines from Other Manufacturers , HPLC , HPLC Columns, by Brand for Small Molecules , Hamilton Columns , Hamilton PRP-X100 , 分析/色谱 |  | Ion exchange,PS-DVB particle platform,ammonium, quaternary phase,100 Å,10 cm × 4.1 mm,HPLC: suitable,10 μm | , |  |  | Ion exchange,PS-DVB particle platform,ammonium, quaternary phase,100 Å,10 cm × 4.1 mm,HPLC: suitable,10 μm
Hamilton PRP-X100 HPLC Column,10 μm particle size, L × I.D. 15 cm × 4.1 mm, stainless steel hardware,,,,, | 82014-U |  | Supelco | Hamilton PRP-X100 HPLC 色谱柱 |  | ,,,, | Established Column Lines from Other Manufacturers , HPLC , HPLC Columns, by Brand for Small Molecules , Hamilton Columns , Hamilton PRP-X100 , 分析/色谱 |  | Ion exchange,PS-DVB particle platform,ammonium, quaternary phase,100 Å,15 cm × 4.1 mm,HPLC: suitable,10 μm | , |  |  | Ion exchange,PS-DVB particle platform,ammonium, quaternary phase,100 Å,15 cm × 4.1 mm,HPLC: suitable,10 μm
Hamilton PRP-X100 HPLC Column,5 μm particle size, L × I.D. 15 cm × 4.6 mm, PEEK hardware,,,,, | 82017-U |  | Supelco | Hamilton PRP-X100 HPLC 色谱柱 |  | ,,,, | Established Column Lines from Other Manufacturers , HPLC , HPLC Columns, by Brand for Small Molecules , Hamilton Columns , Hamilton PRP-X100 , 分析/色谱 |  | Ion exchange,PS-DVB particle platform,ammonium, quaternary phase,100 Å,15 cm × 4.6 mm,HPLC: suitable,5 μm | , |  |  | Ion exchange,PS-DVB particle platform,ammonium, quaternary phase,100 Å,15 cm × 4.6 mm,HPLC: suitable,5 μm
Hamilton PRP-X100 HPLC Column,10 μm particle size, L × I.D. 15 cm × 4.6 mm, PEEK hardware,,,,, | 82028-U |  | Supelco | Hamilton PRP-X100 HPLC 色谱柱 |  | ,,,, | Established Column Lines from Other Manufacturers , HPLC , HPLC Columns, by Brand for Small Molecules , Hamilton Columns , Hamilton PRP-X100 , 分析/色谱 |  | Ion exchange,PS-DVB particle platform,ammonium, quaternary phase,100 Å,15 cm × 4.6 mm,HPLC: suitable,10 μm | , |  |  | Ion exchange,PS-DVB particle platform,ammonium, quaternary phase,100 Å,15 cm × 4.6 mm,HPLC: suitable,10 μm
Hamilton PRP-X100 HPLC Column,10 μm particle size, L × I.D. 25 cm × 4.1 mm, stainless steel hardware,,,,, | 82011-U |  | Supelco | Hamilton PRP-X100 HPLC 色谱柱 |  | ,,,, | Established Column Lines from Other Manufacturers , HPLC , HPLC Columns, by Brand for Small Molecules , Hamilton Columns , Hamilton PRP-X100 , 分析/色谱 |  | Ion exchange,PS-DVB particle platform,ammonium, quaternary phase,100 Å,25 cm × 4.1 mm,HPLC: suitable,10 μm | , |  |  | Ion exchange,PS-DVB particle platform,ammonium, quaternary phase,100 Å,25 cm × 4.1 mm,HPLC: suitable,10 μm
Hamilton PRP-X100 HPLC Column,5 μm particle size, L × I.D. 25 cm × 4.6 mm, PEEK hardware,,,,, | 82023-U |  | Supelco | Hamilton PRP-X100 HPLC 色谱柱 |  | ,,,, | Established Column Lines from Other Manufacturers , HPLC , HPLC Columns, by Brand for Small Molecules , Hamilton Columns , Hamilton PRP-X100 , 分析/色谱 |  | Ion exchange,PS-DVB particle platform,ammonium, quaternary phase,100 Å,25 cm × 4.6 mm,HPLC: suitable,5 μm | , |  |  | Ion exchange,PS-DVB particle platform,ammonium, quaternary phase,100 Å,25 cm × 4.6 mm,HPLC: suitable,5 μm
Hamilton PRP-X100 HPLC Column,10 μm particle size, L × I.D. 25 cm × 4.6 mm, PEEK hardware,,,,, | 82020-U |  | Supelco | Hamilton PRP-X100 HPLC 色谱柱 |  | ,,,, | Established Column Lines from Other Manufacturers , HPLC , HPLC Columns, by Brand for Small Molecules , Hamilton Columns , Hamilton PRP-X100 , 分析/色谱 |  | Ion exchange,PS-DVB particle platform,ammonium, quaternary phase,100 Å,25 cm × 4.6 mm,HPLC: suitable,10 μm | , |  |  | Ion exchange,PS-DVB particle platform,ammonium, quaternary phase,100 Å,25 cm × 4.6 mm,HPLC: suitable,10 μm
Hamilton PRP-1 HPLC Column,5 μm particle size, L × I.D. 15 cm × 4.1 mm, stainless steel hardware,,,,, | 82013-U |  | Supelco | Hamilton PRP-1 HPLC 色谱柱 |  | ,,,, | Established Column Lines from Other Manufacturers , HPLC , HPLC Columns, by Brand for Small Molecules , Hamilton Columns , Hamilton PRP-1 (Polymeric Reversed Phase) , 分析/色谱 |  | HPLC: suitable,PS-DVB particle platform,methyl phase,100 Å,suitable for L21 per USP,15 cm × 4.1 mm,Reversed phase,5 μm | , |  |  | HPLC: suitable,PS-DVB particle platform,methyl phase,100 Å,suitable for L21 per USP,15 cm × 4.1 mm,Reversed phase,5 μm
Hamilton PRP-1 HPLC Column,10 μm particle size, L × I.D. 15 cm × 4.1 mm, stainless steel hardware,,,,, | 82018-U |  | Supelco | Hamilton PRP-1 HPLC 色谱柱 |  | ,,,, | Established Column Lines from Other Manufacturers , HPLC , HPLC Columns, by Brand for Small Molecules , Hamilton Columns , Hamilton PRP-1 (Polymeric Reversed Phase) , 分析/色谱 |  | HPLC: suitable,PS-DVB particle platform,methyl phase,100 Å,suitable for L21 per USP,15 cm × 4.1 mm,Reversed phase,10 μm | , |  |  | HPLC: suitable,PS-DVB particle platform,methyl phase,100 Å,suitable for L21 per USP,15 cm × 4.1 mm,Reversed phase,10 μm
Hamilton PRP-1 HPLC Column,5 μm particle size, L × I.D. 15 cm × 4.6 mm, PEEK hardware,,,,, | 82030-U |  | Supelco | Hamilton PRP-1 HPLC 色谱柱 |  | ,,,, | Established Column Lines from Other Manufacturers , HPLC , HPLC Columns, by Brand for Small Molecules , Hamilton Columns , Hamilton PRP-1 (Polymeric Reversed Phase) , 分析/色谱 |  | HPLC: suitable,PS-DVB particle platform,methyl phase,100 Å,suitable for L21 per USP,15 cm × 4.6 mm,Reversed phase,5 μm | , |  |  | HPLC: suitable,PS-DVB particle platform,methyl phase,100 Å,suitable for L21 per USP,15 cm × 4.6 mm,Reversed phase,5 μm
Hamilton PRP-1 HPLC Column,5 μm particle size, L × I.D. 25 cm × 4.1 mm, stainless steel hardware,,,,, | 82021-U |  | Supelco | Hamilton PRP-1 HPLC 色谱柱 |  | ,,,, | Established Column Lines from Other Manufacturers , HPLC , HPLC Columns, by Brand for Small Molecules , Hamilton Columns , Hamilton PRP-1 (Polymeric Reversed Phase) , 分析/色谱 |  | HPLC: suitable,PS-DVB particle platform,methyl phase,100 Å,suitable for L21 per USP,25 cm × 4.1 mm,Reversed phase,5 μm | , |  |  | HPLC: suitable,PS-DVB particle platform,methyl phase,100 Å,suitable for L21 per USP,25 cm × 4.1 mm,Reversed phase,5 μm
Hamilton PRP-1 HPLC Column,7 μm particle size, L × I.D. 25 cm × 4.1 mm, stainless steel hardware,,,,, | 82016-U |  | Supelco | Hamilton PRP-1 HPLC 色谱柱 |  | ,,,, | Established Column Lines from Other Manufacturers , HPLC , HPLC Columns, by Brand for Small Molecules , Hamilton Columns , Hamilton PRP-1 (Polymeric Reversed Phase) , 分析/色谱 |  | HPLC: suitable,PS-DVB particle platform,methyl phase,100 Å,suitable for L21 per USP,25 cm × 4.1 mm,Reversed phase,7 μm | , |  |  | HPLC: suitable,PS-DVB particle platform,methyl phase,100 Å,suitable for L21 per USP,25 cm × 4.1 mm,Reversed phase,7 μm
Hamilton PRP-1 HPLC Column,10 μm particle size, L × I.D. 25 cm × 4.1 mm, stainless steel hardware,,,,, | 82012-U |  | Supelco | Hamilton PRP-1 HPLC 色谱柱 |  | ,,,, | Established Column Lines from Other Manufacturers , HPLC , HPLC Columns, by Brand for Small Molecules , Hamilton Columns , Hamilton PRP-1 (Polymeric Reversed Phase) , 分析/色谱 |  | HPLC: suitable,PS-DVB particle platform,methyl phase,100 Å,suitable for L21 per USP,25 cm × 4.1 mm,Reversed phase,10 μm | , |  |  | HPLC: suitable,PS-DVB particle platform,methyl phase,100 Å,suitable for L21 per USP,25 cm × 4.1 mm,Reversed phase,10 μm
Hamilton PRP-1 HPLC Column,5 μm particle size, L × I.D. 25 cm × 4.6 mm, PEEK hardware,,,,, | 82025-U |  | Supelco | Hamilton PRP-1 HPLC 色谱柱 |  | ,,,, | Established Column Lines from Other Manufacturers , HPLC , HPLC Columns, by Brand for Small Molecules , Hamilton Columns , Hamilton PRP-1 (Polymeric Reversed Phase) , 分析/色谱 |  | HPLC: suitable,PS-DVB particle platform,methyl phase,100 Å,suitable for L21 per USP,25 cm × 4.6 mm,Reversed phase,5 μm | , |  |  | HPLC: suitable,PS-DVB particle platform,methyl phase,100 Å,suitable for L21 per USP,25 cm × 4.6 mm,Reversed phase,5 μm
Hamilton PRP-1 HPLC Column,7 μm particle size, L × I.D. 25 cm × 4.6 mm, PEEK hardware,,,,, | 82024-U |  | Supelco | Hamilton PRP-1 HPLC 色谱柱 |  | ,,,, | Established Column Lines from Other Manufacturers , HPLC , HPLC Columns, by Brand for Small Molecules , Hamilton Columns , Hamilton PRP-1 (Polymeric Reversed Phase) , 分析/色谱 |  | HPLC: suitable,PS-DVB particle platform,methyl phase,100 Å,suitable for L21 per USP,25 cm × 4.6 mm,Reversed phase,7 μm | , |  |  | HPLC: suitable,PS-DVB particle platform,methyl phase,100 Å,suitable for L21 per USP,25 cm × 4.6 mm,Reversed phase,7 μm
Hamilton PRP-X300 HPLC Column,7 μm particle size, L × I.D. 25 cm × 4.1 mm, stainless steel hrdware,,,,, | 82015-U |  | Supelco | Hamilton PRP-X300 HPLC 色谱柱 |  | ,,,, | Established Column Lines from Other Manufacturers , HPLC , HPLC Columns, by Brand for Small Molecules , Hamilton Columns , Hamilton PRP-X300 , 分析/色谱 |  | HPLC: suitable,PS-DVB particle platform,sulfonic acid phase,100 Å,suitable for per USP (L22),25 cm × 4.1 mm,Ion exchange,7 μm | , |  |  | HPLC: suitable,PS-DVB particle platform,sulfonic acid phase,100 Å,suitable for per USP (L22),25 cm × 4.1 mm,Ion exchange,7 μm
Hamilton PRP-X200 HPLC Column,10 μm particle size, L × I.D. 15 cm × 4.1 mm, stainless steel hardware,,,,, | 82019-U |  | Supelco | Hamilton PRP-X200 HPLC 色谱柱 |  | ,,,, | Established Column Lines from Other Manufacturers , HPLC , HPLC Columns, by Brand for Small Molecules , Hamilton Columns , Hamilton PRP-X200 , 分析/色谱 |  | HPLC: suitable,PS-DVB particle platform,sulfonic acid phase,100 Å,suitable for per USP (L22),15 cm × 4.1 mm,Ion exchange,10 μm | , |  |  | HPLC: suitable,PS-DVB particle platform,sulfonic acid phase,100 Å,suitable for per USP (L22),15 cm × 4.1 mm,Ion exchange,10 μm
Hamilton PRP-X200 HPLC Column,10 μm particle size, L × I.D. 25 cm × 4.1 mm, stainless steel hardware,,,,, | 82027-U |  | Supelco | Hamilton PRP-X200 HPLC 色谱柱 |  | ,,,, | Established Column Lines from Other Manufacturers , HPLC , HPLC Columns, by Brand for Small Molecules , Hamilton Columns , Hamilton PRP-X200 , 分析/色谱 |  | HPLC: suitable,PS-DVB particle platform,sulfonic acid phase,100 Å,suitable for per USP (L22),25 cm × 4.1 mm,Ion exchange,10 μm | , |  |  | HPLC: suitable,PS-DVB particle platform,sulfonic acid phase,100 Å,suitable for per USP (L22),25 cm × 4.1 mm,Ion exchange,10 μm
Hamilton HC-75 HPLC Column,9 μm particle size, L × I.D. 25 cm × 4.1 mm, stainless steel hardware,,,,, | 82031-U |  | Supelco | Hamilton HC-75 HPLC 色谱柱 |  | ,,,, | Established Column Lines from Other Manufacturers , HPLC , HPLC Columns, by Brand for Small Molecules , Hamilton Columns , Hamilton HC-75 (Ca 2+ form) , 分析/色谱 |  | HPLC: suitable,suitable for L17 per USP,Ion exchange,25 cm × 4.1 mm,9 μm | , |  |  | HPLC: suitable,suitable for L17 per USP,Ion exchange,25 cm × 4.1 mm,9 μm
Hamilton HC-75 HPLC Column,9 μm particle size, L × I.D. 30 cm × 7.8 mm, stainless steel hardware,,,,, | 82022-U |  | Supelco | Hamilton HC-75 HPLC 色谱柱 |  | ,,,, | Established Column Lines from Other Manufacturers , HPLC , HPLC Columns, by Brand for Small Molecules , Hamilton Columns , Hamilton HC-75 (Ca 2+ form) , 分析/色谱 |  | HPLC: suitable,suitable for L17 per USP,Ion exchange,30 cm × 7.8 mm,9 μm | , |  |  | HPLC: suitable,suitable for L17 per USP,Ion exchange,30 cm × 7.8 mm,9 μm
,12 μm particle size, L × I.D. 2 cm × 2.0 mm, stainless steel,,,,, | 82044-U |  | Supelco | Hamilton Hydrogen Form HPLC Guard Cartridge | 32110501 | ,,,, | Established Column Lines from Other Manufacturers , HPLC , HPLC Columns, by Brand for Small Molecules , Hamilton Columns , Hamilton Guard Cartridges , 分析/色谱 |  | Reversed phase,Hydrogen Form,stainless steel,pack of 5 ea,2 cm × 2.0 mm,HPLC: suitable,12 μm | , |  |  | Reversed phase,Hydrogen Form,stainless steel,pack of 5 ea,2 cm × 2.0 mm,HPLC: suitable,12 μm
,10 μm particle size, L × I.D. 2 cm × 2.0 mm, stainless steel,,,,, | 82040-U |  | Supelco | Hamilton PRP-1 HPLC Guard Cartridge | 32110501 | ,,,, | Established Column Lines from Other Manufacturers , HPLC , HPLC Columns, by Brand for Small Molecules , Hamilton Columns , Hamilton Guard Cartridges , 分析/色谱 |  | PS-DVB particle platform,methyl phase,HPLC: suitable,PRP-1,stainless steel,100 Å,pk of 5 ea,suitable for L21 per USP,2 cm × 2.0 mm,Reversed phase,10 μm | , |  |  | PS-DVB particle platform,methyl phase,HPLC: suitable,PRP-1,stainless steel,100 Å,pk of 5 ea,suitable for L21 per USP,2 cm × 2.0 mm,Reversed phase,10 μm
,10 μm particle size, L × I.D. 2 cm × 2.0 mm, PEEK,,,,, | 82045-U |  | Supelco | Hamilton PRP-1 HPLC Guard Cartridge | 32110501 | ,,,, | Established Column Lines from Other Manufacturers , HPLC , HPLC Columns, by Brand for Small Molecules , Hamilton Columns , Hamilton Guard Cartridges , 分析/色谱 |  | PS-DVB particle platform,methyl phase,HPLC: suitable,PRP-1,PEEK,100 Å,pack of 5 ea,suitable for L21 per USP,2 cm × 2.0 mm,Reversed phase,10 μm | , |  |  | PS-DVB particle platform,methyl phase,HPLC: suitable,PRP-1,PEEK,100 Å,pack of 5 ea,suitable for L21 per USP,2 cm × 2.0 mm,Reversed phase,10 μm
,10 μm particle size, L × I.D. 2 cm × 2.0 mm, stainless steel,,,,, | 82039-U |  | Supelco | Hamilton PRP-X100 HPLC Guard Cartridge | 32110501 | ,,,, | Established Column Lines from Other Manufacturers , HPLC , HPLC Columns, by Brand for Small Molecules , Hamilton Columns , Hamilton Guard Cartridges , 分析/色谱 |  | PS-DVB particle platform,ammonium, quaternary phase,HPLC: suitable,PRP-X100,stainless steel,100 Å,pack of 5 ea,2 cm × 2.0 mm,Ion exchange,10 μm | , |  |  | PS-DVB particle platform,ammonium, quaternary phase,HPLC: suitable,PRP-X100,stainless steel,100 Å,pack of 5 ea,2 cm × 2.0 mm,Ion exchange,10 μm
,10 μm particle size, L × I.D. 2 cm × 2.0 mm, PEEK,,,,, | 82042-U |  | Supelco | Hamilton PRP-X100 HPLC Guard Cartridge | 32110501 | ,,,, | Established Column Lines from Other Manufacturers , HPLC , HPLC Columns, by Brand for Small Molecules , Hamilton Columns , Hamilton Guard Cartridges , 分析/色谱 |  | PS-DVB particle platform,ammonium, quaternary phase,HPLC: suitable,PRP-X100,PEEK,100 Å,pack of 5 ea,2 cm × 2.0 mm,Ion exchange,10 μm | , |  |  | PS-DVB particle platform,ammonium, quaternary phase,HPLC: suitable,PRP-X100,PEEK,100 Å,pack of 5 ea,2 cm × 2.0 mm,Ion exchange,10 μm
,10 μm particle size, L × I.D. 2 cm × 2.0 mm, stainless steel,,,,, | 82043-U |  | Supelco | Hamilton PRP-X200 HPLC Guard Cartridge | 32110501 | ,,,, | Established Column Lines from Other Manufacturers , HPLC , HPLC Columns, by Brand for Small Molecules , Hamilton Columns , Hamilton Guard Cartridges , 分析/色谱 |  | PS-DVB particle platform,sulfonic acid phase,HPLC: suitable,PRP-X200,stainless steel,100 Å,pack of 5 ea,suitable for L17 per USP,2 cm × 2.0 mm,Ion exchange,10 μm | , |  |  | PS-DVB particle platform,sulfonic acid phase,HPLC: suitable,PRP-X200,stainless steel,100 Å,pack of 5 ea,suitable for L17 per USP,2 cm × 2.0 mm,Ion exchange,10 μm
,12 μm particle size, L × I.D. 2 cm × 2.0 mm, stainless steel,,,,, | 82041-U |  | Supelco | Hamilton PRP-X300 HPLC Guard Cartridge | 32110501 | ,,,, | Established Column Lines from Other Manufacturers , HPLC , HPLC Columns, by Brand for Small Molecules , Hamilton Columns , Hamilton Guard Cartridges , 分析/色谱 |  | PS-DVB particle platform,sulfonic acid phase,HPLC: suitable,PRP-X300,stainless steel,100 Å,pack of 5 ea,suitable for L17 per USP,2 cm × 2.0 mm,Ion exchange,12 μm | , |  |  | PS-DVB particle platform,sulfonic acid phase,HPLC: suitable,PRP-X300,stainless steel,100 Å,pack of 5 ea,suitable for L17 per USP,2 cm × 2.0 mm,Ion exchange,12 μm
,Kit, 12 μm particle size, L × I.D. 2 cm × 2.0 mm, stainless steel hardware,,,,, | 82037-U |  | Supelco | Hamilton Hydrogen Form HPLC Guard Cartridge |  | ,,,, | Established Column Lines from Other Manufacturers , HPLC , HPLC Columns, by Brand for Small Molecules , Hamilton Columns , Hamilton Guard Cartridge Starter Kits , 分析/色谱 |  | HPLC: suitable,Hydrogen Form,stainless steel hardware,2 cm × 2.0 mm,Reversed phase,12 μm | , |  |  | HPLC: suitable,Hydrogen Form,stainless steel hardware,2 cm × 2.0 mm,Reversed phase,12 μm
,Kit, 10 μm particle size, L × I.D. 2 cm × 2.0 mm, stainless steel hardware,,,,, | 82033-U |  | Supelco | Hamilton PRP-1 HPLC Guard Cartridge | 32110501 | ,,,, | Established Column Lines from Other Manufacturers , HPLC , HPLC Columns, by Brand for Small Molecules , Hamilton Columns , Hamilton Guard Cartridge Starter Kits , 分析/色谱 |  | PS-DVB particle platform,stainless steel hardware,HPLC: suitable,PRP-1,methyl phase,100 Å,suitable for L21 per USP,2 cm × 2.0 mm,Reversed phase,10 μm | , |  |  | PS-DVB particle platform,stainless steel hardware,HPLC: suitable,PRP-1,methyl phase,100 Å,suitable for L21 per USP,2 cm × 2.0 mm,Reversed phase,10 μm
,Kit, 10 μm particle size, L × I.D. 2 cm × 2.0 mm, PEEK hardware,,,,, | 82038-U |  | Supelco | Hamilton PRP-1 HPLC Guard Cartridge | 32110501 | ,,,, | Established Column Lines from Other Manufacturers , HPLC , HPLC Columns, by Brand for Small Molecules , Hamilton Columns , Hamilton Guard Cartridge Starter Kits , 分析/色谱 |  | PS-DVB particle platform,PEEK hardware,HPLC: suitable,PRP-1,methyl phase,100 Å,suitable for L21 per USP,2 cm × 2.0 mm,Reversed phase,10 μm | , |  |  | PS-DVB particle platform,PEEK hardware,HPLC: suitable,PRP-1,methyl phase,100 Å,suitable for L21 per USP,2 cm × 2.0 mm,Reversed phase,10 μm
,Kit, 10 μm particle size, L × I.D. 2 cm × 2.0 mm, stainless steel hardware,,,,, | 82032-U |  | Supelco | Hamilton PRP-X100 HPLC Guard Cartridge | 32110501 | ,,,, | Established Column Lines from Other Manufacturers , HPLC , HPLC Columns, by Brand for Small Molecules , Hamilton Columns , Hamilton Guard Cartridge Starter Kits , 分析/色谱 |  | PS-DVB particle platform,stainless steel hardware,HPLC: suitable,PRP-X100,ammonium, quaternary phase,100 Å,2 cm × 2.0 mm,Ion exchange,10 μm | , |  |  | PS-DVB particle platform,stainless steel hardware,HPLC: suitable,PRP-X100,ammonium, quaternary phase,100 Å,2 cm × 2.0 mm,Ion exchange,10 μm
,Kit, 10 μm particle size, L × I.D. 2 cm × 2.0 mm, PEEK hardware,,,,, | 82035-U |  | Supelco | Hamilton PRP-X100 HPLC Guard Cartridge | 32110501 | ,,,, | Established Column Lines from Other Manufacturers , HPLC , HPLC Columns, by Brand for Small Molecules , Hamilton Columns , Hamilton Guard Cartridge Starter Kits , 分析/色谱 |  | PS-DVB particle platform,PEEK hardware,HPLC: suitable,PRP-X100,ammonium, quaternary phase,100 Å,2 cm × 2.0 mm,Ion exchange,10 μm | , |  |  | PS-DVB particle platform,PEEK hardware,HPLC: suitable,PRP-X100,ammonium, quaternary phase,100 Å,2 cm × 2.0 mm,Ion exchange,10 μm
,Kit, 10 μm particle size, L × I.D. 2 cm × 2.0 mm, stainless steel hardware,,,,, | 82036-U |  | Supelco | Hamilton PRP-X200 HPLC Guard Cartridge | 32110501 | ,,,, | Established Column Lines from Other Manufacturers , HPLC , HPLC Columns, by Brand for Small Molecules , Hamilton Columns , Hamilton Guard Cartridge Starter Kits , 分析/色谱 |  | PS-DVB particle platform,stainless steel hardware,HPLC: suitable,PRP-X200,sulfonic acid phase,100 Å,suitable for L17 per USP,2 cm × 2.0 mm,Ion exchange,10 μm | , |  |  | PS-DVB particle platform,stainless steel hardware,HPLC: suitable,PRP-X200,sulfonic acid phase,100 Å,suitable for L17 per USP,2 cm × 2.0 mm,Ion exchange,10 μm
,Kit, 12 μm particle size, L × I.D. 2 cm × 2.0 mm, stainless steel hardware,,,,, | 82034-U |  | Supelco | Hamilton PRP-X300 HPLC Guard Cartridge | 32110501 | ,,,, | Established Column Lines from Other Manufacturers , HPLC , HPLC Columns, by Brand for Small Molecules , Hamilton Columns , Hamilton Guard Cartridge Starter Kits , 分析/色谱 |  | PS-DVB particle platform,stainless steel hardware,HPLC: suitable,PRP-X300,sulfonic acid phase,100 Å,suitable for L17 per USP,2 cm × 2.0 mm,Ion exchange,12 μm | , |  |  | PS-DVB particle platform,stainless steel hardware,HPLC: suitable,PRP-X300,sulfonic acid phase,100 Å,suitable for L17 per USP,2 cm × 2.0 mm,Ion exchange,12 μm
,5 μm particle size, L × I.D. 150 mm × 2.1 mm, stainless steel,,,,, | 50666-U |  | Supelco | Hamilton PRP-C18 HPLC Column |  | ,,,, | Established Column Lines from Other Manufacturers , HPLC , HPLC Columns, by Brand for Small Molecules , Hamilton Columns , Hamilton PRP-C18 HPLC Column , 分析/色谱 |  | stainless steel,HPLC: suitable,PS-DVB particle platform,C18 (octadecyl) phase,100 Å,150 mm × 2.1 mm,Reversed phase,5 μm | , |  |  | stainless steel,HPLC: suitable,PS-DVB particle platform,C18 (octadecyl) phase,100 Å,150 mm × 2.1 mm,Reversed phase,5 μm
,5 μm particle size, L × I.D. 150 mm × 2.1 mm, PEEK,,,,, | 50667-U |  | Supelco | Hamilton PRP-C18 HPLC Column |  | ,,,, | Established Column Lines from Other Manufacturers , HPLC , HPLC Columns, by Brand for Small Molecules , Hamilton Columns , Hamilton PRP-C18 HPLC Column , 分析/色谱 |  | PEEK,HPLC: suitable,PS-DVB particle platform,C18 (octadecyl) phase,100 Å,150 mm × 2.1 mm,Reversed phase,5 μm | , |  |  | PEEK,HPLC: suitable,PS-DVB particle platform,C18 (octadecyl) phase,100 Å,150 mm × 2.1 mm,Reversed phase,5 μm
,5 μm particle size, L × I.D. 150 mm × 4.6 mm, stainless steel,,,,, | 50676-U |  | Supelco | Hamilton PRP-C18 HPLC Column |  | ,,,, | Established Column Lines from Other Manufacturers , HPLC , HPLC Columns, by Brand for Small Molecules , Hamilton Columns , Hamilton PRP-C18 HPLC Column , 分析/色谱 |  | stainless steel,HPLC: suitable,PS-DVB particle platform,C18 (octadecyl) phase,100 Å,150 mm × 4.6 mm,Reversed phase,5 μm | , |  |  | stainless steel,HPLC: suitable,PS-DVB particle platform,C18 (octadecyl) phase,100 Å,150 mm × 4.6 mm,Reversed phase,5 μm
,5 μm particle size, L × I.D. 150 mm × 4.6 mm, PEEK,,,,, | 50677-U |  | Supelco | Hamilton PRP-C18 HPLC Column |  | ,,,, | Established Column Lines from Other Manufacturers , HPLC , HPLC Columns, by Brand for Small Molecules , Hamilton Columns , Hamilton PRP-C18 HPLC Column , 分析/色谱 |  | PEEK,HPLC: suitable,PS-DVB particle platform,C18 (octadecyl) phase,100 Å,150 mm × 4.6 mm,Reversed phase,5 μm | , |  |  | PEEK,HPLC: suitable,PS-DVB particle platform,C18 (octadecyl) phase,100 Å,150 mm × 4.6 mm,Reversed phase,5 μm
,5 μm particle size, L × I.D. 250 mm × 2.1 mm, stainless steel,,,,, | 50669-U |  | Supelco | Hamilton PRP-C18 HPLC Column |  | ,,,, | Established Column Lines from Other Manufacturers , HPLC , HPLC Columns, by Brand for Small Molecules , Hamilton Columns , Hamilton PRP-C18 HPLC Column , 分析/色谱 |  | stainless steel,HPLC: suitable,PS-DVB particle platform,C18 (octadecyl) phase,100 Å,250 mm × 2.1 mm,Reversed phase,5 μm | , |  |  | stainless steel,HPLC: suitable,PS-DVB particle platform,C18 (octadecyl) phase,100 Å,250 mm × 2.1 mm,Reversed phase,5 μm
,5 μm particle size, L × I.D. 250 mm × 2.1 mm, PEEK,,,,, | 50672-U |  | Supelco | Hamilton PRP-C18 HPLC Column |  | ,,,, | Established Column Lines from Other Manufacturers , HPLC , HPLC Columns, by Brand for Small Molecules , Hamilton Columns , Hamilton PRP-C18 HPLC Column , 分析/色谱 |  | PEEK,HPLC: suitable,PS-DVB particle platform,C18 (octadecyl) phase,100 Å,250 mm × 2.1 mm,Reversed phase,5 μm | , |  |  | PEEK,HPLC: suitable,PS-DVB particle platform,C18 (octadecyl) phase,100 Å,250 mm × 2.1 mm,Reversed phase,5 μm
,5 μm particle size, L × I.D. 250 mm × 21.2 mm, stainless steel,,,,, | 50681-U |  | Supelco | Hamilton PRP-C18 HPLC Column |  | ,,,, | Established Column Lines from Other Manufacturers , HPLC , HPLC Columns, by Brand for Small Molecules , Hamilton Columns , Hamilton PRP-C18 HPLC Column , 分析/色谱 |  | stainless steel,HPLC: suitable,PS-DVB particle platform,C18 (octadecyl) phase,100 Å,250 mm × 21.2 mm,Reversed phase,5 μm | , |  |  | stainless steel,HPLC: suitable,PS-DVB particle platform,C18 (octadecyl) phase,100 Å,250 mm × 21.2 mm,Reversed phase,5 μm
,5 μm particle size, L × I.D. 250 mm × 4.6 mm, stainless steel,,,,, | 50678-U |  | Supelco | Hamilton PRP-C18 HPLC Column |  | ,,,, | Established Column Lines from Other Manufacturers , HPLC , HPLC Columns, by Brand for Small Molecules , Hamilton Columns , Hamilton PRP-C18 HPLC Column , 分析/色谱 |  | stainless steel,HPLC: suitable,PS-DVB particle platform,C18 (octadecyl) phase,100 Å,250 mm × 4.6 mm,Reversed phase,5 μm | , |  |  | stainless steel,HPLC: suitable,PS-DVB particle platform,C18 (octadecyl) phase,100 Å,250 mm × 4.6 mm,Reversed phase,5 μm
,5 μm particle size, L × I.D. 250 mm × 4.6 mm, PEEK,,,,, | 50679-U |  | Supelco | Hamilton PRP-C18 HPLC Column |  | ,,,, | Established Column Lines from Other Manufacturers , HPLC , HPLC Columns, by Brand for Small Molecules , Hamilton Columns , Hamilton PRP-C18 HPLC Column , 分析/色谱 |  | PEEK,HPLC: suitable,PS-DVB particle platform,C18 (octadecyl) phase,100 Å,250 mm × 4.6 mm,Reversed phase,5 μm | , |  |  | PEEK,HPLC: suitable,PS-DVB particle platform,C18 (octadecyl) phase,100 Å,250 mm × 4.6 mm,Reversed phase,5 μm
,5 μm particle size, L × I.D. 50 mm × 2.1 mm, stainless steel,,,,, | 50658-U |  | Supelco | Hamilton PRP-C18 HPLC Column |  | ,,,, | Established Column Lines from Other Manufacturers , HPLC , HPLC Columns, by Brand for Small Molecules , Hamilton Columns , Hamilton PRP-C18 HPLC Column , 分析/色谱 |  | stainless steel,HPLC: suitable,PS-DVB particle platform,C18 (octadecyl) phase,100 Å,50 mm × 2.1 mm,Reversed phase,5 μm | , |  |  | stainless steel,HPLC: suitable,PS-DVB particle platform,C18 (octadecyl) phase,100 Å,50 mm × 2.1 mm,Reversed phase,5 μm
,5 μm particle size, L × I.D. 50 mm × 2.1 mm, PEEK,,,,, | 50662-U |  | Supelco | Hamilton PRP-C18 HPLC Column |  | ,,,, | Established Column Lines from Other Manufacturers , HPLC , HPLC Columns, by Brand for Small Molecules , Hamilton Columns , Hamilton PRP-C18 HPLC Column , 分析/色谱 |  | PEEK,HPLC: suitable,PS-DVB particle platform,C18 (octadecyl) phase,100 Å,50 mm × 2.1 mm,Reversed phase,5 μm | , |  |  | PEEK,HPLC: suitable,PS-DVB particle platform,C18 (octadecyl) phase,100 Å,50 mm × 2.1 mm,Reversed phase,5 μm
,5 μm particle size, L × I.D. 50 mm × 4.6 mm, stainless steel,,,,, | 50673-U |  | Supelco | Hamilton PRP-C18 HPLC Column |  | ,,,, | Established Column Lines from Other Manufacturers , HPLC , HPLC Columns, by Brand for Small Molecules , Hamilton Columns , Hamilton PRP-C18 HPLC Column , 分析/色谱 |  | stainless steel,HPLC: suitable,PS-DVB particle platform,C18 (octadecyl) phase,100 Å,50 mm × 4.6 mm,Reversed phase,5 μm | , |  |  | stainless steel,HPLC: suitable,PS-DVB particle platform,C18 (octadecyl) phase,100 Å,50 mm × 4.6 mm,Reversed phase,5 μm
,5 μm particle size, L × I.D. 50 mm × 4.6 mm, PEEK,,,,, | 50674-U |  | Supelco | Hamilton PRP-C18 HPLC Column |  | ,,,, | Established Column Lines from Other Manufacturers , HPLC , HPLC Columns, by Brand for Small Molecules , Hamilton Columns , Hamilton PRP-C18 HPLC Column , 分析/色谱 |  | PEEK,HPLC: suitable,PS-DVB particle platform,C18 (octadecyl) phase,100 Å,50 mm × 4.6 mm,Reversed phase,5 μm | , |  |  | PEEK,HPLC: suitable,PS-DVB particle platform,C18 (octadecyl) phase,100 Å,50 mm × 4.6 mm,Reversed phase,5 μm
,5 μm particle size, L × I.D. 20 mm × 2 mm, PEEK, kit of,,,,, | 50684-U |  | Supelco | Hamilton PRP-C18 Analytical Guard Column Starter Kit |  | ,,,, | Established Column Lines from Other Manufacturers , HPLC , HPLC Columns, by Brand for Small Molecules , Hamilton Columns , Hamilton PRP-C-18 Anlytical Guard Column Starter Kit , 分析/色谱 |  | PEEK,HPLC: suitable,PS-DVB particle platform,C18 (octadecyl) phase,100 Å,kit of,20 mm × 2 mm,Reversed phase,5 μm | , |  |  | PEEK,HPLC: suitable,PS-DVB particle platform,C18 (octadecyl) phase,100 Å,kit of,20 mm × 2 mm,Reversed phase,5 μm
,5 μm particle size, L × I.D. 20 mm × 2.0 mm, stainless steel, kit of,,,,, | 50682-U |  | Supelco | Hamilton PRP-C18 Analytical Guard Column Starter Kit |  | ,,,, | Established Column Lines from Other Manufacturers , HPLC , HPLC Columns, by Brand for Small Molecules , Hamilton Columns , Hamilton PRP-C-18 Anlytical Guard Column Starter Kit , 分析/色谱 |  | stainless steel,HPLC: suitable,PS-DVB particle platform,C18 (octadecyl) phase,100 Å,kit of,20 mm × 2.0 mm,Reversed phase,5 μm | , |  |  | stainless steel,HPLC: suitable,PS-DVB particle platform,C18 (octadecyl) phase,100 Å,kit of,20 mm × 2.0 mm,Reversed phase,5 μm
,5 μm particle size, L × I.D. 20 mm × 2.0 mesh, stainless steel, pkg of × 5 ea,,,,, | 50683-U |  | Supelco | Hamilton PRP-C18 Analytical Guard Cartridge |  | ,,,, | Established Column Lines from Other Manufacturers , HPLC , HPLC Columns, by Brand for Small Molecules , Hamilton Columns , Hamilton PRP-C-18 Analytical Guard Cartridge , 分析/色谱 |  | stainless steel,HPLC: suitable,PS-DVB particle platform,C18 (octadecyl) phase,100 Å,pkg of × 5 ea,20 mm × 2.0 mesh,Reversed phase,5 μm | , |  |  | stainless steel,HPLC: suitable,PS-DVB particle platform,C18 (octadecyl) phase,100 Å,pkg of × 5 ea,20 mm × 2.0 mesh,Reversed phase,5 μm
,5 μm particle size, L × I.D. 20 mm × 2.0 mm, PEEK, pkg of 5 ea,,,,, | 50685-U |  | Supelco | Hamilton PRP-C18 Analytical Guard Cartridge |  | ,,,, | Established Column Lines from Other Manufacturers , HPLC , HPLC Columns, by Brand for Small Molecules , Hamilton Columns , Hamilton PRP-C-18 Analytical Guard Cartridge , 分析/色谱 |  | PEEK,HPLC: suitable,PS-DVB particle platform,C18 (octadecyl) phase,100 Å,pkg of 5 ea,20 mm × 2.0 mm,Reversed phase,5 μm | , |  |  | PEEK,HPLC: suitable,PS-DVB particle platform,C18 (octadecyl) phase,100 Å,pkg of 5 ea,20 mm × 2.0 mm,Reversed phase,5 μm
,12-20 μm particle size, L × I.D. 20 mm × 4.6 mm, stainless steel, kit of,,,,, | 50687-U |  | Supelco | Hamilton PRP-C-18 Preparative Guard Column Starter Kit |  | ,,,, | Established Column Lines from Other Manufacturers , HPLC , HPLC Columns, by Brand for Small Molecules , Hamilton Columns , Hamilton PRP-C-18 Preparative Guard Column , 分析/色谱 |  | stainless steel,HPLC: suitable,PS-DVB particle platform,C18 (octadecyl) phase,100 Å,kit of,20 mm × 4.6 mm,Reversed phase,12-20 μm | , |  |  | stainless steel,HPLC: suitable,PS-DVB particle platform,C18 (octadecyl) phase,100 Å,kit of,20 mm × 4.6 mm,Reversed phase,12-20 μm
,12-20 μm particle size, L × I.D. 20 mm × 4.6 mm, stainless steel, pkg of 2 ea,,,,, | 50695-U |  | Supelco | Hamilton PRP-C18 Preparative Guard Cartridge |  | ,,,, | Established Column Lines from Other Manufacturers , HPLC , HPLC Columns, by Brand for Small Molecules , Hamilton Columns , Hamilton PRP-C-18 Preparative Guard Column , 分析/色谱 |  | stainless steel,HPLC: suitable,PS-DVB particle platform,C18 (octadecyl) phase,100 Å,pkg of 2 ea,20 mm × 4.6 mm,Reversed phase,12-20 μm | , |  |  | stainless steel,HPLC: suitable,PS-DVB particle platform,C18 (octadecyl) phase,100 Å,pkg of 2 ea,20 mm × 4.6 mm,Reversed phase,12-20 μm
,5 μm particle size, pkg of 1 g,,,,, | 50698-U |  | Supelco | Hamilton PRP-C18 Bulk Resin |  | ,,,, | Established Column Lines from Other Manufacturers , HPLC , HPLC Columns, by Brand for Small Molecules , Hamilton Columns , Hamilton PRP-C-18 Bulk Resin , 分析/色谱 |  | Reversed phase,PS-DVB particle platform,C18 (octadecyl) phase,100 Å,pkg of 1 g,HPLC: suitable,5 μm | , |  |  | Reversed phase,PS-DVB particle platform,C18 (octadecyl) phase,100 Å,pkg of 1 g,HPLC: suitable,5 μm
,10 μm particle size, pkg of 1 g,,,,, | 50699-U |  | Supelco | Hamilton PRP-C18 Bulk Resin |  | ,,,, | Established Column Lines from Other Manufacturers , HPLC , HPLC Columns, by Brand for Small Molecules , Hamilton Columns , Hamilton PRP-C-18 Bulk Resin , 分析/色谱 |  | Reversed phase,PS-DVB particle platform,C18 (octadecyl) phase,100 Å,pkg of 1 g,HPLC: suitable,10 μm | , |  |  | Reversed phase,PS-DVB particle platform,C18 (octadecyl) phase,100 Å,pkg of 1 g,HPLC: suitable,10 μm
,12-20 μm particle size, pkg of 1 g,,,,, | 50701-U |  | Supelco | Hamilton PRP-C18 Bulk Resin |  | ,,,, | Established Column Lines from Other Manufacturers , HPLC , HPLC Columns, by Brand for Small Molecules , Hamilton Columns , Hamilton PRP-C-18 Bulk Resin , 分析/色谱 |  | Reversed phase,PS-DVB particle platform,C18 (octadecyl) phase,100 Å,pkg of 1 g,HPLC: suitable,12-20 μm | , |  |  | Reversed phase,PS-DVB particle platform,C18 (octadecyl) phase,100 Å,pkg of 1 g,HPLC: suitable,12-20 μm
,Acidity titrator, AC input 230 V, EuroPlug,,,,, | Z673935 |  | Aldrich | Hanna automatic titrator |  | ,,,, | Automatic Titrators , Dispensers , Hanna , Hanna Automatic Titrators , Labware , Liquid Handling Equipment , Manufacturer Browser |  | Hanna, HI 84430-02 | , |  |  | Hanna, HI 84430-02
,Alkalinity titrator, AC input 230 V, EuroPlug,,,,, | Z673951 |  | Aldrich | Hanna automatic titrator |  | ,,,, | Automatic Titrators , Dispensers , Hanna , Hanna Automatic Titrators , Labware , Liquid Handling Equipment , Manufacturer Browser |  | Hanna, HI 84431-02 | , |  |  | Hanna, HI 84431-02
,pkg of 4 ea,,,,, | Z679763 |  | Aldrich | Hanna Checker ® HC caps for glass cuvettes |  | ,,,, | Hanna , Hanna Colorimeters , Labware , Manufacturer Browser , Portable Meters , pH Meters , pH Supplies |  | pkg of 4 ea | , |  |  | pkg of 4 ea
,pkg of 4 ea,,,,, | Z679747 |  | Aldrich | Hanna Checker ® HC cuvette cleaning cloth |  | ,,,, | Hanna , Hanna Colorimeters , Labware , Manufacturer Browser , Portable Meters , pH Meters , pH Supplies |  | pkg of 4 ea | , |  |  | pkg of 4 ea
,volume 230 mL,,,,, | Z679771 |  | Aldrich | Hanna Checker ® HC cuvette cleaning solution |  | ,,,, | Hanna , Hanna Colorimeters , Labware , Manufacturer Browser , Portable Meters , pH Meters , pH Supplies |  | 230 mL | , |  |  | 230 mL
,pkg of 4 ea,,,,, | Z679755 |  | Aldrich | Hanna Checker ® HC glass cuvettes |  | ,,,, | Hanna , Hanna Colorimeters , Labware , Manufacturer Browser , Portable Meters , pH Meters , pH Supplies |  | pkg of 4 ea | , |  |  | pkg of 4 ea
,total Chlorine,,,,, | Z679577 |  | Aldrich | Hanna Checker ® HC handheld colorimeter |  | ,,,, | Hanna , Hanna Colorimeters , Labware , Manufacturer Browser , Portable Meters , pH Meters , pH Supplies |  |  | ,
,free Chlorine,,,,, | Z679585 |  | Aldrich | Hanna Checker ® HC handheld colorimeter |  | ,,,, | Hanna , Hanna Colorimeters , Labware , Manufacturer Browser , Portable Meters , pH Meters , pH Supplies |  |  | ,
,Iodine,,,,, | Z679593 |  | Aldrich | Hanna Checker ® HC handheld colorimeter |  | ,,,, | Hanna , Hanna Colorimeters , Labware , Manufacturer Browser , Portable Meters , pH Meters , pH Supplies |  |  | ,
,Nitrite ULR,,,,, | Z679615 |  | Aldrich | Hanna Checker ® HC handheld colorimeter |  | ,,,, | Hanna , Hanna Colorimeters , Labware , Manufacturer Browser , Portable Meters , pH Meters , pH Supplies |  |  | ,
,for total Chlorine tests,,,,, | Z679658 |  | Aldrich | Hanna Checker ® HC reagents |  | ,,,, | Hanna , Hanna Colorimeters , Labware , Manufacturer Browser , Portable Meters , pH Meters , pH Supplies |  |  | ,
,for free Chlorine tests, powder,,,,, | Z679666 |  | Aldrich | Hanna Checker ® HC reagents |  | ,,,, | Hanna , Hanna Colorimeters , Labware , Manufacturer Browser , Portable Meters , pH Meters , pH Supplies |  |  | ,
,for Iodine tests,,,,, | Z679674 |  | Aldrich | Hanna Checker ® HC reagents |  | ,,,, | Hanna , Hanna Colorimeters , Labware , Manufacturer Browser , Portable Meters , pH Meters , pH Supplies |  |  | ,
,for Nitrate tests,,,,, | Z679690 |  | Aldrich | Hanna Checker ® HC reagents |  | ,,,, | Hanna , Hanna Colorimeters , Labware , Manufacturer Browser , Portable Meters , pH Meters , pH Supplies |  |  | ,
,calibration standard kit (0 and 100 ppb Nitrite),,,,, | Z679720 |  | Aldrich | Hanna Checker ® HC reagents |  | ,,,, | Hanna , Hanna Colorimeters , Labware , Manufacturer Browser , Portable Meters , pH Meters , pH Supplies |  |  | ,
,-2.0-20 pH, accuracy: 0.1, resolution: 0.1, 0.000-9.999 μS/cm conductivity, accuracy: 1%, resolution: 0.001 μS/cm, -20-120 °C temperature, accuracy: 0.2 °C, resolution: 0.1 °C,,,,, | Z655309 |  | Aldrich | Hanna bench conductivity meter HI 4321 |  | ,,,, | Benchtop Meters , Hanna , Hanna Conductivity , Labware , Manufacturer Browser , pH Meters , pH Supplies |  | ±2000 mV, accuracy: 0.2, resolution: 0.1,Hanna,-2.0-20 pH, accuracy: 0.1, resolution: 0.1,800 g,159 mm × 230 mm × 93 mm | , |  |  | ±2000 mV, accuracy: 0.2, resolution: 0.1,Hanna,-2.0-20 pH, accuracy: 0.1, resolution: 0.1,800 g,159 mm × 230 mm × 93 mm
,1413 μS/cm conductivity,,,231-791-2,, | Z655244 |  | Aldrich | Hanna conductivity standards |  | ,,,, | Benchtop Meters , Hanna , Hanna Conductivity , Labware , Manufacturer Browser , pH Meters , pH Supplies |  | Hanna HI 70031C,1413 μS/cm conductivity | , |  |  | Hanna HI 70031C,1413 μS/cm conductivity
,12880 μS/cm conductivity,,,,, | Z655236 |  | Aldrich | Hanna conductivity standards |  | ,,,, | Benchtop Meters , Hanna , Hanna Conductivity , Labware , Manufacturer Browser , pH Meters , pH Supplies |  | Hanna HI 70030C,12880 μS/cm conductivity | , |  |  | Hanna HI 70030C,12880 μS/cm conductivity
,size 196 mm × 80 mm × 60 mm, weight 500 g,,,,, | Z710482 |  | Sigma | Hanna conductivity/TDS meter model HI 9835 |  | ,,,, | Conductivity Meters , Hanna , Hanna Conductivity , Labware , Manufacturer Browser |  | Hanna,500 g,196 mm × 80 mm × 60 mm | , |  |  | Hanna,500 g,196 mm × 80 mm × 60 mm
,DiST 1, 0-1999 ppm TDS,,,,, | Z710393 |  | Sigma | Hanna DiST ® tester |  | ,,,, | Conductivity Meters , Hanna , Hanna Conductivity , Hanna Water Testing , Labware , Manufacturer Browser , Test Stick Meters , pH Meters , pH Supplies |  | Hanna,0-1999 ppm TDS | , |  |  | Hanna,0-1999 ppm TDS
,DiST 2, 0.00-10.00 ppt TDS,,,,, | Z710407 |  | Sigma | Hanna DiST ® tester |  | ,,,, | Conductivity Meters , Hanna , Hanna Conductivity , Hanna Water Testing , Labware , Manufacturer Browser , Test Stick Meters , pH Meters , pH Supplies |  | Hanna,0.00-10.00 ppt TDS | , |  |  | Hanna,0.00-10.00 ppt TDS
,DiST 3, conductivity 0-1990 μS/cm,,,,, | Z710415 |  | Sigma | Hanna DiST ® tester |  | ,,,, | Conductivity Meters , Hanna , Hanna Conductivity , Hanna Water Testing , Labware , Manufacturer Browser , Test Stick Meters , pH Meters , pH Supplies |  | Hanna | , |  |  | Hanna
,DiST 4, conductivity 0.00-19.9 mS/cm,,,,, | Z710423 |  | Sigma | Hanna DiST ® tester |  | ,,,, | Conductivity Meters , Hanna , Hanna Conductivity , Hanna Water Testing , Labware , Manufacturer Browser , Test Stick Meters , pH Meters , pH Supplies |  | Hanna | , |  |  | Hanna
,DiST 5,,,,, | Z710458 |  | Sigma | Hanna DiST ® waterproof tester |  | ,,,, | Conductivity Meters , Hanna , Hanna Conductivity , Hanna Water Testing , Labware , Manufacturer Browser , Test Stick Meters , pH Meters , pH Supplies |  | Hanna,0-2000 ppm TDS,0-3999 μS/cm (low range) | , |  |  | Hanna,0-2000 ppm TDS,0-3999 μS/cm (low range)
,DiST 6,,,,, | Z710466 |  | Sigma | Hanna DiST ® waterproof tester |  | ,,,, | Conductivity Meters , Hanna , Hanna Conductivity , Hanna Water Testing , Labware , Manufacturer Browser , Test Stick Meters , pH Meters , pH Supplies |  | Hanna,0.00-10.00 ppt TDS,0-20,000 μS/cm (high range) | , |  |  | Hanna,0.00-10.00 ppt TDS,0-20,000 μS/cm (high range)
,model HI 8733,,,,, | C5557 |  | Sigma | Hanna portable conductivity meter |  | ,,,, | Conductivity Meters , Hanna , Hanna Conductivity , Labware , Manufacturer Browser |  | 1 × 9 V,Hanna,0-1999 mS/cm conductivity, accuracy: 1% full scale,temperature 10 ‑ 40 °C with built-in temperature sensor; operating range 0-50°C; adjustable temperature coefficient 0-2.5% per °C,164 mm × 76 mm × 45 mm | , |  |  | 1 × 9 V,Hanna,0-1999 mS/cm conductivity, accuracy: 1% full scale,temperature 10 ‑ 40 °C with built-in temperature sensor; operating range 0-50°C; adjustable temperature coefficient 0-2.5% per °C,164 mm × 76 mm × 45 mm
,limit 0-50 °C temperature (32-122 °F), size 196 mm × 80 mm × 60 mm,,,,, | Z710474 |  | Sigma | Hanna waterproof conductivity meter model HI 9033 |  | ,,,, | Conductivity Meters , Hanna , Hanna Conductivity , Labware , Manufacturer Browser |  | 0.00-19.99 conductivity, accuracy: 1%, resolution: 0.01 mS/cm,Hanna,0-1999 μS/cm conductivity, accuracy: 1%, resolution: 1 mS/cm,1.4 kg,0-50 °C temperature (32-122 °F),196 mm × 80 mm × 60 mm | , |  |  | 0.00-19.99 conductivity, accuracy: 1%, resolution: 0.01 mS/cm,Hanna,0-1999 μS/cm conductivity, accuracy: 1%, resolution: 1 mS/cm,1.4 kg,0-50 °C temperature (32-122 °F),196 mm × 80 mm × 60 mm
,Model HI 93640,,,,, | T1197 |  | Sigma | Hanna thermohygrometer |  | ,,,, | Electronic Meters , Hanna , Hanna Meters , Labware , Manufacturer Browser , Temperature |  | 9 V, 1,000 hr life (of continuous use, with low battery indicator),Hanna,11.3 oz (320 g),7.5 × 3.1 × 1 1/2 in. | , |  |  | 9 V, 1,000 hr life (of continuous use, with low battery indicator),Hanna,11.3 oz (320 g),7.5 × 3.1 × 1 1/2 in.
,Model HI 98502, °F display,,,,, | Z351075 |  | Sigma | Hanna Checktemp pocket thermometer |  | ,,,, | Electronic Meters , Hanna , Hanna Checktemp Thermometer , Hanna Temperature measurement , Labware , Manufacturer Browser , Temperature |  | Hanna,-58-+302 °F temperature, accuracy: 0.5 °F, resolution: 0.1 °F,without calibration certificate,50 g (1.8 oz),105 mm × 3 mm,1.4 V button cell | , |  |  | Hanna,-58-+302 °F temperature, accuracy: 0.5 °F, resolution: 0.1 °F,without calibration certificate,50 g (1.8 oz),105 mm × 3 mm,1.4 V button cell
,Model HI 98501, °C display,,,,, | Z351067 |  | Sigma | Hanna Checktemp pocket thermometer |  | ,,,, | Electronic Meters , Hanna , Hanna Checktemp Thermometer , Hanna Temperature measurement , Labware , Manufacturer Browser , Temperature |  | Hanna,-50-+150 °C temperature, accuracy: 0.3 °C, resolution: 0.1 °C,without calibration certificate,50 g (1.8 oz),105 mm × 3 mm,1.4 V button cell | , |  |  | Hanna,-50-+150 °C temperature, accuracy: 0.3 °C, resolution: 0.1 °C,without calibration certificate,50 g (1.8 oz),105 mm × 3 mm,1.4 V button cell
,HI 765 probe for meter only,,,,, | P9491 |  | Sigma | Hanna hand-held thermometer |  | ,,,, | Electronic Meters , Hanna , Hanna Hand-Held Thermometer , Hanna Temperature measurement , Labware , Manufacturer Browser , Temperature |  | blue (handle color),Hanna,(Probe: Stainless Steel AISI 316/3.9 in. × 0.12 in. (100 mm × 3 mm)),-58-302 °F temperature | , |  |  | blue (handle color),Hanna,(Probe: Stainless Steel AISI 316/3.9 in. × 0.12 in. (100 mm × 3 mm)),-58-302 °F temperature
,Model HI98517 (°C),,,,, | Z710598 |  | Sigma | Hanna KEY ® K-Type thermocouple thermometer |  | ,,,, | Hanna , Hanna KEY K-Type Thermocouple Thermometer , Hanna Temperature measurement , Labware , Manufacturer Browser , Temperature , Thermocouples |  | Hanna | , |  |  | Hanna
,Model HI935005,,,,, | Z710644 |  | Sigma | Hanna K-Type thermocouple waterproof thermometer |  | ,,,, | Hanna , Hanna K-Type Thermocouple Waterproof Thermometer , Hanna Temperature measurement , Labware , Manufacturer Browser , Temperature , Thermocouples |  | Hanna | , |  |  | Hanna
,Model HI935005N,,,,, | Z710652 |  | Sigma | Hanna K-Type thermocouple waterproof thermometer |  | ,,,, | Hanna , Hanna K-Type Thermocouple Waterproof Thermometer , Hanna Temperature measurement , Labware , Manufacturer Browser , Temperature , Thermocouples |  | Hanna | , |  |  | Hanna
,0.0-99.9 μS/cm, battery power 4 × 1.5 V alkaline, 250 hr life,,,,, | Z710431 |  | Sigma | Hanna pure water tester, model HI98308 |  | ,,,, | Conductivity Meters , Hanna , Hanna Water Testing , Labware , Manufacturer Browser |  | 0.0-99.9 μS/cm,Hanna,, accuracy: 2%, (at 20 °C),175 mm × 41 mm × 23 mm | , |  |  | 0.0-99.9 μS/cm,Hanna,, accuracy: 2%, (at 20 °C),175 mm × 41 mm × 23 mm
,0.000-1.999 μS/cm TDS, accuracy: 2%, (at 20 °C), battery power 4 × 1.5 V, 120 hr life,,,,, | Z671975 |  | Aldrich | Hanna ultra pure water tester, model HI98309 |  | ,,,, | Conductivity Meters , Hanna , Hanna Water Testing , Labware , Manufacturer Browser , Test Stick Meters , pH Meters , pH Supplies |  | Hanna,0.000-1.999 μS/cm TDS, accuracy: 2%, (at 20 °C),175 mm × 41 mm × 23 mm | , |  |  | Hanna,0.000-1.999 μS/cm TDS, accuracy: 2%, (at 20 °C),175 mm × 41 mm × 23 mm
,L × W × D 8 in. × 6 in. × 1.5 mm,,,,, | WHAWB100020 |  | Sigma | Harris cutting mat |  | ,,,, | Cutting mat , Harris , Labware , Manufacturer Browser |  | Whatman, WB100020,Whatman Article No., 28421844 (US reference),8 in. × 6 in. × 1.5 mm | , |  |  | Whatman, WB100020,Whatman Article No., 28421844 (US reference),8 in. × 6 in. × 1.5 mm
,replacement tip, I.D. 1.2 mm,,,,, | Z708690 |  | Sigma | Harris micro-punch |  | ,,,, | Electrophoresis Supplies , Gel Handling , Harris , Labware , Manufacturer Browser , Micro-punch |  | Whatman, WB100006,Whatman Article No., 28421838 (US reference),1.2 mm | , |  |  | Whatman, WB100006,Whatman Article No., 28421838 (US reference),1.2 mm
,replacement plunger, O.D. 1.2 mm,,,,, | WHAWB100025 |  | Sigma | Harris micro-punch |  | ,,,, | Electrophoresis Supplies , Gel Handling , Harris , Labware , Manufacturer Browser , Micro-punch |  | Whatman, WB100025,Whatman Article No., 28421846 (US reference),1.2 mm | , |  |  | Whatman, WB100025,Whatman Article No., 28421846 (US reference),1.2 mm
,replacement tip, diam. 2.0 mm,,,,, | Z755222 |  | Aldrich | Harris micro-punch |  | ,,,, | Electrophoresis Supplies , Gel Handling , Harris , Labware , Manufacturer Browser , Micro-punch |  | Whatman, WB100008,Whatman Article No., 28421840 (US reference),2.0 mm | , |  |  | Whatman, WB100008,Whatman Article No., 28421840 (US reference),2.0 mm
,I.D. 1 mm, pack of 25,,,,, | Z708801 |  | Sigma | Harris Uni-Core |  | ,,,, | Electrophoresis Supplies , Gel Handling , Harris , Labware , Manufacturer Browser , Uni-Core |  | Whatman, WB100073,Whatman Article No., 29002515 (US reference),1 mm,pack of 25 | , |  |  | Whatman, WB100073,Whatman Article No., 29002515 (US reference),1 mm,pack of 25
,Large,,,,, | Z152722 |  | Aldrich | Stronghold ™ weighted "V" base |  | ,,,, | Chemistry Equipment and Labware , Clamps and Supports , Harvard Apparatus , Harvard Apparatus Bases , Labware , Manufacturer Browser , Support |  | Harvard Apparatus,2 kg,230 mm , between centers of feet | , |  |  | Harvard Apparatus,2 kg,230 mm , between centers of feet
,frame size 60 cm × 60 cm,,,,, | Z249327 |  | Aldrich | Stronghold ™ lattice system |  | ,,,, | Chemistry Equipment and Labware , Clamps and Supports , Harvard Apparatus , Labware , Manufacturer Browser , Stronghold lattice system , Support |  | no. of hinged adapters 2,Harvard Apparatus,7 rods of 60 cm,no. of bases 4,60 cm × 60 cm | , |  |  | no. of hinged adapters 2,Harvard Apparatus,7 rods of 60 cm,no. of bases 4,60 cm × 60 cm
,frame size 100 cm × 60 cm,,,,, | Z249335 |  | Aldrich | Stronghold ™ lattice system |  | ,,,, | Chemistry Equipment and Labware , Clamps and Supports , Harvard Apparatus , Labware , Manufacturer Browser , Stronghold lattice system , Support |  | no. of hinged adapters 2,Harvard Apparatus,6 rods of 60 cm + 2 rods of 100 cm,no. of bases 4,100 cm × 60 cm | , |  |  | no. of hinged adapters 2,Harvard Apparatus,6 rods of 60 cm + 2 rods of 100 cm,no. of bases 4,100 cm × 60 cm
,frame size 100 cm × 100 cm,,,,, | Z249343 |  | Aldrich | Stronghold ™ lattice system |  | ,,,, | Chemistry Equipment and Labware , Clamps and Supports , Harvard Apparatus , Labware , Manufacturer Browser , Stronghold lattice system , Support |  | no. of hinged adapters 2,Harvard Apparatus,2 rods of 50 cm + 7 rods of 100 cm,no. of bases 4,100 cm × 100 cm | , |  |  | no. of hinged adapters 2,Harvard Apparatus,2 rods of 50 cm + 7 rods of 100 cm,no. of bases 4,100 cm × 100 cm
,frame size 150 cm × 100 cm,,,,, | Z249351 |  | Aldrich | Stronghold ™ lattice system |  | ,,,, | Chemistry Equipment and Labware , Clamps and Supports , Harvard Apparatus , Labware , Manufacturer Browser , Stronghold lattice system , Support |  | no. of hinged adapters 3,Harvard Apparatus,2 rods of 60 cm + 6 rods of 100 cm + 3 of 150 cm,no. of bases 6,150 cm × 100 cm | , |  |  | no. of hinged adapters 3,Harvard Apparatus,2 rods of 60 cm + 6 rods of 100 cm + 3 of 150 cm,no. of bases 6,150 cm × 100 cm
,frame size 200 cm × 100 cm,,,,, | Z249378 |  | Aldrich | Stronghold ™ lattice system |  | ,,,, | Chemistry Equipment and Labware , Clamps and Supports , Harvard Apparatus , Labware , Manufacturer Browser , Stronghold lattice system , Support |  | no. of hinged adapters 3,Harvard Apparatus,3 rods of 60 cm + 7 rods of 100 cm + 3 rods of 200 cm,no. of bases 6,200 cm × 100 cm | , |  |  | no. of hinged adapters 3,Harvard Apparatus,3 rods of 60 cm + 7 rods of 100 cm + 3 rods of 200 cm,no. of bases 6,200 cm × 100 cm
,-5-+50 °C temperature, accuracy: 1 °F/C,,,,, | Z277940 |  | Aldrich | Dual scale bi-metal thermometer |  | ,,,, | Dual scale bi-metal thermometer , HB Instruments , Labware , Manufacturer Browser , Temperature , Thermocouples |  | 8 in.,HB Instruments 9/4852,-5-+50 °C temperature, accuracy: 1 °F/C | , |  |  | 8 in.,HB Instruments 9/4852,-5-+50 °C temperature, accuracy: 1 °F/C
,-10-+100 °C temperature, accuracy: 2 °F/C,,,,, | Z277959 |  | Aldrich | Dual scale bi-metal thermometer |  | ,,,, | Dual scale bi-metal thermometer , HB Instruments , Labware , Manufacturer Browser , Temperature , Thermocouples |  | 8 in.,HB Instruments 9/4812,-10-+100 °C temperature, accuracy: 2 °F/C | , |  |  | 8 in.,HB Instruments 9/4812,-10-+100 °C temperature, accuracy: 2 °F/C
,-5-50 °C temperature, accuracy: 1 °F/C,,,,, | Z277967 |  | Aldrich | Dual scale pocket bi-metal thermometer |  | ,,,, | Dual scale pocket bi-metal thermometer , HB Instruments , Labware , Manufacturer Browser , Temperature , Thermocouples |  | HB Instruments 9/2115,-5-50 °C temperature, accuracy: 1 °F/C | , |  |  | HB Instruments 9/2115,-5-50 °C temperature, accuracy: 1 °F/C
,−40-70 °C temperature, accuracy: 2 °F/C,,,,, | Z277975 |  | Aldrich | Dual scale pocket bi-metal thermometer |  | ,,,, | Dual scale pocket bi-metal thermometer , HB Instruments , Labware , Manufacturer Browser , Temperature , Thermocouples |  | HB Instruments 9/2120,−40-70 °C temperature, accuracy: 2 °F/C | , |  |  | HB Instruments 9/2120,−40-70 °C temperature, accuracy: 2 °F/C
,Standard, -50-200 °C temperature,,,,, | Z564222 |  | Aldrich | FRIO-Temp ® digital thermometer |  | ,,,, | Electronic Meters , FRIO-Temp digital thermometer , HB Instruments , Labware , Manufacturer Browser , Temperature |  | HB Instruments,-50-200 °C temperature,150 cm,stainless steel probe,125 mm,63.5 mm × 95.3 mm | , |  |  | HB Instruments,-50-200 °C temperature,150 cm,stainless steel probe,125 mm,63.5 mm × 95.3 mm
,With alarm, -50-300 °C temperature,,,,, | Z564230 |  | Aldrich | FRIO-Temp ® digital thermometer |  | ,,,, | Electronic Meters , FRIO-Temp digital thermometer , HB Instruments , Labware , Manufacturer Browser , Temperature |  | HB Instruments,-50-300 °C temperature,150 cm,stainless steel probe,125 mm,63.5 mm × 95.3 mm | , |  |  | HB Instruments,-50-300 °C temperature,150 cm,stainless steel probe,125 mm,63.5 mm × 95.3 mm
,for liquids lighter than water, 0.800-0.910 g/mil specific gravity, accuracy: 0.001 g/mil,,,,, | Z278084 |  | Aldrich | Plain-form specific gravity hydrometer |  | ,,,, | HB Instruments , Hydrometer and Refractometer , Labware , Manufacturer Browser , Measurement Devices , Plain-form specific gravity hydrometer |  | HB Instruments 50335,glass,0.800-0.910 g/mil specific gravity, accuracy: 0.001 g/mil,300 mm | , |  |  | HB Instruments 50335,glass,0.800-0.910 g/mil specific gravity, accuracy: 0.001 g/mil,300 mm
,for liquids heavier than water, 1.000-1.220 g/mil specific gravity, accuracy: 0.002 g/mil,,,,, | Z278009 |  | Aldrich | Plain-form specific gravity hydrometer |  | ,,,, | HB Instruments , Hydrometer and Refractometer , Labware , Manufacturer Browser , Measurement Devices , Plain-form specific gravity hydrometer |  | HB Instruments 50345,glass,1.000-1.220 g/mil specific gravity, accuracy: 0.002 g/mil,300 mm | , |  |  | HB Instruments 50345,glass,1.000-1.220 g/mil specific gravity, accuracy: 0.002 g/mil,300 mm
,for liquids heavier than water, 1.000-2.000 g/mil specific gravity, accuracy: 0.01 g/mil,,,,, | Z278068 |  | Aldrich | Plain-form specific gravity hydrometer |  | ,,,, | HB Instruments , Hydrometer and Refractometer , Labware , Manufacturer Browser , Measurement Devices , Plain-form specific gravity hydrometer |  | HB Instruments 50370,glass,1.000-2.000 g/mil specific gravity, accuracy: 0.01 g/mil,300 mm | , |  |  | HB Instruments 50370,glass,1.000-2.000 g/mil specific gravity, accuracy: 0.01 g/mil,300 mm
,Suprasil ® quartz, limit 200-2500 nm spectral range, pathlength 10 mm, chamber volume 3500 μL,,,,, | Z803669 |  | Fluka | Hellma ® absorption cuvettes, cells for magnetic stirrers |  | ,,,, | Absorption Cells , Cells for Magnetic Stirrers , Cuvettes , Hellma , Hellma Absorption Cuvettes, Cells for Magnetic Stirrers , Labware , Manufacturer Browser , Quartz and Glass Cuvettes , Spectroscopy , UV/Visible (UV/VIS) Spectroscopy , 分析/色谱 , 分析试剂 |  | (109.000-QS),2 polished windows,Suprasil ® quartz,200-2500 nm spectral range,3500 μL,10 mm,45 mm × 12.5 mm × 12.5 mm | , |  |  | (109.000-QS),2 polished windows,Suprasil ® quartz,200-2500 nm spectral range,3500 μL,10 mm,45 mm × 12.5 mm × 12.5 mm
,Suprasil ® quartz, limit 200-2500 nm spectral range, pathlength 10 mm, chamber volume 1500 μL,,,,, | Z803774 |  | Fluka | Hellma ® absorption cuvettes, cells for magnetic stirrers |  | ,,,, | Absorption Cells , Cells for Magnetic Stirrers , Cuvettes , Hellma , Hellma Absorption Cuvettes, Cells for Magnetic Stirrers , Labware , Manufacturer Browser , Quartz and Glass Cuvettes , Spectroscopy , UV/Visible (UV/VIS) Spectroscopy , 分析/色谱 , 分析试剂 |  | (109.004-QS),2 polished windows,Suprasil ® quartz,200-2500 nm spectral range,1500 μL,10 mm,45 mm × 12.5 mm × 12.5 mm | , |  |  | (109.004-QS),2 polished windows,Suprasil ® quartz,200-2500 nm spectral range,1500 μL,10 mm,45 mm × 12.5 mm × 12.5 mm
,for testing the wavelength accuracy and the photometric accuracy,,,,, | Z801461 |  | Fluka | Hellma ® calibration standard, Didymium glass filter F7 |  | ,,,, | Analytical Standards , Hellma , Hellma Calibration Standards , Labware , Manufacturer Browser , Spectroscopy , UV/Vis and Fluorescence , 分析/色谱 |  | (666-F7) | , |  |  | (666-F7)
,for testing the wavelength accuracy,,,,, | Z800929 |  | Fluka | Hellma ® calibration standard, Didymium glass filter F7W |  | ,,,, | Analytical Standards , Hellma , Hellma Calibration Standards , Labware , Manufacturer Browser , Spectroscopy , UV/Vis and Fluorescence , 分析/色谱 |  | (666-F7W) | , |  |  | (666-F7W)
,for testing the wavelength accuracy and the photometric accuracy,,,,, | Z801690 |  | Fluka | Hellma ® calibration standard, glass filter set: F2, F3, F4 |  | ,,,, | Analytical Standards , Hellma , Hellma Calibration Standards , Labware , Manufacturer Browser , Spectroscopy , UV/Vis and Fluorescence , 分析/色谱 |  | (666-S002) | , |  |  | (666-S002)
,for testing the wavelength accuracy and the photometric accuracy,,,,, | Z801585 |  | Fluka | Hellma ® calibration standard, glass filter set: F3, F4, F7 |  | ,,,, | Analytical Standards , Hellma , Hellma Calibration Standards , Labware , Manufacturer Browser , Spectroscopy , UV/Vis and Fluorescence , 分析/色谱 |  | (666-S001) | , |  |  | (666-S001)
,for testing the wavelength accuracy,,,,, | Z801658 |  | Fluka | Hellma ® calibration standard Holmium Oxide glass filter F1 |  | ,,,, | Analytical Standards , Hellma , Hellma Calibration Standards , Labware , Manufacturer Browser , Spectroscopy , Spectroscopy Supplies , Spectroscopy, UV , UV/Vis and Fluorescence , 分析/色谱 |  | Hellma 666-F1 | , |  |  | Hellma 666-F1
,for testing the photometric accuracy,,,,, | Z801046 |  | Fluka | Hellma ® calibration standard, neutral density glass filter F201 |  | ,,,, | Analytical Standards , Hellma , Hellma Calibration Standards , Labware , Manufacturer Browser , Spectroscopy , UV/Vis and Fluorescence , 分析/色谱 |  | (666-F201) | , |  |  | (666-F201)
,for testing the photometric accuracy,,,,, | Z801143 |  | Fluka | Hellma ® calibration standard, neutral density glass filter F202 |  | ,,,, | Analytical Standards , Hellma , Hellma Calibration Standards , Labware , Manufacturer Browser , Spectroscopy , UV/Vis and Fluorescence , 分析/色谱 |  | (666-F202) | , |  |  | (666-F202)
,for testing the photometric accuracy,,,,, | Z801259 |  | Fluka | Hellma ® calibration standard, neutral density glass filter F203 |  | ,,,, | Analytical Standards , Hellma , Hellma Calibration Standards , Labware , Manufacturer Browser , Spectroscopy , UV/Vis and Fluorescence , 分析/色谱 |  | (666-F203) | , |  |  | (666-F203)
,for testing the photometric accuracy,,,,, | Z801879 |  | Fluka | Hellma ® calibration standard, Neutral Density Glass Filter F3 |  | ,,,, | Analytical Standards , Hellma , Hellma Calibration Standards , Labware , Manufacturer Browser , Spectroscopy , Spectroscopy Supplies , Spectroscopy, UV , UV/Vis and Fluorescence , 分析/色谱 |  | Hellma 666-F3 | , |  |  | Hellma 666-F3
,for testing the photometric accuracy,,,,, | Z801984 |  | Fluka | Hellma ® calibration standard, Neutral Density Glass Filter F4 |  | ,,,, | Analytical Standards , Hellma , Hellma Calibration Standards , Labware , Manufacturer Browser , Spectroscopy , Spectroscopy Supplies , Spectroscopy, UV , UV/Vis and Fluorescence , 分析/色谱 |  | Hellma 666-F4 | , |  |  | Hellma 666-F4
,for testing the photometric accuracy,,,,, | Z801364 |  | Fluka | Hellma ® calibration standard, neutral density glass filter F7A |  | ,,,, | Analytical Standards , Hellma , Hellma Calibration Standards , Labware , Manufacturer Browser , Spectroscopy , UV/Vis and Fluorescence , 分析/色谱 |  | (666-F7A) | , |  |  | (666-F7A)
,for testing the photometric accuracy,,,,, | Z801755 |  | Fluka | Hellma ® calibration standard, Neutral Density Glass Filter F2 |  | ,,,, | Analytical Standards , Hellma , Hellma Calibration Standards , Labware , Manufacturer Browser , Spectroscopy , Spectroscopy Supplies , Spectroscopy, UV , UV/Vis and Fluorescence , 分析/色谱 |  | Hellma 666-F2 | , |  |  | Hellma 666-F2
Hellma ® calibration standards, Complete Glass Filter Set: F1, F2, F3, F4, F0,complete set for photometric accuracy and wavelength accuracy,,,,, | Z600040 |  | Fluka | Hellma ® 校准标准品 |  | ,,,, | Analytical Standards , Hellma , Hellma Calibration Standards , Labware , Manufacturer Browser , Spectroscopy , Spectroscopy Supplies , Spectroscopy, UV , UV/Vis and Fluorescence , 分析/色谱 |  | (666-S000) | , |  |  | (666-S000)
,,,,,, | Z802093 |  | Fluka | Hellma ® empty filter mount for calibration standards |  | ,,,, | Analytical Standards , Hellma , Hellma Calibration Standards , Labware , Manufacturer Browser , Spectroscopy , Spectroscopy Supplies , Spectroscopy, UV , UV/Vis and Fluorescence , 分析/色谱 |  | Hellma 666-F0 | , |  |  | Hellma 666-F0
,UV5, for testing the wavelength accuracy,,,,, | Z802328 |  | Fluka | Hellma ® liquid calibration standards |  | ,,,, | Analytical Standards , Hellma , Hellma Calibration Standards , Labware , Manufacturer Browser , Spectroscopy , Spectroscopy Supplies , Spectroscopy, UV , UV/Vis and Fluorescence , 分析/色谱 |  | Hellma 667-UV5 | , |  |  | Hellma 667-UV5
,UV14, for testing the photometric accuracy,,,,, | Z802034 |  | Fluka | Hellma ® liquid calibration standards |  | ,,,, | Analytical Standards , Hellma , Hellma Calibration Standards , Labware , Manufacturer Browser , Spectroscopy , UV/Vis and Fluorescence , 分析/色谱 |  | (667-UV14) | , |  |  | (667-UV14)
,UV60, for testing the photometric accuracy,,,,, | Z801801 |  | Fluka | Hellma ® liquid calibration standards |  | ,,,, | Analytical Standards , Hellma , Hellma Calibration Standards , Labware , Manufacturer Browser , Spectroscopy , UV/Vis and Fluorescence , 分析/色谱 |  | (667-UV60) | , |  |  | (667-UV60)
,UV100, for testing the photometric accuracy,,,,, | Z801917 |  | Fluka | Hellma ® liquid calibration standards |  | ,,,, | Analytical Standards , Hellma , Hellma Calibration Standards , Labware , Manufacturer Browser , Spectroscopy , UV/Vis and Fluorescence , 分析/色谱 |  | (667-UV100) | , |  |  | (667-UV100)
,UV1, UV12, for testing for stray light,,,,, | Z802425 |  | Fluka | Hellma ® liquid calibration standards set |  | ,,,, | Analytical Standards , Hellma , Hellma Calibration Standards , Labware , Manufacturer Browser , Spectroscopy , Spectroscopy Supplies , Spectroscopy, UV , UV/Vis and Fluorescence , 分析/色谱 |  | Hellma 667-UV100 | , |  |  | Hellma 667-UV100
,UV1, UV12, UV6, UV9, UV60, UV600, UV14, UV5, complete set for testing photometers according to Ph. Eur.,,,,, | Z802204 |  | Fluka | Hellma ® liquid calibration standards set |  | ,,,, | Analytical Standards , Hellma , Hellma Calibration Standards , Labware , Manufacturer Browser , Spectroscopy , Spectroscopy Supplies , Spectroscopy, UV , UV/Vis and Fluorescence , 分析/色谱 |  | Hellma 667-UV003 | , |  |  | Hellma 667-UV003
,UV6, UV9, for testing the spectral resolution,,,,, | Z802530 |  | Fluka | Hellma ® liquid calibration standards set |  | ,,,, | Analytical Standards , Hellma , Hellma Calibration Standards , Labware , Manufacturer Browser , Spectroscopy , Spectroscopy Supplies , Spectroscopy, UV , UV/Vis and Fluorescence , 分析/色谱 |  | Hellma 667.200-UV | , |  |  | Hellma 667.200-UV
,UV10, UV12, for testing the stray light,,,,, | Z802360 |  | Fluka | Hellma ® liquid calibration standards set |  | ,,,, | Analytical Standards , Hellma , Hellma Calibration Standards , Labware , Manufacturer Browser , Spectroscopy , UV/Vis and Fluorescence , 分析/色谱 |  | (667-UV101) | , |  |  | (667-UV101)
,UV11, UV12, for testing the stray light,,,,, | Z802476 |  | Fluka | Hellma ® liquid calibration standards set |  | ,,,, | Analytical Standards , Hellma , Hellma Calibration Standards , Labware , Manufacturer Browser , Spectroscopy , UV/Vis and Fluorescence , 分析/色谱 |  | (667-UV102) | , |  |  | (667-UV102)
,UV20, UV40, UV60, UV80, UV100, UV14, for testing the linearity of the absorption,,,,, | Z802247 |  | Fluka | Hellma ® liquid calibration standards set |  | ,,,, | Analytical Standards , Hellma , Hellma Calibration Standards , Labware , Manufacturer Browser , Spectroscopy , UV/Vis and Fluorescence , 分析/色谱 |  | (667-UV307) | , |  |  | (667-UV307)
,UV60, UV14, for testing the photometric accuracy,,,,, | Z802131 |  | Fluka | Hellma ® liquid calibration standards set |  | ,,,, | Analytical Standards , Hellma , Hellma Calibration Standards , Labware , Manufacturer Browser , Spectroscopy , UV/Vis and Fluorescence , 分析/色谱 |  | (667-UV301) | , |  |  | (667-UV301)
,UV60, UV600, UV14, for testing the photometric accuracy,,,,, | Z802654 |  | Fluka | Hellma ® liquid calibration standards set |  | ,,,, | Analytical Standards , Hellma , Hellma Calibration Standards , Labware , Manufacturer Browser , Spectroscopy , Spectroscopy Supplies , Spectroscopy, UV , UV/Vis and Fluorescence , 分析/色谱 |  | Hellma 667-UV305 | , |  |  | Hellma 667-UV305
,Special Cleaning Concentrate for cuvettes,,,,, | Z805939 |  | Fluka | Hellmanex ™ |  | ,,,, | Hellma , Hellma Cleaning Solutions , Labware , Manufacturer Browser |  | pkg of 1 L (PE bottle) | , |  |  | pkg of 1 L (PE bottle)
,optical glass, limit 360-2500 nm spectral range, chamber volume 12000 μL,,,,, | Z800384 |  | Fluka | Hellma ® cuvettes for reflection measurements |  | ,,,, | Cuvettes , Cuvettes for Special Application , Hellma , Hellma Cuvettes for Reflection Measurements , Labware , Manufacturer Browser , Spectroscopy , UV/Visible (UV/VIS) Spectroscopy , 分析/色谱 , 分析试剂 |  | (692.091-OG),25 mm × 34 mm,optical glass,360-2500 nm spectral range,12000 μL | , |  |  | (692.091-OG),25 mm × 34 mm,optical glass,360-2500 nm spectral range,12000 μL
,(Borofloat), limit 330-2500 nm spectral range, chamber volume 73000 μL,,,,, | Z800600 |  | Fluka | Hellma ® cuvettes for reflection measurements |  | ,,,, | Cuvettes , Cuvettes for Special Application , Hellma , Hellma Cuvettes for Reflection Measurements , Labware , Manufacturer Browser , Spectroscopy , UV/Visible (UV/VIS) Spectroscopy , 分析/色谱 , 分析试剂 |  | (692.104-BF),40.5 mm × 60 mm,(Borofloat),330-2500 nm spectral range,73000 μL | , |  |  | (692.104-BF),40.5 mm × 60 mm,(Borofloat),330-2500 nm spectral range,73000 μL
,(Borofloat), limit 330-2500 nm spectral range, chamber volume 32000 μL,,,,, | Z800481 |  | Fluka | Hellma ® cuvettes for reflection measurements |  | ,,,, | Cuvettes , Cuvettes for Special Application , Hellma , Hellma Cuvettes for Reflection Measurements , Labware , Manufacturer Browser , Spectroscopy , UV/Visible (UV/VIS) Spectroscopy , 分析/色谱 , 分析试剂 |  | (692.103-BF),30 mm × 50 mm,(Borofloat),330-2500 nm spectral range,32000 μL | , |  |  | (692.103-BF),30 mm × 50 mm,(Borofloat),330-2500 nm spectral range,32000 μL
,optical glass, limit 360-2500 nm spectral range, pathlength 30 ± 0.2 mm, chamber volume 22500 μL,,,,, | Z805866 |  | Fluka | Hellma ® cuvettes for special application, Large cells |  | ,,,, | Cuvettes , Cuvettes for Special Application , Hellma , Hellma Cuvettes for Special Application, Large Cells , Labware , Manufacturer Browser , Spectroscopy , UV/Visible (UV/VIS) Spectroscopy , 分析/色谱 , 分析试剂 |  | (704.001-OG),optical glass,360-2500 nm spectral range,22500 μL,30 ± 0.2 mm,32.5 mm × 35 mm × 35 mm | , |  |  | (704.001-OG),optical glass,360-2500 nm spectral range,22500 μL,30 ± 0.2 mm,32.5 mm × 35 mm × 35 mm
,optical glass, limit 360-2500 nm spectral range, pathlength 10 ± 0.2 mm, chamber volume 20000 μL,,,,, | Z805319 |  | Fluka | Hellma ® cuvettes for special application, Large cells |  | ,,,, | Cuvettes , Cuvettes for Special Application , Hellma , Hellma Cuvettes for Special Application, Large Cells , Labware , Manufacturer Browser , Spectroscopy , UV/Visible (UV/VIS) Spectroscopy , 分析/色谱 , 分析试剂 |  | (700.000-OG),optical glass,360-2500 nm spectral range,20000 μL,10 ± 0.2 mm,53 mm × 55 mm × 15 mm | , |  |  | (700.000-OG),optical glass,360-2500 nm spectral range,20000 μL,10 ± 0.2 mm,53 mm × 55 mm × 15 mm
,optical glass, limit 360-2500 nm spectral range, pathlength 50 ± 0.5 mm, chamber volume 88000 μL,,,,, | Z805750 |  | Fluka | Hellma ® cuvettes for special application, Large cells |  | ,,,, | Cuvettes , Cuvettes for Special Application , Hellma , Hellma Cuvettes for Special Application, Large Cells , Labware , Manufacturer Browser , Spectroscopy , UV/Visible (UV/VIS) Spectroscopy , 分析/色谱 , 分析试剂 |  | (704.003-OG),optical glass,360-2500 nm spectral range,88000 μL,50 ± 0.5 mm,52.5 mm × 55 mm × 55 mm | , |  |  | (704.003-OG),optical glass,360-2500 nm spectral range,88000 μL,50 ± 0.5 mm,52.5 mm × 55 mm × 55 mm
,optical glass, limit 360-2500 nm spectral range, pathlength 20 ± 0.2 mm, chamber volume 56000 μL,,,,, | Z805521 |  | Fluka | Hellma ® cuvettes for special application, Large cells |  | ,,,, | Cuvettes , Cuvettes for Special Application , Hellma , Hellma Cuvettes for Special Application, Large Cells , Labware , Manufacturer Browser , Spectroscopy , UV/Visible (UV/VIS) Spectroscopy , 分析/色谱 , 分析试剂 |  | (700.010-OG),optical glass,360-2500 nm spectral range,56000 μL,20 ± 0.2 mm,82 mm × 44.4 mm × 24.4 mm | , |  |  | (700.010-OG),optical glass,360-2500 nm spectral range,56000 μL,20 ± 0.2 mm,82 mm × 44.4 mm × 24.4 mm
,optical glass, limit 360-2500 nm spectral range, pathlength 20 ± 0.2 mm, chamber volume 40000 μL,,,,, | Z805424 |  | Fluka | Hellma ® cuvettes for special application, Large cells |  | ,,,, | Cuvettes , Cuvettes for Special Application , Hellma , Hellma Cuvettes for Special Application, Large Cells , Labware , Manufacturer Browser , Spectroscopy , UV/Visible (UV/VIS) Spectroscopy , 分析/色谱 , 分析试剂 |  | (700.000-OG),optical glass,360-2500 nm spectral range,40000 μL,20 ± 0.2 mm,53 mm × 55 mm × 25 mm | , |  |  | (700.000-OG),optical glass,360-2500 nm spectral range,40000 μL,20 ± 0.2 mm,53 mm × 55 mm × 25 mm
,optical glass, limit 360-2500 nm spectral range, pathlength 18 ± 0.2 mm, chamber volume 10000 μL,,,,, | Z805637 |  | Fluka | Hellma ® cuvettes for special application, Large cells |  | ,,,, | Cuvettes , Cuvettes for Special Application , Hellma , Hellma Cuvettes for Special Application, Large Cells , Labware , Manufacturer Browser , Spectroscopy , UV/Visible (UV/VIS) Spectroscopy , 分析/色谱 , 分析试剂 |  | (700.016-OG),optical glass,360-2500 nm spectral range,10000 μL,18 ± 0.2 mm,38 mm × 22 mm × 22 mm | , |  |  | (700.016-OG),optical glass,360-2500 nm spectral range,10000 μL,18 ± 0.2 mm,38 mm × 22 mm × 22 mm
,Suprasil ® quartz, limit 200-2500 nm spectral range, pathlength 0.5 ± 0.010 mm, chamber volume 130 μL,,,,, | Z800058 |  | Fluka | Hellma ® cuvettes, demountable cells |  | ,,,, | Cuvettes , Cuvettes for Special Application , Hellma , Hellma Cuvettes, Demountable Cells , Labware , Manufacturer Browser , Spectroscopy , UV/Visible (UV/VIS) Spectroscopy , 分析/色谱 , 分析试剂 |  | (106-QS),Suprasil ® quartz,200-2500 nm spectral range,130 μL,0.5 ± 0.010 mm,45 mm × 12.5 mm | , |  |  | (106-QS),Suprasil ® quartz,200-2500 nm spectral range,130 μL,0.5 ± 0.010 mm,45 mm × 12.5 mm
,Suprasil ® quartz, limit 200-2500 nm spectral range, pathlength 0.1 ± 0.005 mm, chamber volume 26 μL,,,,, | Z805963 |  | Fluka | Hellma ® cuvettes, demountable cells |  | ,,,, | Cuvettes , Cuvettes for Special Application , Hellma , Hellma Cuvettes, Demountable Cells , Labware , Manufacturer Browser , Spectroscopy , UV/Visible (UV/VIS) Spectroscopy , 分析/色谱 , 分析试剂 |  | (106-QS),Suprasil ® quartz,200-2500 nm spectral range,26 μL,0.1 ± 0.005 mm,45 mm × 12.5 mm | , |  |  | (106-QS),Suprasil ® quartz,200-2500 nm spectral range,26 μL,0.1 ± 0.005 mm,45 mm × 12.5 mm
,Suprasil ® quartz, limit 200-2,500 nm spectral range, pathlength 10 mm, chamber volume 2,800 μL,,,,, | Z803308 |  | Fluka | Hellma ® cylindrical absorption cuvettes |  | ,,,, | Absorption Cells , Cuvettes , Hellma , Hellma Cylindrical Absorption Cuvettes , Labware , Manufacturer Browser , Quartz and Glass Cuvettes , Spectroscopy , Spectroscopy Supplies , Spectroscopy, UV , UV/Visible (UV/VIS) Spectroscopy , 分析/色谱 , 分析试剂 |  | Hellma 120-QS,with 2 polished windows,Suprasil ® quartz,200-2,500 nm spectral range,2,800 μL,10 mm,12.5 mm | , |  |  | Hellma 120-QS,with 2 polished windows,Suprasil ® quartz,200-2,500 nm spectral range,2,800 μL,10 mm,12.5 mm
,Suprasil ® quartz, limit 200-2,500 nm spectral range, pathlength 20 mm, chamber volume 5,600 μL,,,,, | Z803405 |  | Fluka | Hellma ® cylindrical absorption cuvettes |  | ,,,, | Absorption Cells , Cuvettes , Hellma , Hellma Cylindrical Absorption Cuvettes , Labware , Manufacturer Browser , Quartz and Glass Cuvettes , Spectroscopy , Spectroscopy Supplies , Spectroscopy, UV , UV/Visible (UV/VIS) Spectroscopy , 分析/色谱 , 分析试剂 |  | Hellma 120-QS,with 2 polished windows,Suprasil ® quartz,200-2,500 nm spectral range,5,600 μL,20 mm,22.5 mm | , |  |  | Hellma 120-QS,with 2 polished windows,Suprasil ® quartz,200-2,500 nm spectral range,5,600 μL,20 mm,22.5 mm
,Suprasil ® quartz, limit 200-2,500 nm spectral range, pathlength 50 mm, chamber volume 14,000 μL,,,,, | Z803510 |  | Fluka | Hellma ® cylindrical absorption cuvettes |  | ,,,, | Absorption Cells , Cuvettes , Hellma , Hellma Cylindrical Absorption Cuvettes , Labware , Manufacturer Browser , Quartz and Glass Cuvettes , Spectroscopy , Spectroscopy Supplies , Spectroscopy, UV , UV/Visible (UV/VIS) Spectroscopy , 分析/色谱 , 分析试剂 |  | Hellma 120-QS,with 2 polished windows,Suprasil ® quartz,200-2,500 nm spectral range,14,000 μL,50 mm,52.5 mm | , |  |  | Hellma 120-QS,with 2 polished windows,Suprasil ® quartz,200-2,500 nm spectral range,14,000 μL,50 mm,52.5 mm
,Suprasil ® quartz, limit 200-2,500 nm spectral range, pathlength 100 mm, chamber volume 28,000 μL,,,,, | Z803634 |  | Fluka | Hellma ® cylindrical absorption cuvettes |  | ,,,, | Absorption Cells , Cuvettes , Hellma , Hellma Cylindrical Absorption Cuvettes , Labware , Manufacturer Browser , Quartz and Glass Cuvettes , Spectroscopy , Spectroscopy Supplies , Spectroscopy, UV , UV/Visible (UV/VIS) Spectroscopy , 分析/色谱 , 分析试剂 |  | Hellma 120-QS,with 2 polished windows,Suprasil ® quartz,200-2,500 nm spectral range,28,000 μL,100 mm,102.5 mm | , |  |  | Hellma 120-QS,with 2 polished windows,Suprasil ® quartz,200-2,500 nm spectral range,28,000 μL,100 mm,102.5 mm
,Suprasil ® quartz, limit 200-2500 nm spectral range, pathlength 0.2 mm, chamber volume 170 μL,,,,, | Z804444 |  | Fluka | Hellma ® cylindrical absorption cuvettes |  | ,,,, | Absorption Cells , Cuvettes , Hellma , Hellma Cylindrical Absorption Cuvettes , Labware , Manufacturer Browser , Quartz and Glass Cuvettes , Spectroscopy , UV/Visible (UV/VIS) Spectroscopy , 分析/色谱 , 分析试剂 |  | (121.000-QS),with 2 polished windows,Suprasil ® quartz,200-2500 nm spectral range,170 μL,0.2 mm,20 mm | , |  |  | (121.000-QS),with 2 polished windows,Suprasil ® quartz,200-2500 nm spectral range,170 μL,0.2 mm,20 mm
,Suprasil ® quartz, limit 200-2500 nm spectral range, pathlength 2 mm, chamber volume 560 μL,,,,, | Z803995 |  | Fluka | Hellma ® cylindrical absorption cuvettes |  | ,,,, | Absorption Cells , Cuvettes , Hellma , Hellma Cylindrical Absorption Cuvettes , Labware , Manufacturer Browser , Quartz and Glass Cuvettes , Spectroscopy , UV/Visible (UV/VIS) Spectroscopy , 分析/色谱 , 分析试剂 |  | (120-QS),with 2 polished windows,Suprasil ® quartz,200-2500 nm spectral range,560 μL,2 mm,4.5 mm | , |  |  | (120-QS),with 2 polished windows,Suprasil ® quartz,200-2500 nm spectral range,560 μL,2 mm,4.5 mm
,Suprasil ® quartz, limit 200-2500 nm spectral range, pathlength 0.1 mm, chamber volume 160 μL,,,,, | Z804320 |  | Fluka | Hellma ® cylindrical absorption cuvettes |  | ,,,, | Absorption Cells , Cuvettes , Hellma , Hellma Cylindrical Absorption Cuvettes , Labware , Manufacturer Browser , Quartz and Glass Cuvettes , Spectroscopy , UV/Visible (UV/VIS) Spectroscopy , 分析/色谱 , 分析试剂 |  | (121.000-QS),with 2 polished windows,Suprasil ® quartz,200-2500 nm spectral range,160 μL,0.1 mm,20 mm | , |  |  | (121.000-QS),with 2 polished windows,Suprasil ® quartz,200-2500 nm spectral range,160 μL,0.1 mm,20 mm
,Suprasil ® quartz, limit 200-2500 nm spectral range, pathlength 10 mm, chamber volume 2800 μL,,,,, | Z804215 |  | Fluka | Hellma ® cylindrical absorption cuvettes |  | ,,,, | Absorption Cells , Cuvettes , Hellma , Hellma Cylindrical Absorption Cuvettes , Labware , Manufacturer Browser , Quartz and Glass Cuvettes , Spectroscopy , UV/Visible (UV/VIS) Spectroscopy , 分析/色谱 , 分析试剂 |  | (120-QS),with 2 polished windows,Suprasil ® quartz,200-2500 nm spectral range,2800 μL,10 mm,12.5 mm | , |  |  | (120-QS),with 2 polished windows,Suprasil ® quartz,200-2500 nm spectral range,2800 μL,10 mm,12.5 mm
,Suprasil ® quartz, limit 200-2500 nm spectral range, pathlength 5 mm, chamber volume 1400 μL,,,,, | Z804118 |  | Fluka | Hellma ® cylindrical absorption cuvettes |  | ,,,, | Absorption Cells , Cuvettes , Hellma , Hellma Cylindrical Absorption Cuvettes , Labware , Manufacturer Browser , Quartz and Glass Cuvettes , Spectroscopy , UV/Visible (UV/VIS) Spectroscopy , 分析/色谱 , 分析试剂 |  | (120-QS),with 2 polished windows,Suprasil ® quartz,200-2500 nm spectral range,1400 μL,5 mm,7.5 mm | , |  |  | (120-QS),with 2 polished windows,Suprasil ® quartz,200-2500 nm spectral range,1400 μL,5 mm,7.5 mm
,Suprasil ® quartz, limit 200-2500 nm spectral range, pathlength 0.5 mm, chamber volume 210 μL,,,,, | Z804541 |  | Fluka | Hellma ® cylindrical absorption cuvettes |  | ,,,, | Absorption Cells , Cuvettes , Hellma , Hellma Cylindrical Absorption Cuvettes , Labware , Manufacturer Browser , Quartz and Glass Cuvettes , Spectroscopy , UV/Visible (UV/VIS) Spectroscopy , 分析/色谱 , 分析试剂 |  | (212.000-QS),with 2 polished windows,Suprasil ® quartz,200-2500 nm spectral range,210 μL,0.5 mm,20 mm | , |  |  | (212.000-QS),with 2 polished windows,Suprasil ® quartz,200-2500 nm spectral range,210 μL,0.5 mm,20 mm
,Suprasil ® quartz, limit 200-2500 nm spectral range, pathlength 1 mm, chamber volume 280 μL,,,,, | Z804657 |  | Fluka | Hellma ® cylindrical absorption cuvettes |  | ,,,, | Absorption Cells , Cuvettes , Hellma , Hellma Cylindrical Absorption Cuvettes , Labware , Manufacturer Browser , Quartz and Glass Cuvettes , Spectroscopy , UV/Visible (UV/VIS) Spectroscopy , 分析/色谱 , 分析试剂 |  | (121.000-QS),with 2 polished windows,Suprasil ® quartz,200-2500 nm spectral range,280 μL,1 mm,20 mm | , |  |  | (121.000-QS),with 2 polished windows,Suprasil ® quartz,200-2500 nm spectral range,280 μL,1 mm,20 mm
,Suprasil ® quartz, limit 200-2500 nm spectral range, pathlength 1 mm, chamber volume 280 μL,,,,, | Z803871 |  | Fluka | Hellma ® cylindrical absorption cuvettes |  | ,,,, | Absorption Cells , Cuvettes , Hellma , Hellma Cylindrical Absorption Cuvettes , Labware , Manufacturer Browser , Quartz and Glass Cuvettes , Spectroscopy , UV/Visible (UV/VIS) Spectroscopy , 分析/色谱 , 分析试剂 |  | (120-QS),with 2 polished windows,Suprasil ® quartz,200-2500 nm spectral range,280 μL,1 mm,3.5 mm | , |  |  | (120-QS),with 2 polished windows,Suprasil ® quartz,200-2500 nm spectral range,280 μL,1 mm,3.5 mm
Hellma ® absorption cuvettes, Flow-through cells,Suprasil ® quartz, limit 200-2,500 nm spectral range, pathlength 1 mm, chamber volume 62 μL,,,,, | Z626929 |  | Sigma | Hellma ® 吸收比色皿，流通池 |  | ,,,, | Absorption Cells , Cuvettes , Flow-through Cells , Hellma , Hellma Flow-Through Cells , Labware , Manufacturer Browser , Spectroscopy , Spectroscopy Supplies , Spectroscopy, UV , UV/Visible (UV/VIS) Spectroscopy , 分析/色谱 , 分析试剂 |  | Hellma 170-700-QS,Suprasil ® quartz,200-2,500 nm spectral range,62 μL,1 mm,35 mm × 12.5 mm × 12.5 mm | , |  |  | Hellma 170-700-QS,Suprasil ® quartz,200-2,500 nm spectral range,62 μL,1 mm,35 mm × 12.5 mm × 12.5 mm
Hellma ® absorption cuvettes, Flow-through cells,Suprasil ® quartz, limit 200-2500 nm spectral range, pathlength 50 mm, chamber volume 370 μL,,,,, | Z804770 |  | Fluka | Hellma ® 吸收比色皿，流通池 |  | ,,,, | Absorption Cells , Cuvettes , Flow-through Cells , Hellma , Hellma Flow-Through Cells , Labware , Manufacturer Browser , Spectroscopy , UV/Visible (UV/VIS) Spectroscopy , 分析/色谱 , 分析试剂 |  | 15 mm , aperture,(178.710-QS),Suprasil ® quartz,200-2500 nm spectral range,370 μL,50 mm,35 mm × 12.5 mm × 52.5 mm | , |  |  | 15 mm , aperture,(178.710-QS),Suprasil ® quartz,200-2500 nm spectral range,370 μL,50 mm,35 mm × 12.5 mm × 52.5 mm
Hellma ® absorption cuvettes, Flow-through cells,Suprasil ® quartz, limit 200-2500 nm spectral range, pathlength 50 mm, chamber volume 370 μL,,,,, | Z804886 |  | Fluka | Hellma ® 吸收比色皿，流通池 |  | ,,,, | Absorption Cells , Cuvettes , Flow-through Cells , Hellma , Hellma Flow-Through Cells , Labware , Manufacturer Browser , Spectroscopy , UV/Visible (UV/VIS) Spectroscopy , 分析/色谱 , 分析试剂 |  | 8.5 mm , aperture,(178.710-QS),Suprasil ® quartz,200-2500 nm spectral range,370 μL,50 mm,35 mm × 12.5 mm × 52.5 mm | , |  |  | 8.5 mm , aperture,(178.710-QS),Suprasil ® quartz,200-2500 nm spectral range,370 μL,50 mm,35 mm × 12.5 mm × 52.5 mm
Hellma ® absorption cuvettes, Flow-through cells,Suprasil ® quartz, limit 200-2,500 nm spectral range, pathlength 2 mm, chamber volume 124 μL,,,,, | Z626937 |  | Sigma | Hellma ® 吸收比色皿，流通池 |  | ,,,, | Absorption Cells , Cuvettes , Flow-through Cells , Hellma , Hellma Flow-Through Cells , Labware , Manufacturer Browser , Spectroscopy , Spectroscopy Supplies , Spectroscopy, UV , UV/Visible (UV/VIS) Spectroscopy , 分析/色谱 , 分析试剂 |  | Hellma 170.700-QS,Suprasil ® quartz,200-2,500 nm spectral range,124 μL,2 mm,35 mm × 12.5 mm × 12.5 mm | , |  |  | Hellma 170.700-QS,Suprasil ® quartz,200-2,500 nm spectral range,124 μL,2 mm,35 mm × 12.5 mm × 12.5 mm
Hellma ® absorption cuvettes, Flow-through cells,Suprasil ® quartz, limit 200-2,500 nm spectral range, pathlength 5 mm, chamber volume 195 μL,,,,, | Z626945 |  | Sigma | Hellma ® 吸收比色皿，流通池 |  | ,,,, | Absorption Cells , Cuvettes , Flow-through Cells , Hellma , Hellma Flow-Through Cells , Labware , Manufacturer Browser , Spectroscopy , Spectroscopy Supplies , Spectroscopy, UV , UV/Visible (UV/VIS) Spectroscopy , 分析/色谱 , 分析试剂 |  | 8.5 mm , aperture,Hellma 176.700-QS,Suprasil ® quartz,200-2,500 nm spectral range,195 μL,5 mm,35 mm × 12.5 mm × 12.5 mm | , |  |  | 8.5 mm , aperture,Hellma 176.700-QS,Suprasil ® quartz,200-2,500 nm spectral range,195 μL,5 mm,35 mm × 12.5 mm × 12.5 mm
Hellma ® absorption cuvettes, Flow-through cells,Suprasil ® quartz, limit 200-2,500 nm spectral range, pathlength 5 mm, chamber volume 195 μL,,,,, | Z626953 |  | Sigma | Hellma ® 吸收比色皿，流通池 |  | ,,,, | Absorption Cells , Cuvettes , Flow-through Cells , Hellma , Hellma Flow-Through Cells , Labware , Manufacturer Browser , Spectroscopy , Spectroscopy Supplies , Spectroscopy, UV , UV/Visible (UV/VIS) Spectroscopy , 分析/色谱 , 分析试剂 |  | 15 mm , aperture,Hellma 176.700-QS,Suprasil ® quartz,200-2,500 nm spectral range,195 μL,5 mm,35 mm × 12.5 mm × 12.5 mm | , |  |  | 15 mm , aperture,Hellma 176.700-QS,Suprasil ® quartz,200-2,500 nm spectral range,195 μL,5 mm,35 mm × 12.5 mm × 12.5 mm
Hellma ® absorption cuvettes, Flow-through cells,Suprasil ® quartz, limit 200-2,500 nm spectral range, pathlength 10 mm, chamber volume 390 μL,,,,, | Z626988 |  | Sigma | Hellma ® 吸收比色皿，流通池 |  | ,,,, | Absorption Cells , Cuvettes , Flow-through Cells , Hellma , Hellma Flow-Through Cells , Labware , Manufacturer Browser , Spectroscopy , Spectroscopy Supplies , Spectroscopy, UV , UV/Visible (UV/VIS) Spectroscopy , 分析/色谱 , 分析试剂 |  | 8.5 mm , aperture,Hellma 176.700-QS,Suprasil ® quartz,200-2,500 nm spectral range,390 μL,10 mm,35 mm × 12.5 mm × 12.5 mm | , |  |  | 8.5 mm , aperture,Hellma 176.700-QS,Suprasil ® quartz,200-2,500 nm spectral range,390 μL,10 mm,35 mm × 12.5 mm × 12.5 mm
Hellma ® absorption cuvettes, Flow-through cells,Suprasil ® quartz, pathlength 0.1 mm, limit 200-2500 nm spectral range, chamber volume 6.2 μL,,,,, | Z801550 |  | Fluka | Hellma ® 吸收比色皿，流通池 |  | ,,,, | Absorption Cells , Cuvettes , Flow-through Cells , Hellma , Hellma Flow-Through Cells , Labware , Manufacturer Browser , Spectroscopy , Spectroscopy Supplies , Spectroscopy, UV , UV/Visible (UV/VIS) Spectroscopy , 分析/色谱 , 分析试剂 |  | Hellma 170.700-QS,Suprasil ® quartz,200-2500 nm spectral range,6.2 μL,0.1 mm,35 mm × 12.5 mm × 12.5 mm | , |  |  | Hellma 170.700-QS,Suprasil ® quartz,200-2500 nm spectral range,6.2 μL,0.1 mm,35 mm × 12.5 mm × 12.5 mm
Hellma ® absorption cuvettes, Flow-through cells,Suprasil ® quartz, limit 200-2500 nm spectral range, pathlength 0.2 mm, chamber volume 12.4 μL,,,,, | Z801666 |  | Fluka | Hellma ® 吸收比色皿，流通池 |  | ,,,, | Absorption Cells , Cuvettes , Flow-through Cells , Hellma , Hellma Flow-Through Cells , Labware , Manufacturer Browser , Spectroscopy , Spectroscopy Supplies , Spectroscopy, UV , UV/Visible (UV/VIS) Spectroscopy , 分析/色谱 , 分析试剂 |  | Hellma 170.700-QS,Suprasil ® quartz,200-2500 nm spectral range,12.4 μL,0.2 mm,35 mm × 12.5 mm × 12.5 mm | , |  |  | Hellma 170.700-QS,Suprasil ® quartz,200-2500 nm spectral range,12.4 μL,0.2 mm,35 mm × 12.5 mm × 12.5 mm
Hellma ® absorption cuvettes, Flow-through cells,Suprasil ® quartz, limit 200-2500 nm spectral range, pathlength 0.5 mm, chamber volume 31 μL,,,,, | Z801763 |  | Fluka | Hellma ® 吸收比色皿，流通池 |  | ,,,, | Absorption Cells , Cuvettes , Flow-through Cells , Hellma , Hellma Flow-Through Cells , Labware , Manufacturer Browser , Spectroscopy , Spectroscopy Supplies , Spectroscopy, UV , UV/Visible (UV/VIS) Spectroscopy , 分析/色谱 , 分析试剂 |  | Hellma 170.700-QS,Suprasil ® quartz,200-2500 nm spectral range,31 μL,0.5 mm,35 mm × 12.5 mm × 12.5 mm | , |  |  | Hellma 170.700-QS,Suprasil ® quartz,200-2500 nm spectral range,31 μL,0.5 mm,35 mm × 12.5 mm × 12.5 mm
Hellma ® absorption cuvettes, Flow-through cells,Suprasil ® quartz, limit 200-2500 nm spectral range, pathlength 50 mm, chamber volume 1950 μL,,,,, | Z801887 |  | Fluka | Hellma ® 吸收比色皿，流通池 |  | ,,,, | Absorption Cells , Cuvettes , Flow-through Cells , Hellma , Hellma Flow-Through Cells , Labware , Manufacturer Browser , Spectroscopy , Spectroscopy Supplies , Spectroscopy, UV , UV/Visible (UV/VIS) Spectroscopy , 分析/色谱 , 分析试剂 |  | 15 mm,Hellma 176.700-QS,Suprasil ® quartz,200-2500 nm spectral range,1950 μL,50 mm,35 mm × 12.5 mm × 52.5 mm | , |  |  | 15 mm,Hellma 176.700-QS,Suprasil ® quartz,200-2500 nm spectral range,1950 μL,50 mm,35 mm × 12.5 mm × 52.5 mm
Hellma ® absorption cuvettes, Flow-through cells,Suprasil ® quartz, limit 200-2500 nm spectral range, pathlength 50 mm, chamber volume 1950 μL,,,,, | Z801992 |  | Fluka | Hellma ® 吸收比色皿，流通池 |  | ,,,, | Absorption Cells , Cuvettes , Flow-through Cells , Hellma , Hellma Flow-Through Cells , Labware , Manufacturer Browser , Spectroscopy , Spectroscopy Supplies , Spectroscopy, UV , UV/Visible (UV/VIS) Spectroscopy , 分析/色谱 , 分析试剂 |  | 8.5 mm,Hellma 176.700-QS,Suprasil ® quartz,200-2500 nm spectral range,1950 μL,50 mm,35 mm × 12.5 mm × 52.5 mm | , |  |  | 8.5 mm,Hellma 176.700-QS,Suprasil ® quartz,200-2500 nm spectral range,1950 μL,50 mm,35 mm × 12.5 mm × 52.5 mm
Hellma ® absorption cuvettes, Flow-through cells,Suprasil ® quartz, limit 200-2500 nm spectral range, pathlength 50 mm, chamber volume 2250 μL,,,,, | Z802107 |  | Fluka | Hellma ® 吸收比色皿，流通池 |  | ,,,, | Absorption Cells , Cuvettes , Flow-through Cells , Hellma , Hellma Flow-Through Cells , Labware , Manufacturer Browser , Spectroscopy , Spectroscopy Supplies , Spectroscopy, UV , UV/Visible (UV/VIS) Spectroscopy , 分析/色谱 , 分析试剂 |  | 15 mm , aperture,Hellma 176.000-QS,Suprasil ® quartz,200-2500 nm spectral range,2250 μL,50 mm,15 mm × 12.5 mm × 52.5 mm | , |  |  | 15 mm , aperture,Hellma 176.000-QS,Suprasil ® quartz,200-2500 nm spectral range,2250 μL,50 mm,15 mm × 12.5 mm × 52.5 mm
Hellma ® absorption cuvettes, Flow-through cells,Suprasil ® quartz, limit 200-2500 nm spectral range, pathlength 50 mm, chamber volume 2250 μL,,,,, | Z802212 |  | Fluka | Hellma ® 吸收比色皿，流通池 |  | ,,,, | Absorption Cells , Cuvettes , Flow-through Cells , Hellma , Hellma Flow-Through Cells , Labware , Manufacturer Browser , Spectroscopy , Spectroscopy Supplies , Spectroscopy, UV , UV/Visible (UV/VIS) Spectroscopy , 分析/色谱 , 分析试剂 |  | 8.5 mm , aperture,Hellma 176.000-QS,Suprasil ® quartz,200-2500 nm spectral range,2250 μL,50 mm,35 mm × 12.5 mm × 52.5 mm | , |  |  | 8.5 mm , aperture,Hellma 176.000-QS,Suprasil ® quartz,200-2500 nm spectral range,2250 μL,50 mm,35 mm × 12.5 mm × 52.5 mm
Hellma ® absorption cuvettes, Flow-through cells,Suprasil ® quartz, limit 200-2,500 nm spectral range, pathlength 10 mm, chamber volume 80 μL,,,,, | Z601004 |  | Sigma | Hellma ® 吸收比色皿，流通池 |  | ,,,, | Absorption Cells , Cuvettes , Flow-through Cells , Hellma , Hellma Flow-Through Cells , Labware , Manufacturer Browser , Spectroscopy , Spectroscopy Supplies , Spectroscopy, UV , UV/Visible (UV/VIS) Spectroscopy , 分析/色谱 , 分析试剂 |  | 15 mm , aperture,Hellma 178.710-QS,Suprasil ® quartz,200-2,500 nm spectral range,80 μL,10 mm,35 mm × 12.5 mm × 12.5 mm | , |  |  | 15 mm , aperture,Hellma 178.710-QS,Suprasil ® quartz,200-2,500 nm spectral range,80 μL,10 mm,35 mm × 12.5 mm × 12.5 mm
Hellma ® absorption cuvettes, Flow-through cells,pathlength 10 mm, Suprasil ® quartz, limit 200-2,500 nm spectral range, chamber volume 80 μL,,,,, | Z627038 |  | Sigma | Hellma ® 吸收比色皿，流通池 |  | ,,,, | Absorption Cells , Cuvettes , Flow-through Cells , Hellma , Hellma Flow-Through Cells , Labware , Manufacturer Browser , Spectroscopy , Spectroscopy Supplies , Spectroscopy, UV , UV/Visible (UV/VIS) Spectroscopy , 分析/色谱 , 分析试剂 |  | 20 mm , aperture,Hellma 178.710-QS,Suprasil ® quartz,200-2,500 nm spectral range,80 μL,10 mm,35 mm × 12.5 mm × 12.5 mm | , |  |  | 20 mm , aperture,Hellma 178.710-QS,Suprasil ® quartz,200-2,500 nm spectral range,80 μL,10 mm,35 mm × 12.5 mm × 12.5 mm
Hellma ® absorption cuvettes, Flow-through cells,Suprasil ® quartz, limit 200-2,500 nm spectral range, pathlength 10 mm, chamber volume 80 μL,,,,, | Z600849 |  | Sigma | Hellma ® 吸收比色皿，流通池 |  | ,,,, | Absorption Cells , Cuvettes , Flow-through Cells , Hellma , Hellma Flow-Through Cells , Labware , Manufacturer Browser , Spectroscopy , Spectroscopy Supplies , Spectroscopy, UV , UV/Visible (UV/VIS) Spectroscopy , 分析/色谱 , 分析试剂 |  | 8.5 mm , aperture,Hellma 178.010-QS,Suprasil ® quartz,200-2,500 nm spectral range,80 μL,10 mm,38.5 mm × 12.5 mm × 12.5 mm | , |  |  | 8.5 mm , aperture,Hellma 178.010-QS,Suprasil ® quartz,200-2,500 nm spectral range,80 μL,10 mm,38.5 mm × 12.5 mm × 12.5 mm
Hellma ® absorption cuvettes, Flow-through cells,Suprasil ® quartz, limit 200-2,500 nm spectral range, pathlength 10 mm, chamber volume 80 μL,,,,, | Z600857 |  | Sigma | Hellma ® 吸收比色皿，流通池 |  | ,,,, | Absorption Cells , Cuvettes , Flow-through Cells , Hellma , Hellma Flow-Through Cells , Labware , Manufacturer Browser , Spectroscopy , Spectroscopy Supplies , Spectroscopy, UV , UV/Visible (UV/VIS) Spectroscopy , 分析/色谱 , 分析试剂 |  | 15 mm , aperture,Hellma 178.010-QS,Suprasil ® quartz,200-2,500 nm spectral range,80 μL,10 mm,45 mm × 12.5 mm × 12.5 mm | , |  |  | 15 mm , aperture,Hellma 178.010-QS,Suprasil ® quartz,200-2,500 nm spectral range,80 μL,10 mm,45 mm × 12.5 mm × 12.5 mm
Hellma ® absorption cuvettes, Flow-through cells,Suprasil ® 300 quartz, limit 200-2,500 nm spectral range, pathlength 10 mm, chamber volume 80 μL,,,,, | Z627011 |  | Sigma | Hellma ® 吸收比色皿，流通池 |  | ,,,, | Absorption Cells , Cuvettes , Flow-through Cells , Hellma , Hellma Flow-Through Cells , Labware , Manufacturer Browser , Spectroscopy , Spectroscopy Supplies , Spectroscopy, UV , UV/Visible (UV/VIS) Spectroscopy , 分析/色谱 , 分析试剂 |  | 20 mm , aperture,Hellma 178.010-QS,Suprasil ® 300 quartz,200-2,500 nm spectral range,80 μL,10 mm,45 mm × 12.5 mm × 12.5 mm | , |  |  | 20 mm , aperture,Hellma 178.010-QS,Suprasil ® 300 quartz,200-2,500 nm spectral range,80 μL,10 mm,45 mm × 12.5 mm × 12.5 mm
Hellma ® absorption cuvettes, Flow-through cells,optical glass, limit 320-2500 nm spectral range, pathlength 10 mm, chamber volume 18 μL, T design,,,,, | Z802565 |  | Fluka | Hellma ® 吸收比色皿，流通池 |  | ,,,, | Absorption Cells , Cuvettes , Flow-through Cells , Hellma , Hellma Flow-Through Cells , Labware , Manufacturer Browser , Spectroscopy , UV/Visible (UV/VIS) Spectroscopy , 分析/色谱 , 分析试剂 |  | 8.5 mm,Hellma ® 178.765-OS,optical glass,320-2500 nm spectral range,18 μL,10 mm | , |  |  | 8.5 mm,Hellma ® 178.765-OS,optical glass,320-2500 nm spectral range,18 μL,10 mm
,Suprasil ® quartz, limit 200-2500 nm spectral range, pathlength 10x10 mm, chamber volume 3300 μL,,,,, | Z804983 |  | Fluka | Hellma ® fluorescence cuvettes, Flow-through cells |  | ,,,, | Cuvettes , Fluorescence Cells , Hellma , Hellma Flow-Through Cells , Labware , Manufacturer Browser , Spectroscopy , UV/Visible (UV/VIS) Spectroscopy , 分析/色谱 , 分析试剂 |  | 4 polished windows,Suprasil ® quartz,200-2500 nm spectral range,3300 μL,10x10 mm,45 mm × 12.5 mm × 12.5 mm | , |  |  | 4 polished windows,Suprasil ® quartz,200-2500 nm spectral range,3300 μL,10x10 mm,45 mm × 12.5 mm × 12.5 mm
,Suprasil ® quartz, limit 200-2500 nm spectral range, pathlength 10x2.5 mm, chamber volume 275 μL,,,,, | Z805092 |  | Fluka | Hellma ® fluorescence cuvettes, Flow-through cells |  | ,,,, | Cuvettes , Fluorescence Cells , Hellma , Hellma Flow-Through Cells , Labware , Manufacturer Browser , Spectroscopy , UV/Visible (UV/VIS) Spectroscopy , 分析/色谱 , 分析试剂 |  | (176.754-QS),4 polished windows,Suprasil ® quartz,200-2500 nm spectral range,275 μL,10x2.5 mm,35 mm × 12.5 mm × 12.5 mm | , |  |  | (176.754-QS),4 polished windows,Suprasil ® quartz,200-2500 nm spectral range,275 μL,10x2.5 mm,35 mm × 12.5 mm × 12.5 mm
,Suprasil ® quartz, limit 200-2500 nm spectral range, pathlength 5x10 mm, chamber volume 550 μL, 3 in 1: transmission, fluorescence, 2 optical path lengths,,,,, | Z802239 |  | Fluka | Hellma ® all-quartz cuvettes, Flow-through cells |  | ,,,, | Absorption Cells , Cuvettes , Flow-through Cells , Hellma , Hellma Flow-Through Cells , Labware , Manufacturer Browser , Spectroscopy , UV/Visible (UV/VIS) Spectroscopy , 分析/色谱 , 分析试剂 |  | 8.5 mm,Hellma ® 176.760-QS,Suprasil ® quartz,200-2500 nm spectral range,550 μL,5x10 mm,35 mm × 12.5 mm × 12.5 mm | , |  |  | 8.5 mm,Hellma ® 176.760-QS,Suprasil ® quartz,200-2500 nm spectral range,550 μL,5x10 mm,35 mm × 12.5 mm × 12.5 mm
,Suprasil ® quartz, limit 200-2500 nm spectral range, pathlength 2.5x5 mm, chamber volume 140 μL, 3 in 1: transmission, fluorescence, 2 optical path lengths,,,,, | Z802352 |  | Fluka | Hellma ® all-quartz cuvettes, Flow-through cells |  | ,,,, | Absorption Cells , Cuvettes , Flow-through Cells , Hellma , Hellma Flow-Through Cells , Labware , Manufacturer Browser , Spectroscopy , UV/Visible (UV/VIS) Spectroscopy , 分析/色谱 , 分析试剂 |  | 8.5 mm,Hellma ® 176.761-QS,Suprasil ® quartz,200-2500 nm spectral range,140 μL,2.5x5 mm,35 mm × 12.5 mm × 12.5 mm | , |  |  | 8.5 mm,Hellma ® 176.761-QS,Suprasil ® quartz,200-2500 nm spectral range,140 μL,2.5x5 mm,35 mm × 12.5 mm × 12.5 mm
,Suprasil ® quartz, limit 200-2500 nm spectral range, pathlength 1.5x3 mm, chamber volume 50 μL, 3 in 1: transmission, fluorescence, 2 optical path lengths,,,,, | Z802468 |  | Fluka | Hellma ® all-quartz cuvettes, Flow-through cells |  | ,,,, | Absorption Cells , Cuvettes , Flow-through Cells , Hellma , Hellma Flow-Through Cells , Labware , Manufacturer Browser , Spectroscopy , UV/Visible (UV/VIS) Spectroscopy , 分析/色谱 , 分析试剂 |  | 8.5 mm,Hellma ® 176.762-QS,Suprasil ® quartz,200-2500 nm spectral range,50 μL,1.5x3 mm,35 mm × 12.5 mm × 12.5 mm | , |  |  | 8.5 mm,Hellma ® 176.762-QS,Suprasil ® quartz,200-2500 nm spectral range,50 μL,1.5x3 mm,35 mm × 12.5 mm × 12.5 mm
,Suprasil ® quartz, I.D. 8 mm, limit 200-2500 nm spectral range, chamber volume 2800 μL,,,,, | Z803200 |  | Fluka | Hellma ® cuvettes for light-scattering measurements |  | ,,,, | Cuvettes , Cuvettes for Special Application , Hellma , Hellma Light Scattering Cuvettes , Labware , Manufacturer Browser , Spectroscopy , Spectroscopy Supplies , Spectroscopy, UV , UV/Visible (UV/VIS) Spectroscopy , 分析/色谱 , 分析试剂 |  | Hellma 540.110-QS,75x10 mm,Suprasil ® quartz,200-2500 nm spectral range,2800 μL,8 mm | , |  |  | Hellma 540.110-QS,75x10 mm,Suprasil ® quartz,200-2500 nm spectral range,2800 μL,8 mm
,Suprasil ® quartz, I.D. 8 mm, limit 200-2500 nm spectral range, chamber volume 2800 μL,,,,, | Z803316 |  | Fluka | Hellma ® cuvettes for light-scattering measurements |  | ,,,, | Cuvettes , Cuvettes for Special Application , Hellma , Hellma Light Scattering Cuvettes , Labware , Manufacturer Browser , Spectroscopy , Spectroscopy Supplies , Spectroscopy, UV , UV/Visible (UV/VIS) Spectroscopy , 分析/色谱 , 分析试剂 |  | Hellma 540.111-QS,75x10 mm,Suprasil ® quartz,200-2500 nm spectral range,2800 μL,8 mm | , |  |  | Hellma 540.111-QS,75x10 mm,Suprasil ® quartz,200-2500 nm spectral range,2800 μL,8 mm
,Suprasil ® quartz, I.D. 18 mm, limit 200-2500 nm spectral range, chamber volume 14000 μL,,,,, | Z803413 |  | Fluka | Hellma ® cuvettes for light-scattering measurements |  | ,,,, | Cuvettes , Cuvettes for Special Application , Hellma , Hellma Light Scattering Cuvettes , Labware , Manufacturer Browser , Spectroscopy , Spectroscopy Supplies , Spectroscopy, UV , UV/Visible (UV/VIS) Spectroscopy , 分析/色谱 , 分析试剂 |  | Hellma 540.135-QS,75x20 mm,Suprasil ® quartz,200-2500 nm spectral range,14000 μL,18 mm | , |  |  | Hellma 540.135-QS,75x20 mm,Suprasil ® quartz,200-2500 nm spectral range,14000 μL,18 mm
Hellma ® absorption cuvettes, Micro,Suprasil ® quartz, limit 200-2,500 nm spectral range, pathlength 10 mm, chamber volume 300 μL,,,,, | Z600598 |  | Sigma | Hellma ® 微型吸收比色皿 |  | ,,,, | Absorption Cells , Cuvettes , Hellma , Hellma Micro Absorption Cuvettes , Labware , Manufacturer Browser , Quartz and Glass Cuvettes , Spectroscopy , Spectroscopy Supplies , Spectroscopy, UV , UV/Visible (UV/VIS) Spectroscopy , 分析/色谱 , 分析试剂 |  | Hellma 105-QS,with 2 polished windows,Suprasil ® quartz,200-2,500 nm spectral range,300 μL,10 mm,25 mm × 12.5 mm × 12.5 mm | , |  |  | Hellma 105-QS,with 2 polished windows,Suprasil ® quartz,200-2,500 nm spectral range,300 μL,10 mm,25 mm × 12.5 mm × 12.5 mm
Hellma ® absorption cuvettes, Micro,Suprasil ® quartz, limit 200-2,500 nm spectral range, pathlength 10 mm, chamber volume 300 μL,,,,, | Z600601 |  | Sigma | Hellma ® 微型吸收比色皿 |  | ,,,, | Absorption Cells , Cuvettes , Hellma , Hellma Micro Absorption Cuvettes , Labware , Manufacturer Browser , Quartz and Glass Cuvettes , Spectroscopy , Spectroscopy Supplies , Spectroscopy, UV , UV/Visible (UV/VIS) Spectroscopy , 分析/色谱 , 分析试剂 |  | Hellma 105-QS,with 2 polished windows,Suprasil ® quartz,200-2,500 nm spectral range,300 μL,10 mm,25 mm × 12.5 mm × 12.5 mm | , |  |  | Hellma 105-QS,with 2 polished windows,Suprasil ® quartz,200-2,500 nm spectral range,300 μL,10 mm,25 mm × 12.5 mm × 12.5 mm
Hellma ® absorption cuvettes, Micro,Suprasil ® quartz, limit 200-2,500 nm spectral range, pathlength 10 mm, chamber volume 300 μL,,,,, | Z600563 |  | Sigma | Hellma ® 微型吸收比色皿 |  | ,,,, | Absorption Cells , Cuvettes , Hellma , Hellma Micro Absorption Cuvettes , Labware , Manufacturer Browser , Quartz and Glass Cuvettes , Spectroscopy , Spectroscopy Supplies , Spectroscopy, UV , UV/Visible (UV/VIS) Spectroscopy , 分析/色谱 , 分析试剂 |  | Hellma 105B-QS,with 2 polished windows,Suprasil ® quartz,200-2,500 nm spectral range,300 μL,10 mm,25 mm × 12.5 mm × 12.5 mm | , |  |  | Hellma 105B-QS,with 2 polished windows,Suprasil ® quartz,200-2,500 nm spectral range,300 μL,10 mm,25 mm × 12.5 mm × 12.5 mm
Hellma ® absorption cuvettes, Micro,Suprasil ® quartz, limit 200-2,500 nm spectral range, pathlength 10 mm, chamber volume 400 μL,,,,, | Z600822 |  | Sigma | Hellma ® 微型吸收比色皿 |  | ,,,, | Absorption Cells , Cuvettes , Hellma , Hellma Micro Absorption Cuvettes , Labware , Manufacturer Browser , Quartz and Glass Cuvettes , Spectroscopy , Spectroscopy Supplies , Spectroscopy, UV , UV/Visible (UV/VIS) Spectroscopy , 分析/色谱 , 分析试剂 |  | Hellma 115-QS,with 2 polished windows,Suprasil ® quartz,200-2,500 nm spectral range,400 μL,10 mm,40 mm × 12.5 mm × 12.5 mm | , |  |  | Hellma 115-QS,with 2 polished windows,Suprasil ® quartz,200-2,500 nm spectral range,400 μL,10 mm,40 mm × 12.5 mm × 12.5 mm
Hellma ® absorption cuvettes, Micro,Suprasil ® quartz, limit 200-2,500 nm spectral range, pathlength 10 mm, chamber volume 400 μL,,,,, | Z600806 |  | Sigma | Hellma ® 微型吸收比色皿 |  | ,,,, | Absorption Cells , Cuvettes , Hellma , Hellma Micro Absorption Cuvettes , Labware , Manufacturer Browser , Quartz and Glass Cuvettes , Spectroscopy , Spectroscopy Supplies , Spectroscopy, UV , UV/Visible (UV/VIS) Spectroscopy , 分析/色谱 , 分析试剂 |  | Hellma 115B-QS,with 2 polished windows,Suprasil ® quartz,200-2,500 nm spectral range,400 μL,10 mm,40 mm × 12.5 mm × 12.5 mm | , |  |  | Hellma 115B-QS,with 2 polished windows,Suprasil ® quartz,200-2,500 nm spectral range,400 μL,10 mm,40 mm × 12.5 mm × 12.5 mm
Hellma ® absorption cuvettes, Micro,Suprasil ® quartz, limit 200-2,500 nm spectral range, pathlength 10 mm, chamber volume 700 μL,,,,, | Z600210 |  | Sigma | Hellma ® 微型吸收比色皿 |  | ,,,, | Absorption Cells , Cuvettes , Hellma , Hellma Micro Absorption Cuvettes , Labware , Manufacturer Browser , Quartz and Glass Cuvettes , Spectroscopy , Spectroscopy Supplies , Spectroscopy, UV , UV/Visible (UV/VIS) Spectroscopy , 分析/色谱 , 分析试剂 |  | Hellma 104.002-QS,with 2 polished windows,Suprasil ® quartz,200-2,500 nm spectral range,700 μL,10 mm,45 mm × 12.5 mm × 12.5 mm | , |  |  | Hellma 104.002-QS,with 2 polished windows,Suprasil ® quartz,200-2,500 nm spectral range,700 μL,10 mm,45 mm × 12.5 mm × 12.5 mm
Hellma ® absorption cuvettes, Micro,Suprasil ® quartz, limit 200-2,500 nm spectral range, pathlength 10 mm, chamber volume 700 μL,,,,, | Z600199 |  | Sigma | Hellma ® 微型吸收比色皿 |  | ,,,, | Absorption Cells , Cuvettes , Hellma , Hellma Micro Absorption Cuvettes , Labware , Manufacturer Browser , Quartz and Glass Cuvettes , Spectroscopy , Spectroscopy Supplies , Spectroscopy, UV , UV/Visible (UV/VIS) Spectroscopy , 分析/色谱 , 分析试剂 |  | Hellma 104.002B-QS,with 2 polished windows,Suprasil ® quartz,200-2,500 nm spectral range,700 μL,10 mm,45 mm × 12.5 mm × 12.5 mm | , |  |  | Hellma 104.002B-QS,with 2 polished windows,Suprasil ® quartz,200-2,500 nm spectral range,700 μL,10 mm,45 mm × 12.5 mm × 12.5 mm
Hellma ® absorption cuvettes, Micro,Suprasil ® quartz, limit 200-2500 nm spectral range, pathlength 1 mm, chamber volume 350 μL,,,,, | Z800015 |  | Fluka | Hellma ® 微型吸收比色皿 |  | ,,,, | Absorption Cells , Cuvettes , Hellma , Hellma Micro Absorption Cuvettes , Labware , Manufacturer Browser , Quartz and Glass Cuvettes , Spectroscopy , Spectroscopy Supplies , Spectroscopy, UV , UV/Visible (UV/VIS) Spectroscopy , 分析/色谱 , 分析试剂 |  | Suprasil ® quartz,Hellma 110-QS,with 2 polished windows,PTFE stopper,200-2500 nm spectral range,350 μL,1 mm,52 mm × 12.5 mm × 3.5 mm | , |  |  | Suprasil ® quartz,Hellma 110-QS,with 2 polished windows,PTFE stopper,200-2500 nm spectral range,350 μL,1 mm,52 mm × 12.5 mm × 3.5 mm
Hellma ® absorption cuvettes, Micro,Suprasil ® quartz, limit 200-2500 nm spectral range, pathlength 2 mm, chamber volume 700 μL,,,,, | Z800120 |  | Fluka | Hellma ® 微型吸收比色皿 |  | ,,,, | Absorption Cells , Cuvettes , Hellma , Hellma Micro Absorption Cuvettes , Labware , Manufacturer Browser , Quartz and Glass Cuvettes , Spectroscopy , Spectroscopy Supplies , Spectroscopy, UV , UV/Visible (UV/VIS) Spectroscopy , 分析/色谱 , 分析试剂 |  | Suprasil ® quartz,Hellma 110-QS,with 2 polished windows,PTFE stopper,200-2500 nm spectral range,700 μL,2 mm,45 mm × 12.5 mm × 4.5 mm | , |  |  | Suprasil ® quartz,Hellma 110-QS,with 2 polished windows,PTFE stopper,200-2500 nm spectral range,700 μL,2 mm,45 mm × 12.5 mm × 4.5 mm
Hellma ® absorption cuvettes, Micro,Suprasil ® quartz, limit 200-2500 nm spectral range, pathlength 5 mm, chamber volume 1750 μL,,,,, | Z800244 |  | Fluka | Hellma ® 微型吸收比色皿 |  | ,,,, | Absorption Cells , Cuvettes , Hellma , Hellma Micro Absorption Cuvettes , Labware , Manufacturer Browser , Quartz and Glass Cuvettes , Spectroscopy , Spectroscopy Supplies , Spectroscopy, UV , UV/Visible (UV/VIS) Spectroscopy , 分析/色谱 , 分析试剂 |  | Suprasil ® quartz,Hellma 100-QS,with 2 polished windows,PTFE lid,200-2500 nm spectral range,1750 μL,5 mm,45 mm × 12.5 mm × 7.5 mm | , |  |  | Suprasil ® quartz,Hellma 100-QS,with 2 polished windows,PTFE lid,200-2500 nm spectral range,1750 μL,5 mm,45 mm × 12.5 mm × 7.5 mm
,optical glass, limit 320-2,500 nm spectral range, pathlength 10 mm, chamber volume 700 μL,,,,, | Z802867 |  | Fluka | Hellma ® absorption cuvettes, standard cells, Micro |  | ,,,, | Absorption Cells , Cuvettes , Hellma , Hellma Micro Absorption Cuvettes , Labware , Manufacturer Browser , Quartz and Glass Cuvettes , Spectroscopy , Spectroscopy Supplies , Spectroscopy, UV , UV/Visible (UV/VIS) Spectroscopy , 分析/色谱 , 分析试剂 |  | Hellma 104.002-OS,optical glass,320-2,500 nm spectral range,700 μL,10 mm,45 mm × 12.5 mm × 12.5 mm | , |  |  | Hellma 104.002-OS,optical glass,320-2,500 nm spectral range,700 μL,10 mm,45 mm × 12.5 mm × 12.5 mm
,Suprasil ® quartz, limit 200-2500 nm spectral range, pathlength 10x2 mm, chamber volume 400 μL,,,,, | Z802778 |  | Fluka | Hellma ® fluorescence cuvettes, Micro |  | ,,,, | Cuvettes , Cuvettes for Fluorescence/Luminescence , Fluorescence Cells , Fluorescence/Luminescence Spectroscopy , Hellma , Hellma Micro Fluorescense Cuvettes , Labware , Manufacturer Browser , Spectroscopy , Spectroscopy Supplies , Spectroscopy, UV , UV/Visible (UV/VIS) Spectroscopy , 分析/色谱 , 分析试剂 |  | Hellma 115F-QS,4 windows,Suprasil ® quartz,200-2500 nm spectral range,400 μL,10x2 mm,40 mm × 12.5 mm × 12.5 mm | , |  |  | Hellma 115F-QS,4 windows,Suprasil ® quartz,200-2500 nm spectral range,400 μL,10x2 mm,40 mm × 12.5 mm × 12.5 mm
,Suprasil ® quartz, limit 200-2500 nm spectral range, pathlength 10x2 mm, chamber volume 700 μL,,,,, | Z802875 |  | Fluka | Hellma ® fluorescence cuvettes, Micro |  | ,,,, | Cuvettes , Cuvettes for Fluorescence/Luminescence , Fluorescence Cells , Fluorescence/Luminescence Spectroscopy , Hellma , Hellma Micro Fluorescense Cuvettes , Labware , Manufacturer Browser , Spectroscopy , Spectroscopy Supplies , Spectroscopy, UV , UV/Visible (UV/VIS) Spectroscopy , 分析/色谱 , 分析试剂 |  | Hellma 104.002F-QS,4 windows,Suprasil ® quartz,200-2500 nm spectral range,700 μL,10x2 mm,45 mm × 12.5 mm × 12.5 nm | , |  |  | Hellma 104.002F-QS,4 windows,Suprasil ® quartz,200-2500 nm spectral range,700 μL,10x2 mm,45 mm × 12.5 mm × 12.5 nm
,to check photometric accuracy,,,,, | Z800716 |  | Fluka | Hellma ® reference plate for qualifying microplate readers |  | ,,,, | Analytical Standards , Hellma , Hellma Reference Plate for Qualifying Microplate Readers , Labware , Manufacturer Browser , Spectroscopy , UV/Vis and Fluorescence , 分析/色谱 |  | (666-R013) | , |  |  | (666-R013)
,to check photometric accuracy and wavelength accuracy,,,,, | Z800813 |  | Fluka | Hellma ® reference plate for qualifying microplate readers |  | ,,,, | Analytical Standards , Hellma , Hellma Reference Plate for Qualifying Microplate Readers , Labware , Manufacturer Browser , Spectroscopy , UV/Vis and Fluorescence , 分析/色谱 |  | (666-R113) | , |  |  | (666-R113)
Hellma ® absorption cuvettes, semi Micro,optical glass, limit 360-2,500 nm spectral range, pathlength 10 mm, chamber volume 1,400 μL,,,,, | Z600024 |  | Sigma | Hellma ® 半微量吸收比色皿 |  | ,,,, | Absorption Cells , Cuvettes , Hellma , Hellma Semi Micro Absorption Cuvettes , Labware , Manufacturer Browser , Quartz and Glass Cuvettes , Spectroscopy , Spectroscopy Supplies , Spectroscopy, UV , UV/Visible (UV/VIS) Spectroscopy , 分析/色谱 , 分析试剂 |  | Hellma 6040-OG,2 polished windows,optical glass,360-2,500 nm spectral range,1,400 μL,10 mm,45 mm × 12.5 mm × 12.5 mm | , |  |  | Hellma 6040-OG,2 polished windows,optical glass,360-2,500 nm spectral range,1,400 μL,10 mm,45 mm × 12.5 mm × 12.5 mm
Hellma ® absorption cuvettes, semi Micro,Herasil quartz, limit 260-2,500 nm spectral range, pathlength 10 mm, chamber volume 1,400 μL,,,,, | Z600075 |  | Sigma | Hellma ® 半微量吸收比色皿 |  | ,,,, | Absorption Cells , Cuvettes , Hellma , Hellma Semi Micro Absorption Cuvettes , Labware , Manufacturer Browser , Quartz and Glass Cuvettes , Spectroscopy , Spectroscopy Supplies , Spectroscopy, UV , UV/Visible (UV/VIS) Spectroscopy , 分析/色谱 , 分析试剂 |  | Hellma 6040-UV,2 polished windows,Herasil quartz,260-2,500 nm spectral range,1,400 μL,10 mm,45 mm × 12.5 mm × 12.5 mm | , |  |  | Hellma 6040-UV,2 polished windows,Herasil quartz,260-2,500 nm spectral range,1,400 μL,10 mm,45 mm × 12.5 mm × 12.5 mm
Hellma ® absorption cuvettes, semi Micro,Suprasil ® quartz, limit 200-2,500 nm spectral range, pathlength 10 mm, chamber volume 1,400 μL,,,,, | Z600288 |  | Sigma | Hellma ® 半微量吸收比色皿 |  | ,,,, | Absorption Cells , Cuvettes , Hellma , Hellma Semi Micro Absorption Cuvettes , Labware , Manufacturer Browser , Quartz and Glass Cuvettes , Spectroscopy , Spectroscopy Supplies , Spectroscopy, UV , UV/Visible (UV/VIS) Spectroscopy , 分析/色谱 , 分析试剂 |  | Hellma 104-QS,2 polished windows,Suprasil ® quartz,200-2,500 nm spectral range,1,400 μL,10 mm,45 mm × 12.5 mm × 12.5 mm | , |  |  | Hellma 104-QS,2 polished windows,Suprasil ® quartz,200-2,500 nm spectral range,1,400 μL,10 mm,45 mm × 12.5 mm × 12.5 mm
Hellma ® absorption cuvettes, semi Micro,Suprasil ® quartz, limit 200-2,500 nm spectral range, pathlength 10 mm, chamber volume 1,400 μL,,,,, | Z600237 |  | Sigma | Hellma ® 半微量吸收比色皿 |  | ,,,, | Absorption Cells , Cuvettes , Hellma , Hellma Semi Micro Absorption Cuvettes , Labware , Manufacturer Browser , Quartz and Glass Cuvettes , Spectroscopy , Spectroscopy Supplies , Spectroscopy, UV , UV/Visible (UV/VIS) Spectroscopy , 分析/色谱 , 分析试剂 |  | Hellma 104B-QS,2 polished windows,Suprasil ® quartz,200-2,500 nm spectral range,1,400 μL,10 mm,45 mm × 12.5 mm × 12.5 mm | , |  |  | Hellma 104B-QS,2 polished windows,Suprasil ® quartz,200-2,500 nm spectral range,1,400 μL,10 mm,45 mm × 12.5 mm × 12.5 mm
Hellma ® absorption cuvettes, semi Micro,optical glass, limit 320-2500 nm spectral range, pathlength 50 mm, chamber volume 7000 μL,,,,, | Z800899 |  | Fluka | Hellma ® 半微量吸收比色皿 |  | ,,,, | Absorption Cells , Cuvettes , Hellma , Hellma Semi Micro Absorption Cuvettes , Labware , Manufacturer Browser , Quartz and Glass Cuvettes , Spectroscopy , Spectroscopy Supplies , Spectroscopy, UV , UV/Visible (UV/VIS) Spectroscopy , 分析/色谱 , 分析试剂 |  | Hellma 104-OS,2 polished windows,optical glass,320-2500 nm spectral range,7000 μL,50 mm,45 mm × 12.5 mm × 52.5 mm | , |  |  | Hellma 104-OS,2 polished windows,optical glass,320-2500 nm spectral range,7000 μL,50 mm,45 mm × 12.5 mm × 52.5 mm
Hellma ® absorption cuvettes, semi Micro,Suprasil ® quartz, limit 200-2,500 nm spectral range, pathlength 10 mm, chamber volume 1,400 μL,,,,, | Z801429 |  | Fluka | Hellma ® 半微量吸收比色皿 |  | ,,,, | Absorption Cells , Cuvettes , Hellma , Hellma Semi Micro Absorption Cuvettes , Labware , Manufacturer Browser , Quartz and Glass Cuvettes , Spectroscopy , Spectroscopy Supplies , Spectroscopy, UV , UV/Visible (UV/VIS) Spectroscopy , 分析/色谱 , 分析试剂 |  | Hellma 117.104-QS,2 polished windows,Suprasil ® quartz,200-2,500 nm spectral range,1,400 μL,10 mm,56 mm × 12.5 mm × 12.5 mm | , |  |  | Hellma 117.104-QS,2 polished windows,Suprasil ® quartz,200-2,500 nm spectral range,1,400 μL,10 mm,56 mm × 12.5 mm × 12.5 mm
Hellma ® absorption cuvettes, standard cells, semi Micro,optical glass, limit 320-2,500 nm spectral range, pathlength 10 mm, chamber volume 1,400 μL,,,,, | Z801216 |  | Fluka | Hellma ® 吸收比色皿，半微量标准吸收池 |  | ,,,, | Absorption Cells , Cuvettes , Hellma , Hellma Semi Micro Absorption Cuvettes , Labware , Manufacturer Browser , Quartz and Glass Cuvettes , Spectroscopy , Spectroscopy Supplies , Spectroscopy, UV , UV/Visible (UV/VIS) Spectroscopy , 分析/色谱 , 分析试剂 |  | Hellma 104-OS,2 polished windows,optical glass,320-2,500 nm spectral range,1,400 μL,10 mm,45 mm × 12.5 mm × 12.5 mm | , |  |  | Hellma 104-OS,2 polished windows,optical glass,320-2,500 nm spectral range,1,400 μL,10 mm,45 mm × 12.5 mm × 12.5 mm
Hellma ® fluorescence cuvettes, semi Micro,Suprasil ® quartz, limit 200-2,500 nm spectral range, pathlength 10x4 mm, chamber volume 1,400 μL,,,,, | Z600253 |  | Sigma | Hellma ® 半微量荧光比色皿 |  | ,,,, | Cuvettes , Cuvettes for Fluorescence/Luminescence , Fluorescence Cells , Fluorescence/Luminescence Spectroscopy , Hellma , Hellma Semi Micro Fluorescence Cuvettes , Labware , Manufacturer Browser , Raman Quartz Cells , Spectroscopy , Spectroscopy Supplies , Spectroscopy, UV , UV/Visible (UV/VIS) Spectroscopy , 分析/色谱 , 分析试剂 |  | Hellma 104F-QS,with 4 polished windows,Suprasil ® quartz,200-2,500 nm spectral range,1,400 μL,10x4 mm,45 mm × 12.5 mm × 12.5 mm | , |  |  | Hellma 104F-QS,with 4 polished windows,Suprasil ® quartz,200-2,500 nm spectral range,1,400 μL,10x4 mm,45 mm × 12.5 mm × 12.5 mm
Hellma ® fluorescence cuvettes, semi Micro,Suprasil ® quartz, limit 200-2,500 nm spectral range, pathlength 10x4 mm, chamber volume 1400 μL,,,,, | Z600768 |  | Sigma | Hellma ® 半微量荧光比色皿 |  | ,,,, | Cuvettes , Cuvettes for Fluorescence/Luminescence , Fluorescence Cells , Fluorescence/Luminescence Spectroscopy , Hellma , Hellma Semi Micro Fluorescence Cuvettes , Labware , Manufacturer Browser , Raman Quartz Cells , Spectroscopy , Spectroscopy Supplies , Spectroscopy, UV , UV/Visible (UV/VIS) Spectroscopy , 分析/色谱 , 分析试剂 |  | 1400 μL,Hellma 114F-QS,4 polished windows,Suprasil ® quartz,200-2,500 nm spectral range,1,400 μL,10x4 mm,46 mm × 12.5 mm × 12.5 mm | , |  |  | 1400 μL,Hellma 114F-QS,4 polished windows,Suprasil ® quartz,200-2,500 nm spectral range,1,400 μL,10x4 mm,46 mm × 12.5 mm × 12.5 mm
Hellma ® absorption cuvettes, standard cells, Macro,optical glass, limit 360-2,500 nm spectral range, pathlength 10 mm, chamber volume 3,500 μL,,,,, | Z600008 |  | Sigma | Hellma ® 吸收比色皿，大标准吸收池 |  | ,,,, | Absorption Cells , Cuvettes , Hellma , Hellma Standard Cells, Macro Absorption Cuvettes , Labware , Manufacturer Browser , Quartz and Glass Cuvettes , Spectroscopy , Spectroscopy Supplies , Spectroscopy, UV , UV/Visible (UV/VIS) Spectroscopy , 分析/色谱 , 分析试剂 |  | Hellma 6030-OG,2 polished windows,optical glass,360-2,500 nm spectral range,3,500 μL,10 mm,45 mm × 12.5 mm × 12.5 mm | , |  |  | Hellma 6030-OG,2 polished windows,optical glass,360-2,500 nm spectral range,3,500 μL,10 mm,45 mm × 12.5 mm × 12.5 mm
Hellma ® absorption cuvettes, standard cells, Macro,optical glass, limit 320-2,500 nm spectral range, pathlength 10 mm, chamber volume 3,500 μL,,,,, | Z600628 |  | Sigma | Hellma ® 吸收比色皿，大标准吸收池 |  | ,,,, | Absorption Cells , Cuvettes , Hellma , Hellma Standard Cells, Macro Absorption Cuvettes , Labware , Manufacturer Browser , Quartz and Glass Cuvettes , Spectroscopy , Spectroscopy Supplies , Spectroscopy, UV , UV/Visible (UV/VIS) Spectroscopy , 分析/色谱 , 分析试剂 |  | Hellma 110-OS,2 polished windows,optical glass,320-2,500 nm spectral range,3,500 μL,10 mm,46 mm × 12.5 mm × 12.5 mm | , |  |  | Hellma 110-OS,2 polished windows,optical glass,320-2,500 nm spectral range,3,500 μL,10 mm,46 mm × 12.5 mm × 12.5 mm
Hellma ® absorption cuvettes, standard cells, Macro,optical glass, limit 320-2,500 nm spectral range, pathlength 10 mm, chamber volume 3,500 μL,,,,, | Z600059 |  | Sigma | Hellma ® 吸收比色皿，大标准吸收池 |  | ,,,, | Absorption Cells , Cuvettes , Hellma , Hellma Standard Cells, Macro Absorption Cuvettes , Labware , Manufacturer Browser , Quartz and Glass Cuvettes , Spectroscopy , Spectroscopy Supplies , Spectroscopy, UV , UV/Visible (UV/VIS) Spectroscopy , 分析/色谱 , 分析试剂 |  | Hellma 100-OS,2 polished windows,optical glass,320-2,500 nm spectral range,3,500 μL,10 mm,45 mm × 12.5 mm × 12.5 mm | , |  |  | Hellma 100-OS,2 polished windows,optical glass,320-2,500 nm spectral range,3,500 μL,10 mm,45 mm × 12.5 mm × 12.5 mm
Hellma ® absorption cuvettes, standard cells, Macro,optical glass, limit 320-2,500 nm spectral range, pathlength 50 mm, chamber volume 17,500 μL,,,,, | Z627089 |  | Sigma | Hellma ® 吸收比色皿，大标准吸收池 |  | ,,,, | Absorption Cells , Cuvettes , Hellma , Hellma Standard Cells, Macro Absorption Cuvettes , Labware , Manufacturer Browser , Quartz and Glass Cuvettes , Spectroscopy , Spectroscopy Supplies , Spectroscopy, UV , UV/Visible (UV/VIS) Spectroscopy , 分析/色谱 , 分析试剂 |  | Hellma 100-OS,2 polished windows,optical glass,320-2,500 nm spectral range,17,500 μL,50 mm,45 mm × 12.5 mm × 52.5 mm | , |  |  | Hellma 100-OS,2 polished windows,optical glass,320-2,500 nm spectral range,17,500 μL,50 mm,45 mm × 12.5 mm × 52.5 mm
Hellma ® absorption cuvettes, standard cells, Macro,optical glass, limit 320-2500 nm spectral range, pathlength 1 mm, chamber volume 350 μL,,,,, | Z802689 |  | Fluka | Hellma ® 吸收比色皿，大标准吸收池 |  | ,,,, | Absorption Cells , Cuvettes , Hellma , Hellma Standard Cells, Macro Absorption Cuvettes , Labware , Manufacturer Browser , Quartz and Glass Cuvettes , Spectroscopy , UV/Visible (UV/VIS) Spectroscopy , 分析/色谱 , 分析试剂 |  | (100-OS),2 polished windows,optical glass,320-2500 nm spectral range,350 μL,1 mm,45 mm × 12.5 mm × 3.5 mm | , |  |  | (100-OS),2 polished windows,optical glass,320-2500 nm spectral range,350 μL,1 mm,45 mm × 12.5 mm × 3.5 mm
Hellma ® absorption cuvettes, standard cells, Macro,Suprasil ® quartz, limit 200-2500 nm spectral range, pathlength 100 mm, chamber volume 35000 μL,,,,, | Z803545 |  | Fluka | Hellma ® 吸收比色皿，大标准吸收池 |  | ,,,, | Absorption Cells , Cuvettes , Hellma , Hellma Standard Cells, Macro Absorption Cuvettes , Labware , Manufacturer Browser , Quartz and Glass Cuvettes , Spectroscopy , UV/Visible (UV/VIS) Spectroscopy , 分析/色谱 , 分析试剂 |  | (110-QS),2 polished windows,Suprasil ® quartz,200-2500 nm spectral range,35000 μL,100 mm,46 mm × 12.5 mm × 102.5 mm | , |  |  | (110-QS),2 polished windows,Suprasil ® quartz,200-2500 nm spectral range,35000 μL,100 mm,46 mm × 12.5 mm × 102.5 mm
Hellma ® absorption cuvettes, standard cells, Macro,Suprasil ® quartz, limit 200-2500 nm spectral range, pathlength 40 mm, chamber volume 14000 μL,,,,, | Z803448 |  | Fluka | Hellma ® 吸收比色皿，大标准吸收池 |  | ,,,, | Absorption Cells , Cuvettes , Hellma , Hellma Standard Cells, Macro Absorption Cuvettes , Labware , Manufacturer Browser , Quartz and Glass Cuvettes , Spectroscopy , UV/Visible (UV/VIS) Spectroscopy , 分析/色谱 , 分析试剂 |  | (110-QS),2 polished windows,Suprasil ® quartz,200-2500 nm spectral range,14000 μL,40 mm,46 mm × 12.5 mm × 42.5 mm | , |  |  | (110-QS),2 polished windows,Suprasil ® quartz,200-2500 nm spectral range,14000 μL,40 mm,46 mm × 12.5 mm × 42.5 mm
Hellma ® absorption cuvettes, standard cells, Macro,Suprasil ® quartz, limit 200-2500 nm spectral range, pathlength 5 mm, chamber volume 1750 μL,,,,, | Z803332 |  | Fluka | Hellma ® 吸收比色皿，大标准吸收池 |  | ,,,, | Absorption Cells , Cuvettes , Hellma , Hellma Standard Cells, Macro Absorption Cuvettes , Labware , Manufacturer Browser , Quartz and Glass Cuvettes , Spectroscopy , UV/Visible (UV/VIS) Spectroscopy , 分析/色谱 , 分析试剂 |  | (100-QS),2 polished windows,Suprasil ® quartz,200-2500 nm spectral range,1750 μL,5 mm,45 m 2 × 12.5 mm × 7.5 mm | , |  |  | (100-QS),2 polished windows,Suprasil ® quartz,200-2500 nm spectral range,1750 μL,5 mm,45 m 2 × 12.5 mm × 7.5 mm
Hellma ® absorption cuvettes, standard cells, Macro,Suprasil ® quartz, limit 200-2500 nm spectral range, pathlength 2 mm, chamber volume 700 μL,,,,, | Z803227 |  | Fluka | Hellma ® 吸收比色皿，大标准吸收池 |  | ,,,, | Absorption Cells , Cuvettes , Hellma , Hellma Standard Cells, Macro Absorption Cuvettes , Labware , Manufacturer Browser , Quartz and Glass Cuvettes , Spectroscopy , UV/Visible (UV/VIS) Spectroscopy , 分析/色谱 , 分析试剂 |  | (100-QS),2 polished windows,Suprasil ® quartz,200-2500 nm spectral range,700 μL,2 mm,45 mm × 12.5 mm × 4.5 mm | , |  |  | (100-QS),2 polished windows,Suprasil ® quartz,200-2500 nm spectral range,700 μL,2 mm,45 mm × 12.5 mm × 4.5 mm
Hellma ® absorption cuvettes, standard cells, Macro,Suprasil ® quartz, limit 200-2500 nm spectral range, pathlength 1 mm, chamber volume 350 μL,,,,, | Z803111 |  | Fluka | Hellma ® 吸收比色皿，大标准吸收池 |  | ,,,, | Absorption Cells , Cuvettes , Hellma , Hellma Standard Cells, Macro Absorption Cuvettes , Labware , Manufacturer Browser , Quartz and Glass Cuvettes , Spectroscopy , UV/Visible (UV/VIS) Spectroscopy , 分析/色谱 , 分析试剂 |  | (100-QS),2 polished windows,Suprasil ® quartz,200-2500 nm spectral range,350 μL,1 mm,45 mm × 12.5 mm × 3.5 mm | , |  |  | (100-QS),2 polished windows,Suprasil ® quartz,200-2500 nm spectral range,350 μL,1 mm,45 mm × 12.5 mm × 3.5 mm
Hellma ® absorption cuvettes, standard cells, Macro,optical glass, limit 320-2500 nm spectral range, pathlength 100 mm, chamber volume 35000 μL,,,,, | Z803006 |  | Fluka | Hellma ® 吸收比色皿，大标准吸收池 |  | ,,,, | Absorption Cells , Cuvettes , Hellma , Hellma Standard Cells, Macro Absorption Cuvettes , Labware , Manufacturer Browser , Quartz and Glass Cuvettes , Spectroscopy , UV/Visible (UV/VIS) Spectroscopy , 分析/色谱 , 分析试剂 |  | (100-OS),2 polished windows,optical glass,320-2500 nm spectral range,35000 μL,100 mm,45 mm × 12.5 mm × 102.5 mm | , |  |  | (100-OS),2 polished windows,optical glass,320-2500 nm spectral range,35000 μL,100 mm,45 mm × 12.5 mm × 102.5 mm
Hellma ® absorption cuvettes, standard cells, Macro,optical glass, limit 320-2500 nm spectral range, pathlength 5 mm, chamber volume 1750 μL,,,,, | Z802891 |  | Fluka | Hellma ® 吸收比色皿，大标准吸收池 |  | ,,,, | Absorption Cells , Cuvettes , Hellma , Hellma Standard Cells, Macro Absorption Cuvettes , Labware , Manufacturer Browser , Quartz and Glass Cuvettes , Spectroscopy , UV/Visible (UV/VIS) Spectroscopy , 分析/色谱 , 分析试剂 |  | (100-OS),2 polished windows,optical glass,320-2500 nm spectral range,1750 μL,5 mm,45 mm × 12.5 mm × 7.5 mm | , |  |  | (100-OS),2 polished windows,optical glass,320-2500 nm spectral range,1750 μL,5 mm,45 mm × 12.5 mm × 7.5 mm
Hellma ® absorption cuvettes, standard cells, Macro,optical glass, limit 320-2500 nm spectral range, pathlength 2 mm, chamber volume 700 μL,,,,, | Z802794 |  | Fluka | Hellma ® 吸收比色皿，大标准吸收池 |  | ,,,, | Absorption Cells , Cuvettes , Hellma , Hellma Standard Cells, Macro Absorption Cuvettes , Labware , Manufacturer Browser , Quartz and Glass Cuvettes , Spectroscopy , UV/Visible (UV/VIS) Spectroscopy , 分析/色谱 , 分析试剂 |  | (100-OS),2 polished windows,optical glass,320-2500 nm spectral range,700 μL,2 mm,45 mm × 12.5 mm × 4.5 mm | , |  |  | (100-OS),2 polished windows,optical glass,320-2500 nm spectral range,700 μL,2 mm,45 mm × 12.5 mm × 4.5 mm
Hellma ® absorption cuvettes, standard cells, Macro,Herasil quartz, limit 260-2,500 nm spectral range, pathlength 10 mm, chamber volume 3,500 μL,,,,, | Z626902 |  | Sigma | Hellma ® 吸收比色皿，大标准吸收池 |  | ,,,, | Absorption Cells , Cuvettes , Hellma , Hellma Standard Cells, Macro Absorption Cuvettes , Labware , Manufacturer Browser , Quartz and Glass Cuvettes , Spectroscopy , Spectroscopy Supplies , Spectroscopy, UV , UV/Visible (UV/VIS) Spectroscopy , 分析/色谱 , 分析试剂 |  | Hellma 6030-UV,2 polished windows,Herasil quartz,260-2,500 nm spectral range,3,500 μL,10 mm,45 mm × 12.5 mm × 12.5 mm | , |  |  | Hellma 6030-UV,2 polished windows,Herasil quartz,260-2,500 nm spectral range,3,500 μL,10 mm,45 mm × 12.5 mm × 12.5 mm
Hellma ® absorption cuvettes, standard cells, Macro,Suprasil ® quartz, limit 200-2,500 nm spectral range, pathlength 10 mm, chamber volume 3,500 μL,,,,, | Z600091 |  | Sigma | Hellma ® 吸收比色皿，大标准吸收池 |  | ,,,, | Absorption Cells , Cuvettes , Hellma , Hellma Standard Cells, Macro Absorption Cuvettes , Labware , Manufacturer Browser , Quartz and Glass Cuvettes , Spectroscopy , Spectroscopy Supplies , Spectroscopy, UV , UV/Visible (UV/VIS) Spectroscopy , 分析/色谱 , 分析试剂 |  | Hellma 100-QS,2 polished windows,Suprasil ® quartz,200-2,500 nm spectral range,3,500 μL,10 mm,45 mm × 12.5 mm × 12.5 mm | , |  |  | Hellma 100-QS,2 polished windows,Suprasil ® quartz,200-2,500 nm spectral range,3,500 μL,10 mm,45 mm × 12.5 mm × 12.5 mm
Hellma ® absorption cuvettes, standard cells, Macro,Suprasil ® quartz, limit 200-2500 nm spectral range, pathlength 40 mm, chamber volume 14000 μL,,,,, | Z800457 |  | Fluka | Hellma ® 吸收比色皿，大标准吸收池 |  | ,,,, | Absorption Cells , Cuvettes , Hellma , Hellma Standard Cells, Macro Absorption Cuvettes , Labware , Manufacturer Browser , Quartz and Glass Cuvettes , Spectroscopy , Spectroscopy Supplies , Spectroscopy, UV , UV/Visible (UV/VIS) Spectroscopy , 分析/色谱 , 分析试剂 |  | Hellma 100-QS,2 polished windows,Suprasil ® quartz,200-2500 nm spectral range,14000 μL,40 mm,45 mm × 12.5 mm × 42.5 mm | , |  |  | Hellma 100-QS,2 polished windows,Suprasil ® quartz,200-2500 nm spectral range,14000 μL,40 mm,45 mm × 12.5 mm × 42.5 mm
Hellma ® absorption cuvettes, standard cells, Macro,Suprasil ® quartz, limit 200-2500 nm spectral range, pathlength 100 mm, chamber volume 35000 μL,,,,, | Z800570 |  | Fluka | Hellma ® 吸收比色皿，大标准吸收池 |  | ,,,, | Absorption Cells , Cuvettes , Hellma , Hellma Standard Cells, Macro Absorption Cuvettes , Labware , Manufacturer Browser , Quartz and Glass Cuvettes , Spectroscopy , Spectroscopy Supplies , Spectroscopy, UV , UV/Visible (UV/VIS) Spectroscopy , 分析/色谱 , 分析试剂 |  | Hellma 100-QS,2 polished windows,Suprasil ® quartz,200-2500 nm spectral range,35000 μL,100 mm,45 mm × 12.5 mm × 102.5 mm | , |  |  | Hellma 100-QS,2 polished windows,Suprasil ® quartz,200-2500 nm spectral range,35000 μL,100 mm,45 mm × 12.5 mm × 102.5 mm
Hellma ® absorption cuvettes, standard cells, Macro,optical glass, limit 320-2500 nm spectral range, pathlength 20 mm, chamber volume 7000 μL,,,,, | Z800686 |  | Fluka | Hellma ® 吸收比色皿，大标准吸收池 |  | ,,,, | Absorption Cells , Cuvettes , Hellma , Hellma Standard Cells, Macro Absorption Cuvettes , Labware , Manufacturer Browser , Quartz and Glass Cuvettes , Spectroscopy , Spectroscopy Supplies , Spectroscopy, UV , UV/Visible (UV/VIS) Spectroscopy , 分析/色谱 , 分析试剂 |  | Hellma 100-OS,2 polished windows,optical glass,320-2500 nm spectral range,7000 μL,20 mm,45 m × 12.5 mm × 22.5 mm | , |  |  | Hellma 100-OS,2 polished windows,optical glass,320-2500 nm spectral range,7000 μL,20 mm,45 m × 12.5 mm × 22.5 mm
Hellma ® absorption cuvettes, standard cells, Macro,optical glass, limit 320-2500 nm spectral range, pathlength 40 mm, chamber volume 14000 μL,,,,, | Z800783 |  | Fluka | Hellma ® 吸收比色皿，大标准吸收池 |  | ,,,, | Absorption Cells , Cuvettes , Hellma , Hellma Standard Cells, Macro Absorption Cuvettes , Labware , Manufacturer Browser , Quartz and Glass Cuvettes , Spectroscopy , Spectroscopy Supplies , Spectroscopy, UV , UV/Visible (UV/VIS) Spectroscopy , 分析/色谱 , 分析试剂 |  | Hellma 100-OS,2 polished windows,optical glass,320-2500 nm spectral range,14000 μL,40 mm,45 mm × 12.5 mm × 42.5 mm | , |  |  | Hellma 100-OS,2 polished windows,optical glass,320-2500 nm spectral range,14000 μL,40 mm,45 mm × 12.5 mm × 42.5 mm
Hellma ® absorption cuvettes, standard cells, Macro,optical glass, limit 360-2500 nm spectral range, pathlength 20 mm, chamber volume 7000 μL,,,,, | Z801003 |  | Fluka | Hellma ® 吸收比色皿，大标准吸收池 |  | ,,,, | Absorption Cells , Cuvettes , Hellma , Hellma Standard Cells, Macro Absorption Cuvettes , Labware , Manufacturer Browser , Quartz and Glass Cuvettes , Spectroscopy , Spectroscopy Supplies , Spectroscopy, UV , UV/Visible (UV/VIS) Spectroscopy , 分析/色谱 , 分析试剂 |  | Hellma 6030-OG,2 polished windows,optical glass,360-2500 nm spectral range,7000 μL,20 mm,45 mm × 12.5 mm × 22.5 mm | , |  |  | Hellma 6030-OG,2 polished windows,optical glass,360-2500 nm spectral range,7000 μL,20 mm,45 mm × 12.5 mm × 22.5 mm
Hellma ® absorption cuvettes, standard cells, Macro,optical glass, limit 360-2500 nm spectral range, pathlength 40 mm, chamber volume 14000 μL,,,,, | Z801119 |  | Fluka | Hellma ® 吸收比色皿，大标准吸收池 |  | ,,,, | Absorption Cells , Cuvettes , Hellma , Hellma Standard Cells, Macro Absorption Cuvettes , Labware , Manufacturer Browser , Quartz and Glass Cuvettes , Spectroscopy , Spectroscopy Supplies , Spectroscopy, UV , UV/Visible (UV/VIS) Spectroscopy , 分析/色谱 , 分析试剂 |  | Hellma 6030-OG,2 polished windows,optical glass,360-2500 nm spectral range,14000 μL,40 mm,45 mm × 12.5 mm × 42.5 mm | , |  |  | Hellma 6030-OG,2 polished windows,optical glass,360-2500 nm spectral range,14000 μL,40 mm,45 mm × 12.5 mm × 42.5 mm
Hellma ® absorption cuvettes, standard cells, Macro,Suprasil ® quartz, limit 200-2,500 nm spectral range, pathlength 20 mm, chamber volume 7,000 μL,,,,, | Z600113 |  | Sigma | Hellma ® 吸收比色皿，大标准吸收池 |  | ,,,, | Absorption Cells , Cuvettes , Hellma , Hellma Standard Cells, Macro Absorption Cuvettes , Labware , Manufacturer Browser , Quartz and Glass Cuvettes , Spectroscopy , Spectroscopy Supplies , Spectroscopy, UV , UV/Visible (UV/VIS) Spectroscopy , 分析/色谱 , 分析试剂 |  | Hellma 100-QS,2 polished windows,Suprasil ® quartz,200-2,500 nm spectral range,7,000 μL,20 mm,45 mm × 12.5 mm × 22.5 mm | , |  |  | Hellma 100-QS,2 polished windows,Suprasil ® quartz,200-2,500 nm spectral range,7,000 μL,20 mm,45 mm × 12.5 mm × 22.5 mm
Hellma ® absorption cuvettes, standard cells, Macro,Suprasil ® quartz, limit 200-2,500 nm spectral range, pathlength 50 mm, chamber volume 17,500 μL,,,,, | Z600148 |  | Sigma | Hellma ® 吸收比色皿，大标准吸收池 |  | ,,,, | Absorption Cells , Cuvettes , Hellma , Hellma Standard Cells, Macro Absorption Cuvettes , Labware , Manufacturer Browser , Quartz and Glass Cuvettes , Spectroscopy , Spectroscopy Supplies , Spectroscopy, UV , UV/Visible (UV/VIS) Spectroscopy , 分析/色谱 , 分析试剂 |  | Hellma 100-QS,2 polished windows,Suprasil ® quartz,200-2,500 nm spectral range,17,500 μL,50 mm,45 mm × 12.5 mm × 52.5 mm | , |  |  | Hellma 100-QS,2 polished windows,Suprasil ® quartz,200-2,500 nm spectral range,17,500 μL,50 mm,45 mm × 12.5 mm × 52.5 mm
Hellma ® absorption cuvettes, standard cells, Macro,Suprasil ® quartz, limit 200-2,500 nm spectral range, pathlength 10 mm, chamber volume 3,500 μL,,,,, | Z600644 |  | Sigma | Hellma ® 吸收比色皿，大标准吸收池 |  | ,,,, | Absorption Cells , Cuvettes , Hellma , Hellma Standard Cells, Macro Absorption Cuvettes , Labware , Manufacturer Browser , Quartz and Glass Cuvettes , Spectroscopy , Spectroscopy Supplies , Spectroscopy, UV , UV/Visible (UV/VIS) Spectroscopy , 分析/色谱 , 分析试剂 |  | Hellma 110-QS,2 polished windows,Suprasil ® quartz,200-2,500 nm spectral range,3,500 μL,10 mm,46 mm × 12.5 mm × 12.5 mm | , |  |  | Hellma 110-QS,2 polished windows,Suprasil ® quartz,200-2,500 nm spectral range,3,500 μL,10 mm,46 mm × 12.5 mm × 12.5 mm
Hellma ® absorption cuvettes, standard cells, Macro,Suprasil ® quartz, limit 200-2,500 nm spectral range, pathlength 20 mm, chamber volume 7,000 μL,,,,, | Z600660 |  | Sigma | Hellma ® 吸收比色皿，大标准吸收池 |  | ,,,, | Absorption Cells , Cuvettes , Hellma , Hellma Standard Cells, Macro Absorption Cuvettes , Labware , Manufacturer Browser , Quartz and Glass Cuvettes , Spectroscopy , Spectroscopy Supplies , Spectroscopy, UV , UV/Visible (UV/VIS) Spectroscopy , 分析/色谱 , 分析试剂 |  | Hellma 110-QS,2 polished windows,Suprasil ® quartz,200-2,500 nm spectral range,7,000 μL,20 mm,46 mm × 12.5 mm × 22.5 mm | , |  |  | Hellma 110-QS,2 polished windows,Suprasil ® quartz,200-2,500 nm spectral range,7,000 μL,20 mm,46 mm × 12.5 mm × 22.5 mm
Hellma ® absorption cuvettes, standard cells, Macro,Suprasil ® quartz, limit 200-2,500 nm spectral range, pathlength 50 mm, chamber volume 17,500 μL,,,,, | Z600687 |  | Sigma | Hellma ® 吸收比色皿，大标准吸收池 |  | ,,,, | Absorption Cells , Cuvettes , Hellma , Hellma Standard Cells, Macro Absorption Cuvettes , Labware , Manufacturer Browser , Quartz and Glass Cuvettes , Spectroscopy , Spectroscopy Supplies , Spectroscopy, UV , UV/Visible (UV/VIS) Spectroscopy , 分析/色谱 , 分析试剂 |  | Hellma 110-QS,2 polished windows,Suprasil ® quartz,200-2,500 nm spectral range,17,500 μL,50 mm,46 mm × 12.5 mm × 52.5 mm | , |  |  | Hellma 110-QS,2 polished windows,Suprasil ® quartz,200-2,500 nm spectral range,17,500 μL,50 mm,46 mm × 12.5 mm × 52.5 mm
Hellma ® absorption cuvettes, standard cells, Macro,Suprasil ® 300 quartz, limit 200-3,500 nm spectral range, pathlength 10 mm, chamber volume 3,500 μL,,,,, | Z600156 |  | Sigma | Hellma ® 吸收比色皿，大标准吸收池 |  | ,,,, | Absorption Cells , Cuvettes , Hellma , Hellma Standard Cells, Macro Absorption Cuvettes , Labware , Manufacturer Browser , Quartz and Glass Cuvettes , Spectroscopy , Spectroscopy Supplies , Spectroscopy, UV , UV/Visible (UV/VIS) Spectroscopy , 分析/色谱 , 分析试剂 |  | Hellma 100-QX,2 polished windows,Suprasil ® 300 quartz,200-3,500 nm spectral range,3,500 μL,10 mm,45 mm × 12.5 mm × 12.5 mm | , |  |  | Hellma 100-QX,2 polished windows,Suprasil ® 300 quartz,200-3,500 nm spectral range,3,500 μL,10 mm,45 mm × 12.5 mm × 12.5 mm
Hellma ® absorption cuvettes, standard cells, Macro,Suprasil ® 300, limit 200-3500 nm spectral range, pathlength 2 mm, chamber volume 1400 μL,,,,, | Z801437 |  | Fluka | Hellma ® 吸收比色皿，大标准吸收池 |  | ,,,, | Absorption Cells , Cuvettes , Hellma , Hellma Standard Cells, Macro Absorption Cuvettes , Labware , Manufacturer Browser , Quartz and Glass Cuvettes , Spectroscopy , Spectroscopy Supplies , Spectroscopy, UV , UV/Visible (UV/VIS) Spectroscopy , 分析/色谱 , 分析试剂 |  | Hellma 404.000-QX,2 polished windows,Suprasil ® 300,200-3500 nm spectral range,1400 μL,2 mm,47.5 mm × 23.6 mm × 7.5 mm | , |  |  | Hellma 404.000-QX,2 polished windows,Suprasil ® 300,200-3500 nm spectral range,1400 μL,2 mm,47.5 mm × 23.6 mm × 7.5 mm
Hellma ® absorption cuvettes, standard cells, Macro,Suprasil ® 300 quartz, limit 200-3,500 nm spectral range, pathlength 10 mm, chamber volume 3,500 μL,,,,, | Z600695 |  | Sigma | Hellma ® 吸收比色皿，大标准吸收池 |  | ,,,, | Absorption Cells , Cuvettes , Hellma , Hellma Standard Cells, Macro Absorption Cuvettes , Labware , Manufacturer Browser , Quartz and Glass Cuvettes , Spectroscopy , Spectroscopy Supplies , Spectroscopy, UV , UV/Visible (UV/VIS) Spectroscopy , 分析/色谱 , 分析试剂 |  | Hellma 110-QX,2 polished windows,Suprasil ® 300 quartz,200-3,500 nm spectral range,3,500 μL,10 mm,46 mm × 12.5 mm × 12.5 mm | , |  |  | Hellma 110-QX,2 polished windows,Suprasil ® 300 quartz,200-3,500 nm spectral range,3,500 μL,10 mm,46 mm × 12.5 mm × 12.5 mm
Hellma ® absorption cuvettes, standard cells, Macro,Suprasil ® quartz, limit 200-2,500 nm spectral range, pathlength 10 mm, chamber volume 3,500 μL,,,,, | Z801313 |  | Fluka | Hellma ® 吸收比色皿，大标准吸收池 |  | ,,,, | Absorption Cells , Cuvettes , Hellma , Hellma Standard Cells, Macro Absorption Cuvettes , Labware , Manufacturer Browser , Quartz and Glass Cuvettes , Spectroscopy , Spectroscopy Supplies , Spectroscopy, UV , UV/Visible (UV/VIS) Spectroscopy , 分析/色谱 , 分析试剂 |  | Hellma 117.100-QS,2 polished windows,Suprasil ® quartz,200-2,500 nm spectral range,3,500 μL,10 mm,56 mm × 12.5 mm × 12.5 mm | , |  |  | Hellma 117.100-QS,2 polished windows,Suprasil ® quartz,200-2,500 nm spectral range,3,500 μL,10 mm,56 mm × 12.5 mm × 12.5 mm
Hellma ® absorption cuvettes, standard cells, Macro,optical glass, limit 360-2,500 nm spectral range, pathlength 50 mm, chamber volume 17,500 μL,,,,, | Z801542 |  | Fluka | Hellma ® 吸收比色皿，大标准吸收池 |  | ,,,, | Absorption Cells , Cuvettes , Hellma , Hellma Standard Cells, Macro Absorption Cuvettes , Labware , Manufacturer Browser , Quartz and Glass Cuvettes , Spectroscopy , Spectroscopy Supplies , Spectroscopy, UV , UV/Visible (UV/VIS) Spectroscopy , 分析/色谱 , 分析试剂 |  | Hellma 6030-OG,2 polished windows,optical glass,360-2,500 nm spectral range,17,500 μL,50 mm,45 mm × 12.5 mm × 52.5 mm | , |  |  | Hellma 6030-OG,2 polished windows,optical glass,360-2,500 nm spectral range,17,500 μL,50 mm,45 mm × 12.5 mm × 52.5 mm
Hellma ® absorption cuvettes, standard cells, Macro,Suprasil ® quartz, limit 200-2,500 nm spectral range, pathlength 10 mm, chamber volume 3,500 μL,,,,, | Z802751 |  | Fluka | Hellma ® 吸收比色皿，大标准吸收池 |  | ,,,, | Absorption Cells , Cuvettes , Hellma , Hellma Standard Cells, Macro Absorption Cuvettes , Labware , Manufacturer Browser , Quartz and Glass Cuvettes , Spectroscopy , Spectroscopy Supplies , Spectroscopy, UV , UV/Visible (UV/VIS) Spectroscopy , 分析/色谱 , 分析试剂 |  | Hellma 117.200-QS,2 polished windows,Suprasil ® quartz,200-2,500 nm spectral range,3,500 μL,10 mm,56 mm × 12.5 mm × 12.5 mm | , |  |  | Hellma 117.200-QS,2 polished windows,Suprasil ® quartz,200-2,500 nm spectral range,3,500 μL,10 mm,56 mm × 12.5 mm × 12.5 mm
Hellma ® absorption cuvettes, standard cells, Macro,optical glass, pathlength 50 mm, limit 360-2500 nm spectral range, chamber volume 22500 μL,,,,, | Z801224 |  | Fluka | Hellma ® 吸收比色皿，大标准吸收池 |  | ,,,, | Absorption Cells , Cuvettes , Hellma , Hellma Standard Cells, Macro Absorption Cuvettes , Labware , Manufacturer Browser , Quartz and Glass Cuvettes , Spectroscopy , Spectroscopy Supplies , Spectroscopy, UV , UV/Visible (UV/VIS) Spectroscopy , 分析/色谱 , 分析试剂 |  | Hellma 402.000-OG,2 polished windows,optical glass,360-2500 nm spectral range,22500 μL,50 mm,40 mm × 23.6 mm × 55 mm | , |  |  | Hellma 402.000-OG,2 polished windows,optical glass,360-2500 nm spectral range,22500 μL,50 mm,40 mm × 23.6 mm × 55 mm
Hellma ® fluorescence cuvettes, standard cells, Macro,Suprasil ® quartz, limit 200-2,500 nm spectral range, pathlength 10x10 mm, chamber volume 3,500 μL,,,,, | Z600172 |  | Sigma | Hellma ® 荧光比色皿，大标准吸收池 |  | ,,,, | Cuvettes , Cuvettes for Fluorescence/Luminescence , Fluorescence Cells , Fluorescence/Luminescence Spectroscopy , Hellma , Hellma Standard Cells, Macro Fluorescence Cuvettes , Labware , Manufacturer Browser , Raman Quartz Cells , Spectroscopy , Spectroscopy Supplies , Spectroscopy, UV , UV/Visible (UV/VIS) Spectroscopy , 分析/色谱 , 分析试剂 |  | Hellma 101-QS,4 polished windows,Suprasil ® quartz,200-2,500 nm spectral range,3,500 μL,10x10 mm,45 mm × 12.5 mm × 12.5 mm | , |  |  | Hellma 101-QS,4 polished windows,Suprasil ® quartz,200-2,500 nm spectral range,3,500 μL,10x10 mm,45 mm × 12.5 mm × 12.5 mm
Hellma ® fluorescence cuvettes, standard cells, Macro,Suprasil ® quartz, limit 200-2,500 nm spectral range, pathlength 10x10 mm, chamber volume 3,500 μL,,,,, | Z600717 |  | Sigma | Hellma ® 荧光比色皿，大标准吸收池 |  | ,,,, | Cuvettes , Cuvettes for Fluorescence/Luminescence , Fluorescence Cells , Fluorescence/Luminescence Spectroscopy , Hellma , Hellma Standard Cells, Macro Fluorescence Cuvettes , Labware , Manufacturer Browser , Raman Quartz Cells , Spectroscopy , Spectroscopy Supplies , Spectroscopy, UV , UV/Visible (UV/VIS) Spectroscopy , 分析/色谱 , 分析试剂 |  | Hellma 111-QS,4 polished windows,Suprasil ® quartz,200-2,500 nm spectral range,3,500 μL,10x10 mm,46 mm × 12.5 mm × 12.5 mm | , |  |  | Hellma 111-QS,4 polished windows,Suprasil ® quartz,200-2,500 nm spectral range,3,500 μL,10x10 mm,46 mm × 12.5 mm × 12.5 mm
Hellma ® fluorescence cuvettes, standard cells, Macro,Suprasil ® quartz, limit 200-2,500 nm spectral range, pathlength 10x10 mm, chamber volume 3,500 μL,,,,, | Z803073 |  | Fluka | Hellma ® 荧光比色皿，大标准吸收池 |  | ,,,, | Cuvettes , Cuvettes for Fluorescence/Luminescence , Fluorescence Cells , Fluorescence/Luminescence Spectroscopy , Hellma , Hellma Standard Cells, Macro Fluorescence Cuvettes , Labware , Manufacturer Browser , Raman Quartz Cells , Spectroscopy , Spectroscopy Supplies , Spectroscopy, UV , UV/Visible (UV/VIS) Spectroscopy , 分析/色谱 , 分析试剂 |  | Hellma 117.200F-QS,4 polished windows,Suprasil ® quartz,200-2,500 nm spectral range,3,500 μL,10x10 mm,56 mm × 12.5 mm × 12.5 mm | , |  |  | Hellma 117.200F-QS,4 polished windows,Suprasil ® quartz,200-2,500 nm spectral range,3,500 μL,10x10 mm,56 mm × 12.5 mm × 12.5 mm
Hellma ® fluorescence cuvettes, standard cells, Macro,Suprasil ® quartz, limit 200-2,500 nm spectral range, pathlength 10x10 mm, chamber volume 3,500 μL,,,,, | Z803197 |  | Fluka | Hellma ® 荧光比色皿，大标准吸收池 |  | ,,,, | Cuvettes , Cuvettes for Fluorescence/Luminescence , Fluorescence Cells , Fluorescence/Luminescence Spectroscopy , Hellma , Hellma Standard Cells, Macro Fluorescence Cuvettes , Labware , Manufacturer Browser , Raman Quartz Cells , Spectroscopy , Spectroscopy Supplies , Spectroscopy, UV , UV/Visible (UV/VIS) Spectroscopy , 分析/色谱 , 分析试剂 |  | Hellma 117.100F-QS,4 polished windows,Suprasil ® quartz,200-2,500 nm spectral range,3,500 μL,10x10 mm,56 mm × 12.5 mm × 12.5 mm | , |  |  | Hellma 117.100F-QS,4 polished windows,Suprasil ® quartz,200-2,500 nm spectral range,3,500 μL,10x10 mm,56 mm × 12.5 mm × 12.5 mm
Hellma ® fluorescence cuvettes, standard cells, Macro,optical glass, limit 320-2500 nm spectral range, pathlength 10x10 mm, chamber volume 3500 μL,,,,, | Z802980 |  | Fluka | Hellma ® 荧光比色皿，大标准吸收池 |  | ,,,, | Cuvettes , Cuvettes for Fluorescence/Luminescence , Fluorescence Cells , Fluorescence/Luminescence Spectroscopy , Hellma , Hellma Standard Cells, Macro Fluorescence Cuvettes , Labware , Manufacturer Browser , Spectroscopy , Spectroscopy Supplies , Spectroscopy, UV , UV/Visible (UV/VIS) Spectroscopy , 分析/色谱 , 分析试剂 |  | Hellma 101-OS,4 windows,optical glass,320-2500 nm spectral range,3500 μL,10x10 mm,45 mm × 12.5 mm × 12.5 mm | , |  |  | Hellma 101-OS,4 windows,optical glass,320-2500 nm spectral range,3500 μL,10x10 mm,45 mm × 12.5 mm × 12.5 mm
Hellma ® fluorescence cuvettes, standard cells, Macro,optical glass, limit 320-2500 nm spectral range, pathlength 10x10 mm, chamber volume 3500 μL,,,,, | Z803081 |  | Fluka | Hellma ® 荧光比色皿，大标准吸收池 |  | ,,,, | Cuvettes , Cuvettes for Fluorescence/Luminescence , Fluorescence Cells , Fluorescence/Luminescence Spectroscopy , Hellma , Hellma Standard Cells, Macro Fluorescence Cuvettes , Labware , Manufacturer Browser , Spectroscopy , Spectroscopy Supplies , Spectroscopy, UV , UV/Visible (UV/VIS) Spectroscopy , 分析/色谱 , 分析试剂 |  | Hellma 111-OS,optical glass,320-2500 nm spectral range,3500 μL,10x10 mm,45 mm × 12.5 mm × 12.5 mm | , |  |  | Hellma 111-OS,optical glass,320-2500 nm spectral range,3500 μL,10x10 mm,45 mm × 12.5 mm × 12.5 mm
Hellma ® absorption cuvettes, standard cells, semi Micro,Suprasil ® quartz, limit 200-2,500 nm spectral range, pathlength 10 mm, chamber volume 1,400 μL,,,,, | Z600784 |  | Sigma | Hellma ® 吸收比色皿，半微量标准吸收池 |  | ,,,, | Absorption Cells , Cuvettes , Hellma , Hellma Standard Cells, Semi Micro Absorption Cuvettes , Labware , Manufacturer Browser , Quartz and Glass Cuvettes , Spectroscopy , Spectroscopy Supplies , Spectroscopy, UV , UV/Visible (UV/VIS) Spectroscopy , 分析/色谱 , 分析试剂 |  | Hellma 114-QS,2 polished windows,Suprasil ® quartz,200-2,500 nm spectral range,1,400 μL,10 mm,46 mm × 12.5 mm × 12.5 mm | , |  |  | Hellma 114-QS,2 polished windows,Suprasil ® quartz,200-2,500 nm spectral range,1,400 μL,10 mm,46 mm × 12.5 mm × 12.5 mm
Hellma ® absorption cuvettes, standard cells, semi Micro,Suprasil ® quartz, limit 200-2,500 nm spectral range, pathlength 10 mm, chamber volume 1,400 μL,,,,, | Z600733 |  | Sigma | Hellma ® 吸收比色皿，半微量标准吸收池 |  | ,,,, | Absorption Cells , Cuvettes , Hellma , Hellma Standard Cells, Semi Micro Absorption Cuvettes , Labware , Manufacturer Browser , Quartz and Glass Cuvettes , Spectroscopy , Spectroscopy Supplies , Spectroscopy, UV , UV/Visible (UV/VIS) Spectroscopy , 分析/色谱 , 分析试剂 |  | Hellma 114B-QS,2 polished windows,Suprasil ® quartz,200-2,500 nm spectral range,1,400 μL,10 mm,46 mm × 12.5 mm × 12.5 mm | , |  |  | Hellma 114B-QS,2 polished windows,Suprasil ® quartz,200-2,500 nm spectral range,1,400 μL,10 mm,46 mm × 12.5 mm × 12.5 mm
Hellma ® absorption cuvettes, standard cells, ultra Micro,Suprasil ® quartz, limit 200-2,500 nm spectral range, pathlength 10 mm, chamber volume 50 μL,,,,, | Z600393 |  | Sigma | Hellma ® 吸收比色皿，超微量标准吸收池 |  | ,,,, | Absorption Cells , Cuvettes , Hellma , Hellma Standard Cells, Ultra Micro Absorption Cuvettes , Labware , Manufacturer Browser , Quartz and Glass Cuvettes , Spectroscopy , Spectroscopy Supplies , Spectroscopy, UV , UV/Visible (UV/VIS) Spectroscopy , 分析/色谱 , 分析试剂 |  | 15 mm , aperture,Hellma 105.202-QS,2 polished windows,Suprasil ® quartz,200-2,500 nm spectral range,50 μL,10 mm,45 mm × 12.5 mm × 12.5 mm | , |  |  | 15 mm , aperture,Hellma 105.202-QS,2 polished windows,Suprasil ® quartz,200-2,500 nm spectral range,50 μL,10 mm,45 mm × 12.5 mm × 12.5 mm
Hellma ® absorption cuvettes, standard cells, ultra Micro,Suprasil ® quartz, limit 200-2,500 nm spectral range, pathlength 10 mm, chamber volume 50 μL,,,,, | Z600415 |  | Sigma | Hellma ® 吸收比色皿，超微量标准吸收池 |  | ,,,, | Absorption Cells , Cuvettes , Hellma , Hellma Standard Cells, Ultra Micro Absorption Cuvettes , Labware , Manufacturer Browser , Quartz and Glass Cuvettes , Spectroscopy , Spectroscopy Supplies , Spectroscopy, UV , UV/Visible (UV/VIS) Spectroscopy , 分析/色谱 , 分析试剂 |  | 8.5 mm , aperture,Hellma 105.202-QS,2 polished windows,Suprasil ® quartz,200-2,500 nm spectral range,50 μL,10 mm,45 mm × 12.5 mm × 12.5 mm | , |  |  | 8.5 mm , aperture,Hellma 105.202-QS,2 polished windows,Suprasil ® quartz,200-2,500 nm spectral range,50 μL,10 mm,45 mm × 12.5 mm × 12.5 mm
Hellma ® absorption cuvettes, standard cells, ultra Micro,Suprasil ® quartz, limit 200-2,500 nm spectral range, pathlength 10 mm, chamber volume 50 μL,,,,, | Z600466 |  | Sigma | Hellma ® 吸收比色皿，超微量标准吸收池 |  | ,,,, | Absorption Cells , Cuvettes , Hellma , Hellma Standard Cells, Ultra Micro Absorption Cuvettes , Labware , Manufacturer Browser , Quartz and Glass Cuvettes , Spectroscopy , Spectroscopy Supplies , Spectroscopy, UV , UV/Visible (UV/VIS) Spectroscopy , 分析/色谱 , 分析试剂 |  | 15 mm , aperture,Hellma 105.203-QS,2 polished windows,Suprasil ® quartz,200-2,500 nm spectral range,50 μL,10 mm,45 mm × 12.5 mm × 12.5 mm | , |  |  | 15 mm , aperture,Hellma 105.203-QS,2 polished windows,Suprasil ® quartz,200-2,500 nm spectral range,50 μL,10 mm,45 mm × 12.5 mm × 12.5 mm
Hellma ® absorption cuvettes, standard cells, ultra Micro,Suprasil ® quartz, limit 200-2,500 nm spectral range, pathlength 10 mm, chamber volume 50 μL,,,,, | Z600431 |  | Sigma | Hellma ® 吸收比色皿，超微量标准吸收池 |  | ,,,, | Absorption Cells , Cuvettes , Hellma , Hellma Standard Cells, Ultra Micro Absorption Cuvettes , Labware , Manufacturer Browser , Quartz and Glass Cuvettes , Spectroscopy , Spectroscopy Supplies , Spectroscopy, UV , UV/Visible (UV/VIS) Spectroscopy , 分析/色谱 , 分析试剂 |  | 8.5 mm , aperture,Hellma 105.203-QS,2 polished windows,Suprasil ® quartz,200-2,500 nm spectral range,50 μL,10 mm,45 mm × 12.5 mm × 12.5 mm | , |  |  | 8.5 mm , aperture,Hellma 105.203-QS,2 polished windows,Suprasil ® quartz,200-2,500 nm spectral range,50 μL,10 mm,45 mm × 12.5 mm × 12.5 mm
Hellma ® absorption cuvettes, standard cells, ultra Micro,Suprasil ® quartz, limit 200-2,500 nm spectral range, pathlength 10 mm, chamber volume 5 μL,,,,, | Z627046 |  | Sigma | Hellma ® 吸收比色皿，超微量标准吸收池 |  | ,,,, | Absorption Cells , Cuvettes , Hellma , Hellma Standard Cells, Ultra Micro Absorption Cuvettes , Labware , Manufacturer Browser , Quartz and Glass Cuvettes , Spectroscopy , Spectroscopy Supplies , Spectroscopy, UV , UV/Visible (UV/VIS) Spectroscopy , 分析/色谱 , 分析试剂 |  | 15 mm , aperture,Hellma 105.210-QS,2 polished windows,Suprasil ® quartz,200-2,500 nm spectral range,5 μL,10 mm,40 mm × 12.5 mm × 12.5 mm | , |  |  | 15 mm , aperture,Hellma 105.210-QS,2 polished windows,Suprasil ® quartz,200-2,500 nm spectral range,5 μL,10 mm,40 mm × 12.5 mm × 12.5 mm
Hellma ® absorption cuvettes, standard cells, ultra Micro,Suprasil ® quartz, limit 200-2,500 nm spectral range, pathlength 10 mm, chamber volume 5 μL,,,,, | Z627062 |  | Sigma | Hellma ® 吸收比色皿，超微量标准吸收池 |  | ,,,, | Absorption Cells , Cuvettes , Hellma , Hellma Standard Cells, Ultra Micro Absorption Cuvettes , Labware , Manufacturer Browser , Quartz and Glass Cuvettes , Spectroscopy , Spectroscopy Supplies , Spectroscopy, UV , UV/Visible (UV/VIS) Spectroscopy , 分析/色谱 , 分析试剂 |  | 8.5 mm , aperture,Hellma 105.210-QS,2 polished windows,Suprasil ® quartz,200-2,500 nm spectral range,5 μL,10 mm,40 mm × 12.5 mm × 12.5 mm | , |  |  | 8.5 mm , aperture,Hellma 105.210-QS,2 polished windows,Suprasil ® quartz,200-2,500 nm spectral range,5 μL,10 mm,40 mm × 12.5 mm × 12.5 mm
,38mmx12.5mmx9 mm, to fit cells with 1 mm light path into 10 mm cell holder,,,,, | Z801135 |  | Fluka | Hellma ® aluminum spacer |  | ,,,, | Cuvette Racks, Washers and Tools , Hellma , Hellma Tools , Labware , Manufacturer Browser , Spectroscopy , Spectroscopy Supplies , Spectroscopy, UV , UV/Visible (UV/VIS) Spectroscopy , 分析/色谱 , 分析试剂 |  | Hellma 13.101 | , |  |  | Hellma 13.101
,38mmx12.5mmx8 mm, to fit cells with 2 mm light path into 10 mm cell holder,,,,, | Z801240 |  | Fluka | Hellma ® aluminum spacer |  | ,,,, | Cuvette Racks, Washers and Tools , Hellma , Hellma Tools , Labware , Manufacturer Browser , Spectroscopy , Spectroscopy Supplies , Spectroscopy, UV , UV/Visible (UV/VIS) Spectroscopy , 分析/色谱 , 分析试剂 |  | Hellma 13.102 | , |  |  | Hellma 13.102
,38mmx12.5mmx5 mm, to fit cells with 5 mm light path into 10 mm cell holder,,,,, | Z801356 |  | Fluka | Hellma ® aluminum spacer |  | ,,,, | Cuvette Racks, Washers and Tools , Hellma , Hellma Tools , Labware , Manufacturer Browser , Spectroscopy , Spectroscopy Supplies , Spectroscopy, UV , UV/Visible (UV/VIS) Spectroscopy , 分析/色谱 , 分析试剂 |  | Hellma 13.105 | , |  |  | Hellma 13.105
,500 mm long, outside ø 1.9 mm, inside ø 1.1 mm,,,,, | Z800155 |  | Fluka | Hellma ® FEP tubing set |  | ,,,, | Cuvette Racks, Washers and Tools , Hellma , Hellma Tools , Labware , Manufacturer Browser , Spectroscopy , UV/Visible (UV/VIS) Spectroscopy , 分析/色谱 , 分析试剂 |  |  | ,
,500 mm long, with Omnifit gripper, outside ø 1.6 mm, inside ø 1.0 mm,,,,, | Z800279 |  | Fluka | Hellma ® PTFE tubing set |  | ,,,, | Cuvette Racks, Washers and Tools , Hellma , Hellma Tools , Labware , Manufacturer Browser , Spectroscopy , UV/Visible (UV/VIS) Spectroscopy , 分析/色谱 , 分析试剂 |  |  | ,
,for 4 cells with 10 mm light path for cleaning purposes,,,,, | Z801038 |  | Fluka | Hellma ® SAV-a-CELL plastic cell holder |  | ,,,, | Cuvette Racks, Washers and Tools , Hellma , Hellma Tools , Labware , Manufacturer Browser , Spectroscopy , Spectroscopy Supplies , Spectroscopy, UV , UV/Visible (UV/VIS) Spectroscopy , 分析/色谱 , 分析试剂 |  | Hellma 325.000 | , |  |  | Hellma 325.000
Hellma ® absorption cuvettes, ultra Micro,Suprasil ® quartz, limit 200-2,500 nm spectral range, pathlength 10 mm, chamber volume 160 μL,,,,, | Z600318 |  | Sigma | Hellma ® 超微量吸收比色皿 |  | ,,,, | Absorption Cells , Cuvettes , Hellma , Hellma Ultra Micro Absorption Cuvettes , Labware , Manufacturer Browser , Quartz and Glass Cuvettes , Spectroscopy , Spectroscopy Supplies , Spectroscopy, UV , UV/Visible (UV/VIS) Spectroscopy , 分析/色谱 , 分析试剂 |  | 15 mm , aperture,Hellma 105.200-QS,2 windows,Suprasil ® quartz,200-2,500 nm spectral range,160 μL,10 mm,45 mm × 12.5 mm × 12.5 mm | , |  |  | 15 mm , aperture,Hellma 105.200-QS,2 windows,Suprasil ® quartz,200-2,500 nm spectral range,160 μL,10 mm,45 mm × 12.5 mm × 12.5 mm
Hellma ® absorption cuvettes, ultra Micro,Suprasil ® quartz, limit 200-2,500 nm spectral range, pathlength 10 mm, chamber volume 160 μL,,,,, | Z600334 |  | Sigma | Hellma ® 超微量吸收比色皿 |  | ,,,, | Absorption Cells , Cuvettes , Hellma , Hellma Ultra Micro Absorption Cuvettes , Labware , Manufacturer Browser , Quartz and Glass Cuvettes , Spectroscopy , Spectroscopy Supplies , Spectroscopy, UV , UV/Visible (UV/VIS) Spectroscopy , 分析/色谱 , 分析试剂 |  | 8.5 mm , aperture,Hellma 105.200-QS,2 windows,Suprasil ® quartz,200-2,500 nm spectral range,160 μL,10 mm,45 mm × 12.5 mm × 12.5 mm | , |  |  | 8.5 mm , aperture,Hellma 105.200-QS,2 windows,Suprasil ® quartz,200-2,500 nm spectral range,160 μL,10 mm,45 mm × 12.5 mm × 12.5 mm
Hellma ® absorption cuvettes, ultra Micro,Suprasil ® quartz, limit 200-2,500 nm spectral range, pathlength 10 mm, chamber volume 100 μL,,,,, | Z600350 |  | Sigma | Hellma ® 超微量吸收比色皿 |  | ,,,, | Absorption Cells , Cuvettes , Hellma , Hellma Ultra Micro Absorption Cuvettes , Labware , Manufacturer Browser , Quartz and Glass Cuvettes , Spectroscopy , Spectroscopy Supplies , Spectroscopy, UV , UV/Visible (UV/VIS) Spectroscopy , 分析/色谱 , 分析试剂 |  | 15 mm , aperture,Hellma 105.201-QS,2 windows,Suprasil ® quartz,200-2,500 nm spectral range,100 μL,10 mm,45 mm × 12.5 mm × 12.5 mm | , |  |  | 15 mm , aperture,Hellma 105.201-QS,2 windows,Suprasil ® quartz,200-2,500 nm spectral range,100 μL,10 mm,45 mm × 12.5 mm × 12.5 mm
Hellma ® absorption cuvettes, ultra Micro,Suprasil ® quartz, limit 200-2,500 nm spectral range, pathlength 10 mm, chamber volume 100 μL,,,,, | Z600377 |  | Sigma | Hellma ® 超微量吸收比色皿 |  | ,,,, | Absorption Cells , Cuvettes , Hellma , Hellma Ultra Micro Absorption Cuvettes , Labware , Manufacturer Browser , Quartz and Glass Cuvettes , Spectroscopy , Spectroscopy Supplies , Spectroscopy, UV , UV/Visible (UV/VIS) Spectroscopy , 分析/色谱 , 分析试剂 |  | 8.5 mm , aperture,Hellma 105.201-QS,2 windows,Suprasil ® quartz,200-2,500 nm spectral range,100 μL,10 mm,45 mm × 12.5 mm × 12.5 mm | , |  |  | 8.5 mm , aperture,Hellma 105.201-QS,2 windows,Suprasil ® quartz,200-2,500 nm spectral range,100 μL,10 mm,45 mm × 12.5 mm × 12.5 mm
Hellma ® absorption cuvettes, ultra Micro,Suprasil ® quartz, limit 200-2,500 nm spectral range, pathlength 10 mm, chamber volume 100 μL,,,,, | Z600385 |  | Sigma | Hellma ® 超微量吸收比色皿 |  | ,,,, | Absorption Cells , Cuvettes , Hellma , Hellma Ultra Micro Absorption Cuvettes , Labware , Manufacturer Browser , Quartz and Glass Cuvettes , Spectroscopy , Spectroscopy Supplies , Spectroscopy, UV , UV/Visible (UV/VIS) Spectroscopy , 分析/色谱 , 分析试剂 |  | 8.5 mm,Hellma 105.201-QS,2 windows,Suprasil ® quartz,200-2,500 nm spectral range,100 μL,10 mm,not available in USA and Canada | , |  |  | 8.5 mm,Hellma 105.201-QS,2 windows,Suprasil ® quartz,200-2,500 nm spectral range,100 μL,10 mm,not available in USA and Canada
Hellma ® fluorescence cuvettes, ultra Micro,Suprasil ® quartz, limit 200-2500 nm spectral range, pathlength 10x2 mm, chamber volume 100 μL,,,,, | Z600520 |  | Sigma | Hellma ® 超微量荧光比色皿 |  | ,,,, | Cuvettes , Cuvettes for Fluorescence/Luminescence , Fluorescence Cells , Fluorescence/Luminescence Spectroscopy , Hellma , Hellma Ultra Micro Fluorescence Cuvettes , Labware , Manufacturer Browser , Raman Quartz Cells , Spectroscopy , Spectroscopy Supplies , Spectroscopy, UV , UV/Visible (UV/VIS) Spectroscopy , 分析/色谱 , 分析试剂 |  | 8.5 mm , aperture,Hellma 105.253-QS,3 windows,Suprasil ® quartz,200-2500 nm spectral range,100 μL,10x2 mm,45 mm × 12.5 mm × 12.5 mm | , |  |  | 8.5 mm , aperture,Hellma 105.253-QS,3 windows,Suprasil ® quartz,200-2500 nm spectral range,100 μL,10x2 mm,45 mm × 12.5 mm × 12.5 mm
Hellma ® fluorescence cuvettes, ultra Micro,Suprasil ® quartz, limit 200-2500 nm spectral range, pathlength 10x2 mm, chamber volume 100 μL,,,,, | Z600539 |  | Sigma | Hellma ® 超微量荧光比色皿 |  | ,,,, | Cuvettes , Cuvettes for Fluorescence/Luminescence , Fluorescence Cells , Fluorescence/Luminescence Spectroscopy , Hellma , Hellma Ultra Micro Fluorescence Cuvettes , Labware , Manufacturer Browser , Raman Quartz Cells , Spectroscopy , Spectroscopy Supplies , Spectroscopy, UV , UV/Visible (UV/VIS) Spectroscopy , 分析/色谱 , 分析试剂 |  | 15 mm , aperture,Hellma 105.253-QS,3 windows,Suprasil ® quartz,200-2500 nm spectral range,100 μL,10x2 mm,45 mm × 12.5 mm × 12.5 mm | , |  |  | 15 mm , aperture,Hellma 105.253-QS,3 windows,Suprasil ® quartz,200-2500 nm spectral range,100 μL,10x2 mm,45 mm × 12.5 mm × 12.5 mm
Hellma ® fluorescence cuvettes, ultra Micro,Suprasil ® quartz, limit 200-2500 nm spectral range, pathlength 3x3 mm, chamber volume 45 μL,,,,, | Z802336 |  | Fluka | Hellma ® 超微量荧光比色皿 |  | ,,,, | Cuvettes , Fluorescence Cells , Hellma , Hellma Ultra Micro Fluorescence Cuvettes , Labware , Manufacturer Browser , Spectroscopy , Spectroscopy Supplies , Spectroscopy, UV , UV/Visible (UV/VIS) Spectroscopy , 分析/色谱 , 分析试剂 |  | Suprasil ® quartz,Hellma 105.251-QS,3 windows,PE stopper,15 mm,200-2500 nm spectral range,45 μL,3x3 mm,45 mm × 12.5 mm × 12.5 mm | , |  |  | Suprasil ® quartz,Hellma 105.251-QS,3 windows,PE stopper,15 mm,200-2500 nm spectral range,45 μL,3x3 mm,45 mm × 12.5 mm × 12.5 mm
Hellma ® fluorescence cuvettes, ultra Micro,Suprasil ® quartz, limit 200-2500 nm spectral range, pathlength 3x3 mm, chamber volume 45 μL,,,,, | Z802433 |  | Fluka | Hellma ® 超微量荧光比色皿 |  | ,,,, | Cuvettes , Cuvettes for Fluorescence/Luminescence , Fluorescence Cells , Fluorescence/Luminescence Spectroscopy , Hellma , Hellma Ultra Micro Fluorescence Cuvettes , Labware , Manufacturer Browser , Spectroscopy , Spectroscopy Supplies , Spectroscopy, UV , UV/Visible (UV/VIS) Spectroscopy , 分析/色谱 , 分析试剂 |  | 8.5 mm,Hellma 105.251-QS,3 windows,Suprasil ® quartz,200-2500 nm spectral range,45 μL,3x3 mm,45 mm × 12.5 mm × 12.5 mm | , |  |  | 8.5 mm,Hellma 105.251-QS,3 windows,Suprasil ® quartz,200-2500 nm spectral range,45 μL,3x3 mm,45 mm × 12.5 mm × 12.5 mm
Hellma ® fluorescence cuvettes, ultra Micro,Suprasil ® quartz, limit 200-2500 nm spectral range, pathlength 10x2 mm, chamber volume 100 μL,,,,, | Z802549 |  | Fluka | Hellma ® 超微量荧光比色皿 |  | ,,,, | Cuvettes , Cuvettes for Fluorescence/Luminescence , Fluorescence Cells , Fluorescence/Luminescence Spectroscopy , Hellma , Hellma Ultra Micro Fluorescence Cuvettes , Labware , Manufacturer Browser , Spectroscopy , Spectroscopy Supplies , Spectroscopy, UV , UV/Visible (UV/VIS) Spectroscopy , 分析/色谱 , 分析试剂 |  | 15 mm,Hellma 105.250-QS,3 windows,Suprasil ® quartz,200-2500 nm spectral range,100 μL,10x2 mm,45 mm × 12.5 mm × 12.5 mm | , |  |  | 15 mm,Hellma 105.250-QS,3 windows,Suprasil ® quartz,200-2500 nm spectral range,100 μL,10x2 mm,45 mm × 12.5 mm × 12.5 mm
Hellma ® fluorescence cuvettes, ultra Micro,Suprasil ® quartz, limit 200-2500 nm spectral range, pathlength 10x2 mm, chamber volume 100 μL,,,,, | Z802662 |  | Fluka | Hellma ® 超微量荧光比色皿 |  | ,,,, | Cuvettes , Cuvettes for Fluorescence/Luminescence , Fluorescence Cells , Fluorescence/Luminescence Spectroscopy , Hellma , Hellma Ultra Micro Fluorescence Cuvettes , Labware , Manufacturer Browser , Spectroscopy , Spectroscopy Supplies , Spectroscopy, UV , UV/Visible (UV/VIS) Spectroscopy , 分析/色谱 , 分析试剂 |  | 8.5 mm,Hellma 105.250-QS,3 windows,Suprasil ® quartz,200-2500 nm spectral range,100 μL,10x2 mm,45 mm × 12.5 mm × 12.5 mm | , |  |  | 8.5 mm,Hellma 105.250-QS,3 windows,Suprasil ® quartz,200-2500 nm spectral range,100 μL,10x2 mm,45 mm × 12.5 mm × 12.5 mm
,Bio-organic set,,,,, | Z277851 |  | Aldrich | HGS Biochemistry molecular models |  | ,,,, | Biochemistry molecular models , HGS , HGS models , Labware , Manufacturer Browser , Molecular Models , Molecular Models and Educational Aids |  | HGS 5000 | , |  |  | HGS 5000
,Elementary bio-organic set,,,,, | Z277843 |  | Aldrich | HGS Biochemistry molecular models |  | ,,,, | Biochemistry molecular models , HGS , HGS models , Labware , Manufacturer Browser , Molecular Models , Molecular Models and Educational Aids |  | HGS 5010 | , |  |  | HGS 5010
,student set, fundamental organic chemistry,,,,, | Z277703 |  | Aldrich | HGS Polyhedron molecular model |  | ,,,, | HGS , HGS models , Labware , Manufacturer Browser , Molecular Models , Molecular Models and Educational Aids , Polyhedron molecular model |  | no. of bonds 62,HGS 1000,scale: 1 Å = 2.5 cm,no. of atoms 52 | , |  |  | no. of bonds 62,HGS 1000,scale: 1 Å = 2.5 cm,no. of atoms 52
,student set, introductory organic chemistry-A,,,,, | Z277738 |  | Aldrich | HGS Polyhedron molecular model |  | ,,,, | HGS , HGS models , Labware , Manufacturer Browser , Molecular Models , Molecular Models and Educational Aids , Polyhedron molecular model |  | no. of bonds 51,HGS 1002,scale: 1 Å = 2.5 cm,no. of atoms 41 | , |  |  | no. of bonds 51,HGS 1002,scale: 1 Å = 2.5 cm,no. of atoms 41
,student set, student organic chemistry-C,,,,, | Z277746 |  | Aldrich | HGS Polyhedron molecular model |  | ,,,, | HGS , HGS models , Labware , Manufacturer Browser , Molecular Models , Molecular Models and Educational Aids , Polyhedron molecular model |  | no. of orbital plates 12,HGS,scale: 1 Å = 2.5 cm,no. of atoms 90 | , |  |  | no. of orbital plates 12,HGS,scale: 1 Å = 2.5 cm,no. of atoms 90
,student set, fundamental general chemistry,,,,, | Z277711 |  | Aldrich | HGS Polyhedron molecular model |  | ,,,, | HGS , HGS models , Labware , Manufacturer Browser , Molecular Models , Molecular Models and Educational Aids , Polyhedron molecular model |  | no. of bonds 51,HGS 1001,scale: 1 Å = 2.5 cm,no. of atoms 52 | , |  |  | no. of bonds 51,HGS 1001,scale: 1 Å = 2.5 cm,no. of atoms 52
,student set, student crystal structure-H,,,,, | Z277762 |  | Aldrich | HGS Polyhedron molecular model |  | ,,,, | HGS , HGS models , Labware , Manufacturer Browser , Molecular Models , Molecular Models and Educational Aids , Polyhedron molecular model |  | no. of bonds 190,HGS 1004,scale: 1 Å = free,no. of atoms 84 | , |  |  | no. of bonds 190,HGS 1004,scale: 1 Å = free,no. of atoms 84
,lecturer set, organic chemistry-G,,,,, | Z277800 |  | Aldrich | HGS Polyhedron molecular model |  | ,,,, | HGS , HGS models , Labware , Manufacturer Browser , Molecular Models , Molecular Models and Educational Aids , Polyhedron molecular model |  | no. of orbital plates 18,HGS 1008,scale: 1 Å = 7.5 cm,no. of atoms 84 | , |  |  | no. of orbital plates 18,HGS 1008,scale: 1 Å = 7.5 cm,no. of atoms 84
,Organic chemistry-B,,,,, | Z277770 |  | Aldrich | HGS Researcher model set |  | ,,,, | HGS , HGS models , Labware , Manufacturer Browser , Molecular Models , Molecular Models and Educational Aids , Researcher model set |  | no. of orbital plates 18,HGS 1005,no. of atoms 138 | , |  |  | no. of orbital plates 18,HGS 1005,no. of atoms 138
,Inorganic chemistry-D,,,,, | Z277789 |  | Aldrich | HGS Researcher model set |  | ,,,, | HGS , HGS models , Labware , Manufacturer Browser , Molecular Models , Molecular Models and Educational Aids , Researcher model set |  | no. of bonds 180,HGS 1006,no. of atoms 116 | , |  |  | no. of bonds 180,HGS 1006,no. of atoms 116
,Crystal structure-E,,,,, | Z277797 |  | Aldrich | HGS Researcher model set |  | ,,,, | HGS , HGS models , Labware , Manufacturer Browser , Molecular Models , Molecular Models and Educational Aids , Researcher model set |  | no. of bonds 578,HGS 1007,no. of atoms 292 | , |  |  | no. of bonds 578,HGS 1007,no. of atoms 292
,Elementary set,,,,, | Z277819 |  | Aldrich | HGS Space-filling molecular models |  | ,,,, | HGS , HGS models , Labware , Manufacturer Browser , Molecular Models , Molecular Models and Educational Aids , Space-filling molecular models |  | HGS 2000 | , |  |  | HGS 2000
,Researcher set,,,,, | Z277827 |  | Aldrich | HGS Space-filling molecular models |  | ,,,, | HGS , HGS models , Labware , Manufacturer Browser , Molecular Models , Molecular Models and Educational Aids , Space-filling molecular models |  | HGS 2001 | , |  |  | HGS 2001
,HGS 4000,,,,, | Z277835 |  | Aldrich | HGS Stereochemistry Molecular Model Set |  | ,,,, | HGS , HGS models , Labware , Manufacturer Browser , Molecular Models , Molecular Models and Educational Aids , Stereochemistry Molecular Model Set |  | HGS 4000 | , |  |  | HGS 4000
,capillary tubes, L × I.D. × O.D. 100 mm × 0.8 mm × 1 mm,,,,, | Z611174 |  | Aldrich | Hirschmann ® melting point determination tubes |  | ,,,, | Hirschmann , Hirschmann Melting Point Apparatus , Labware , Manufacturer Browser , Melting Point Apparatus |  | Hirschmann,100 mm × 0.8 mm × 1 mm | , |  |  | Hirschmann,100 mm × 0.8 mm × 1 mm
,capillary tubes, L × I.D. × O.D. 75 mm × 0.8 mm × 1 mm,,,,, | Z611182 |  | Aldrich | Hirschmann ® melting point determination tubes |  | ,,,, | Hirschmann , Hirschmann Melting Point Apparatus , Labware , Manufacturer Browser , Melting Point Apparatus |  | Hirschmann,75 mm × 0.8 mm × 1 mm | , |  |  | Hirschmann,75 mm × 0.8 mm × 1 mm
,capillary tubes, L × I.D. × O.D. 80 mm × 0.8 mm × 1 mm,,,,, | Z611190 |  | Aldrich | Hirschmann ® melting point determination tubes |  | ,,,, | Hirschmann , Hirschmann Melting Point Apparatus , Labware , Manufacturer Browser , Melting Point Apparatus |  | Hirschmann,80 mm × 0.8 mm × 1 mm | , |  |  | Hirschmann,80 mm × 0.8 mm × 1 mm
,Base Runner 100 single-gel unit,,,,, | Z354910 |  | Sigma | Base Runner ™ nucleic acid sequencing units |  | ,,,, | Base Runner nucleic acid sequencing units , Electrophoresis Supplies , IBI , Labware , Manufacturer Browser , Units /Gel Box , Vertical Gel Electrophoresis Units |  |  | ,
,Comb, size 0.2 mm × 32 rectangular wells,,,,, | Z354600 |  | Sigma | Base Runner ™ sequencing unit accessory |  | ,,,, | Base Runner Accessories , Base Runner sequencing unit accessory , Electrophoresis Supplies , IBI , Labware , Manufacturer Browser , Other Vertical Gel Electrophoresis Accessories , Vertical Gel Electrophoresis Units |  | 0.2 mm × 32 rectangular wells | , |  |  | 0.2 mm × 32 rectangular wells
,Comb, size 0.2 mm × 32 rectangular wells,,,,, | Z354686 |  | Sigma | Base Runner ™ sequencing unit accessory |  | ,,,, | Base Runner Accessories , Base Runner sequencing unit accessory , Electrophoresis Supplies , IBI , Labware , Manufacturer Browser , Other Vertical Gel Electrophoresis Accessories , Vertical Gel Electrophoresis Units |  | 0.2 mm × 32 rectangular wells | , |  |  | 0.2 mm × 32 rectangular wells
,Comb, size 0.2 mm × 48 sharktooth wells,,,,, | Z354694 |  | Sigma | Base Runner ™ sequencing unit accessory |  | ,,,, | Base Runner Accessories , Base Runner sequencing unit accessory , Electrophoresis Supplies , IBI , Labware , Manufacturer Browser , Other Vertical Gel Electrophoresis Accessories , Vertical Gel Electrophoresis Units |  | 0.2 mm × 48 sharktooth wells | , |  |  | 0.2 mm × 48 sharktooth wells
,Comb, size 0.4 mm × 32 rectangular wells,,,,, | Z354929 |  | Sigma | Base Runner ™ sequencing unit accessory |  | ,,,, | Base Runner Accessories , Base Runner sequencing unit accessory , Electrophoresis Supplies , IBI , Labware , Manufacturer Browser , Other Vertical Gel Electrophoresis Accessories , Vertical Gel Electrophoresis Units |  | 0.4 mm × 32 rectangular wells | , |  |  | 0.4 mm × 32 rectangular wells
,Comb/spacer set, size 0.4 mm,,,,, | Z354635 |  | Sigma | Base Runner ™ sequencing unit accessory |  | ,,,, | Base Runner Accessories , Base Runner sequencing unit accessory , Electrophoresis Supplies , IBI , Labware , Manufacturer Browser , Other Vertical Gel Electrophoresis Accessories , Vertical Gel Electrophoresis Units |  | 0.4 mm | , |  |  | 0.4 mm
,Comb/spacer set, size 0.2 mm,,,,, | Z354643 |  | Sigma | Base Runner ™ sequencing unit accessory |  | ,,,, | Base Runner Accessories , Base Runner sequencing unit accessory , Electrophoresis Supplies , IBI , Labware , Manufacturer Browser , Other Vertical Gel Electrophoresis Accessories , Vertical Gel Electrophoresis Units |  | 0.2 mm | , |  |  | 0.2 mm
,Spacers, wedge size 0.2-0.8 mm × 45 cm,,,,, | Z354724 |  | Sigma | Base Runner ™ sequencing unit accessory |  | ,,,, | Base Runner Accessories , Base Runner sequencing unit accessory , Electrophoresis Supplies , IBI , Labware , Manufacturer Browser , Other Vertical Gel Electrophoresis Accessories , Vertical Gel Electrophoresis Units |  | 0.2-0.8 mm × 45 cm | , |  |  | 0.2-0.8 mm × 45 cm
,Outer glass plate, size 45 cm,,,,, | Z354775 |  | Sigma | Base Runner ™ sequencing unit accessory |  | ,,,, | Base Runner Accessories , Base Runner sequencing unit accessory , Electrophoresis Supplies , IBI , Labware , Manufacturer Browser , Other Vertical Gel Electrophoresis Accessories , Vertical Gel Electrophoresis Units |  | 45 cm | , |  |  | 45 cm
,Outer glass plate, size 30 cm,,,,, | Z354783 |  | Sigma | Base Runner ™ sequencing unit accessory |  | ,,,, | Base Runner Accessories , Base Runner sequencing unit accessory , Electrophoresis Supplies , IBI , Labware , Manufacturer Browser , Other Vertical Gel Electrophoresis Accessories , Vertical Gel Electrophoresis Units |  | 30 cm | , |  |  | 30 cm
,Outer glass plate, size 60 cm,,,,, | Z354937 |  | Sigma | Base Runner ™ sequencing unit accessory |  | ,,,, | Base Runner Accessories , Base Runner sequencing unit accessory , Electrophoresis Supplies , IBI , Labware , Manufacturer Browser , Other Vertical Gel Electrophoresis Accessories , Vertical Gel Electrophoresis Units |  | 60 cm | , |  |  | 60 cm
,Thermocore plate, size 30 cm,,,,, | Z354759 |  | Sigma | Base Runner ™ sequencing unit accessory |  | ,,,, | Base Runner Accessories , Base Runner sequencing unit accessory , Electrophoresis Supplies , IBI , Labware , Manufacturer Browser , Other Vertical Gel Electrophoresis Accessories , Vertical Gel Electrophoresis Units |  | 30 cm | , |  |  | 30 cm
,with silicone mat, AC input 90 - 240 V (universal plug),,,,, | Z768472 |  | Sigma | Belly Button ™ mini-orbital shaker |  | ,,,, | Belly Button mini-orbital shaker , IBI , Labware , Manufacturer Browser , Orbital Shakers , Shakers & Vortexers |  | IBI, BBUAAUV1S,8 in. × 8 in. × 5 in.,0-100 rpm speed,0 ‑ 8 ° platform pitch control,7 in. × 7 in. | , |  |  | IBI, BBUAAUV1S,8 in. × 8 in. × 5 in.,0-100 rpm speed,0 ‑ 8 ° platform pitch control,7 in. × 7 in.
,with tube and silicone mat, AC input 90 - 240 V (universal plug),,,,, | Z768480 |  | Sigma | Belly Button ™ mini-orbital shaker |  | ,,,, | Belly Button mini-orbital shaker , IBI , Labware , Manufacturer Browser , Orbital Shakers , Shakers & Vortexers |  | IBI, BBULS0001,8 in. × 8 in. × 5 in.,0-100 rpm speed,0 ‑ 8 ° platform pitch control,7 in. × 7 in. | , |  |  | IBI, BBULS0001,8 in. × 8 in. × 5 in.,0-100 rpm speed,0 ‑ 8 ° platform pitch control,7 in. × 7 in.
,with silicone mat, AC input 110 V, US 2-pin plug,,,,, | Z768499 |  | Sigma | Belly Dancer ™ orbital shaker |  | ,,,, | Belly Dancer orbital shaker , IBI , Labware , Manufacturer Browser , Orbital Shakers , Shakers & Vortexers |  | IBI, BDRAA115S,15 in. × 15 in. × 9 in.,0-100 rpm speed,0 ‑ 8 ° platform pitch control,12 in. × 12 in. | , |  |  | IBI, BDRAA115S,15 in. × 15 in. × 9 in.,0-100 rpm speed,0 ‑ 8 ° platform pitch control,12 in. × 12 in.
,with silicone mat, AC input 230 V, Schuko plug,,,,, | Z768537 |  | Sigma | Belly Dancer ™ orbital shaker |  | ,,,, | Belly Dancer orbital shaker , IBI , Labware , Manufacturer Browser , Orbital Shakers , Shakers & Vortexers |  | IBI, BDRAA220S,15 in. × 15 in. × 9 in.,0-100 rpm speed,0 ‑ 8 ° platform pitch control,12 in. × 12 in. | , |  |  | IBI, BDRAA220S,15 in. × 15 in. × 9 in.,0-100 rpm speed,0 ‑ 8 ° platform pitch control,12 in. × 12 in.
,with 2nd tier platform, AC input 110 V, US 2-pin plug,,,,, | Z768502 |  | Sigma | Belly Dancer ™ orbital shaker |  | ,,,, | Belly Dancer orbital shaker , IBI , Labware , Manufacturer Browser , Orbital Shakers , Shakers & Vortexers |  | IBI, BDRLS0001,15 in. × 15 in. × 9 in.,0-100 rpm speed,0 ‑ 8 ° platform pitch control,12 in. × 12 in. | , |  |  | IBI, BDRLS0001,15 in. × 15 in. × 9 in.,0-100 rpm speed,0 ‑ 8 ° platform pitch control,12 in. × 12 in.
,with 2nd tier platform, AC input 230 V, Schuko plug,,,,, | Z768545 |  | Sigma | Belly Dancer ™ orbital shaker |  | ,,,, | Belly Dancer orbital shaker , IBI , Labware , Manufacturer Browser , Orbital Shakers , Shakers & Vortexers |  | IBI, BDRLS0004,15 in. × 15 in. × 9 in.,0-100 rpm speed,0 ‑ 8 ° platform pitch control,12 in. × 12 in. | , |  |  | IBI, BDRLS0004,15 in. × 15 in. × 9 in.,0-100 rpm speed,0 ‑ 8 ° platform pitch control,12 in. × 12 in.
,with extra large nesting platform and silicone mat, AC input 110 V, US 2-pin plug,,,,, | Z768510 |  | Sigma | Belly Dancer ™ orbital shaker |  | ,,,, | Belly Dancer orbital shaker , IBI , Labware , Manufacturer Browser , Orbital Shakers , Shakers & Vortexers |  | IBI, BDRLS0002,15 in. × 15 in. × 9 in.,0-100 rpm speed,0 ‑ 8 ° platform pitch control,12 in. × 12 in. | , |  |  | IBI, BDRLS0002,15 in. × 15 in. × 9 in.,0-100 rpm speed,0 ‑ 8 ° platform pitch control,12 in. × 12 in.
,with extra large nesting platform and silicone mat, AC input 230 V, Schuko plug,,,,, | Z768553 |  | Sigma | Belly Dancer ™ orbital shaker |  | ,,,, | Belly Dancer orbital shaker , IBI , Labware , Manufacturer Browser , Orbital Shakers , Shakers & Vortexers |  | IBI, BDRLS0005,15 in. × 15 in. × 9 in.,0-100 rpm speed,0 ‑ 8 ° platform pitch control,12 in. × 12 in. | , |  |  | IBI, BDRLS0005,15 in. × 15 in. × 9 in.,0-100 rpm speed,0 ‑ 8 ° platform pitch control,12 in. × 12 in.
,with tube mat and silicone mat, AC input 110 V, US 2-pin plug,,,,, | Z768529 |  | Sigma | Belly Dancer ™ orbital shaker |  | ,,,, | Belly Dancer orbital shaker , IBI , Labware , Manufacturer Browser , Orbital Shakers , Shakers & Vortexers |  | IBI, BDRLS0003,15 in. × 15 in. × 9 in.,0-100 rpm speed,0 ‑ 8 ° platform pitch control,12 in. × 12 in. | , |  |  | IBI, BDRLS0003,15 in. × 15 in. × 9 in.,0-100 rpm speed,0 ‑ 8 ° platform pitch control,12 in. × 12 in.
,with tube mat and silicone mat, AC input 230 V, Schuko plug,,,,, | Z768561 |  | Sigma | Belly Dancer ™ orbital shaker |  | ,,,, | Belly Dancer orbital shaker , IBI , Labware , Manufacturer Browser , Orbital Shakers , Shakers & Vortexers |  | IBI, BDRLS0006,15 in. × 15 in. × 9 in.,0-100 rpm speed,0 ‑ 8 ° platform pitch control,12 in. × 12 in. | , |  |  | IBI, BDRLS0006,15 in. × 15 in. × 9 in.,0-100 rpm speed,0 ‑ 8 ° platform pitch control,12 in. × 12 in.
,AC input 115 V,,,,, | Z755699 |  | Aldrich | BenchRocker ™ 3D nutating shaker |  | ,,,, | BenchRocker 3D nutating shaker , IBI , Labware , Manufacturer Browser , Nutating Shakers , Shakers & Vortexers |  | 5 lb load,Benchmark Scientific, B3D2300,tilt angle: 0 to 30°,12 in. (30 cm) × 12 in. (30 cm),CSA approved: No,2-30 rpm speed,12 in. (30 cm) × 12 in. (30 cm) × 8 in. (20 cm) | , |  |  | 5 lb load,Benchmark Scientific, B3D2300,tilt angle: 0 to 30°,12 in. (30 cm) × 12 in. (30 cm),CSA approved: No,2-30 rpm speed,12 in. (30 cm) × 12 in. (30 cm) × 8 in. (20 cm)
,AC input 115 V,,,,, | Z755478 |  | Aldrich | BenchRocker ™ variable 2D rocker |  | ,,,, | BenchRocker variable 2D rocker , IBI , Labware , Manufacturer Browser , Rockers and Rollers |  | 5 lb load,Benchmark Scientific, BR2000,tilt angle: 0 to 30°,14 in. (35 cm) × 12 in. (30 cm),CSA approved: No,2-30 rpm speed,14 in. (35 cm) × 12 in. (30 cm) × 8 in. (20 cm) | , |  |  | 5 lb load,Benchmark Scientific, BR2000,tilt angle: 0 to 30°,14 in. (35 cm) × 12 in. (30 cm),CSA approved: No,2-30 rpm speed,14 in. (35 cm) × 12 in. (30 cm) × 8 in. (20 cm)
,AC input 230 V, European 2-pin plug,,,,, | Z755486 |  | Aldrich | BenchRocker ™ variable 2D rocker |  | ,,,, | BenchRocker variable 2D rocker , IBI , Labware , Manufacturer Browser , Rockers and Rollers |  | 5 lb load,Benchmark Scientific, BR2000-230-EU plug,tilt angle: 0 to 30°,14 in. (35 cm) × 12 in. (30 cm),CE compliant,2-30 rpm speed,14 in. (35 cm) × 12 in. (30 cm) × 8 in. (20 cm) | , |  |  | 5 lb load,Benchmark Scientific, BR2000-230-EU plug,tilt angle: 0 to 30°,14 in. (35 cm) × 12 in. (30 cm),CE compliant,2-30 rpm speed,14 in. (35 cm) × 12 in. (30 cm) × 8 in. (20 cm)
,AC input 230 V, UK plug,,,,, | Z755494 |  | Aldrich | BenchRocker ™ variable 2D rocker |  | ,,,, | BenchRocker variable 2D rocker , IBI , Labware , Manufacturer Browser , Rockers and Rollers |  | 5 lb load,Benchmark Scientific, BR2000-230-UK plug,tilt angle: 0 to 30°,14 in. (35 cm) × 12 in. (30 cm),CE compliant,2-30 rpm speed,14 in. (35 cm) × 12 in. (30 cm) × 8 in. (20 cm) | , |  |  | 5 lb load,Benchmark Scientific, BR2000-230-UK plug,tilt angle: 0 to 30°,14 in. (35 cm) × 12 in. (30 cm),CE compliant,2-30 rpm speed,14 in. (35 cm) × 12 in. (30 cm) × 8 in. (20 cm)
,For MP 1015,,,,, | Z356220 |  | Sigma | Buffer recirculation ports for IBI electrophoresis units |  | ,,,, | Accessories, Gel Handling & Viewing for Horizontal Gel Electrophoresis , Buffer recirculation ports for IBI electrophoresis units , Electrophoresis Supplies , Horizontal Gel Electrophoresis Supplies , IBI , IBI Unit Accessories , Labware , Manufacturer Browser |  |  | ,
,size 1.0 mm × 12 wells,,,,, | Z356328 |  | Sigma | Combs for HR 2025 IBI electrophoresis unit |  | ,,,, | Combs for HR 2025 IBI electrophoresis unit , Combs for HR 2025 IBI units , Combs for Horizontal Gel Electrophoresis Units , Electrophoresis Supplies , Horizontal Gel Electrophoresis Supplies , IBI , Labware , Manufacturer Browser |  | 1.0 mm × 12 wells | , |  |  | 1.0 mm × 12 wells
,size 1.0 mm × 30 wells,,,,, | Z356387 |  | Sigma | Combs for HR 2025 IBI electrophoresis unit |  | ,,,, | Combs for HR 2025 IBI electrophoresis unit , Combs for HR 2025 IBI units , Combs for Horizontal Gel Electrophoresis Units , Electrophoresis Supplies , Horizontal Gel Electrophoresis Supplies , IBI , Labware , Manufacturer Browser |  | 1.0 mm × 30 wells | , |  |  | 1.0 mm × 30 wells
,size 1.0 mm × 40 wells,,,,, | Z356344 |  | Sigma | Combs for HR 2025 IBI electrophoresis unit |  | ,,,, | Combs for HR 2025 IBI electrophoresis unit , Combs for HR 2025 IBI units , Combs for Horizontal Gel Electrophoresis Units , Electrophoresis Supplies , Horizontal Gel Electrophoresis Supplies , IBI , Labware , Manufacturer Browser |  | 1.0 mm × 40 wells | , |  |  | 1.0 mm × 40 wells
,size 1.0 mm × 1 well , preparative well plus 2 marker lanes,,,,, | Z356417 |  | Sigma | Combs for HR 2025 IBI electrophoresis unit |  | ,,,, | Combs for HR 2025 IBI electrophoresis unit , Combs for HR 2025 IBI units , Combs for Horizontal Gel Electrophoresis Units , Electrophoresis Supplies , Horizontal Gel Electrophoresis Supplies , IBI , Labware , Manufacturer Browser |  | 1.0 mm × 1 well , preparative well plus 2 marker lanes | , |  |  | 1.0 mm × 1 well , preparative well plus 2 marker lanes
,size 1.0 mm × 2 wells , preparative well plus 2 marker lanes,,,,, | Z356433 |  | Sigma | Combs for HR 2025 IBI electrophoresis unit |  | ,,,, | Combs for HR 2025 IBI electrophoresis unit , Combs for HR 2025 IBI units , Combs for Horizontal Gel Electrophoresis Units , Electrophoresis Supplies , Horizontal Gel Electrophoresis Supplies , IBI , Labware , Manufacturer Browser |  | 1.0 mm × 2 wells , preparative well plus 2 marker lanes | , |  |  | 1.0 mm × 2 wells , preparative well plus 2 marker lanes
,size 2.0 mm × 10 wells,,,,, | Z356492 |  | Sigma | Combs for HR 2025 IBI electrophoresis unit |  | ,,,, | Combs for HR 2025 IBI electrophoresis unit , Combs for HR 2025 IBI units , Combs for Horizontal Gel Electrophoresis Units , Electrophoresis Supplies , Horizontal Gel Electrophoresis Supplies , IBI , Labware , Manufacturer Browser |  | not available in EU,2.0 mm × 10 wells | , |  |  | not available in EU,2.0 mm × 10 wells
,size 2.0 mm × 15 wells,,,,, | Z356514 |  | Sigma | Combs for HR 2025 IBI electrophoresis unit |  | ,,,, | Combs for HR 2025 IBI electrophoresis unit , Combs for HR 2025 IBI units , Combs for Horizontal Gel Electrophoresis Units , Electrophoresis Supplies , Horizontal Gel Electrophoresis Supplies , IBI , Labware , Manufacturer Browser |  | not available in EU,2.0 mm × 15 wells | , |  |  | not available in EU,2.0 mm × 15 wells
,size 2.0 mm × 20 wells,,,,, | Z356360 |  | Sigma | Combs for HR 2025 IBI electrophoresis unit |  | ,,,, | Combs for HR 2025 IBI electrophoresis unit , Combs for HR 2025 IBI units , Combs for Horizontal Gel Electrophoresis Units , Electrophoresis Supplies , Horizontal Gel Electrophoresis Supplies , IBI , Labware , Manufacturer Browser |  | 2.0 mm × 20 wells | , |  |  | 2.0 mm × 20 wells
,size 2.0 mm × 30 wells,,,,, | Z356395 |  | Sigma | Combs for HR 2025 IBI electrophoresis unit |  | ,,,, | Combs for HR 2025 IBI electrophoresis unit , Combs for HR 2025 IBI units , Combs for Horizontal Gel Electrophoresis Units , Electrophoresis Supplies , Horizontal Gel Electrophoresis Supplies , IBI , Labware , Manufacturer Browser |  | 2.0 mm × 30 wells | , |  |  | 2.0 mm × 30 wells
,size 2.0 mm × 1 well , preparative well plus 2 marker lanes,,,,, | Z356425 |  | Sigma | Combs for HR 2025 IBI electrophoresis unit |  | ,,,, | Combs for HR 2025 IBI electrophoresis unit , Combs for HR 2025 IBI units , Combs for Horizontal Gel Electrophoresis Units , Electrophoresis Supplies , Horizontal Gel Electrophoresis Supplies , IBI , Labware , Manufacturer Browser |  | 2.0 mm × 1 well , preparative well plus 2 marker lanes | , |  |  | 2.0 mm × 1 well , preparative well plus 2 marker lanes
,size 2.0 mm × 2 wells , preparative well plus 2 marker lanes,,,,, | Z356441 |  | Sigma | Combs for HR 2025 IBI electrophoresis unit |  | ,,,, | Combs for HR 2025 IBI electrophoresis unit , Combs for HR 2025 IBI units , Combs for Horizontal Gel Electrophoresis Units , Electrophoresis Supplies , Horizontal Gel Electrophoresis Supplies , IBI , Labware , Manufacturer Browser |  | 2.0 mm × 2 wells , preparative well plus 2 marker lanes | , |  |  | 2.0 mm × 2 wells , preparative well plus 2 marker lanes
,size 3.0 mm × 30 wells,,,,, | Z356409 |  | Sigma | Combs for HR 2025 IBI electrophoresis unit |  | ,,,, | Combs for HR 2025 IBI electrophoresis unit , Combs for HR 2025 IBI units , Combs for Horizontal Gel Electrophoresis Units , Electrophoresis Supplies , Horizontal Gel Electrophoresis Supplies , IBI , Labware , Manufacturer Browser |  | 3.0 mm × 30 wells | , |  |  | 3.0 mm × 30 wells
,size 3.0 mm × 1 well , preparative well plus 2 marker lanes,,,,, | Z356468 |  | Sigma | Combs for HR 2025 IBI electrophoresis unit |  | ,,,, | Combs for HR 2025 IBI electrophoresis unit , Combs for HR 2025 IBI units , Combs for Horizontal Gel Electrophoresis Units , Electrophoresis Supplies , Horizontal Gel Electrophoresis Supplies , IBI , Labware , Manufacturer Browser |  | 3.0 mm × 1 well , preparative well plus 2 marker lanes | , |  |  | 3.0 mm × 1 well , preparative well plus 2 marker lanes
,size 3.0 mm × 2 wells , preparative well plus 2 marker lanes,,,,, | Z356476 |  | Sigma | Combs for HR 2025 IBI electrophoresis unit |  | ,,,, | Combs for HR 2025 IBI electrophoresis unit , Combs for HR 2025 IBI units , Combs for Horizontal Gel Electrophoresis Units , Electrophoresis Supplies , Horizontal Gel Electrophoresis Supplies , IBI , Labware , Manufacturer Browser |  | 3.0 mm × 2 wells , preparative well plus 2 marker lanes | , |  |  | 3.0 mm × 2 wells , preparative well plus 2 marker lanes
,size 1.0 mm × 10 wells,,,,, | Z356085 |  | Sigma | Combs for MP 1015 IBI electrophoresis unit |  | ,,,, | Combs for Horizontal Gel Electrophoresis Units , Combs for MP 1015 IBI electrophoresis unit , Combs for MP 1015 IBI units , Electrophoresis Supplies , Horizontal Gel Electrophoresis Supplies , IBI , Labware , Manufacturer Browser |  | 1.0 mm × 10 wells | , |  |  | 1.0 mm × 10 wells
,size 1.0 mm × 16 wells,,,,, | Z356115 |  | Sigma | Combs for MP 1015 IBI electrophoresis unit |  | ,,,, | Combs for Horizontal Gel Electrophoresis Units , Combs for MP 1015 IBI electrophoresis unit , Combs for MP 1015 IBI units , Electrophoresis Supplies , Horizontal Gel Electrophoresis Supplies , IBI , Labware , Manufacturer Browser |  | 1.0 mm × 16 wells | , |  |  | 1.0 mm × 16 wells
,size 1.0 mm × 20 wells,,,,, | Z356190 |  | Sigma | Combs for MP 1015 IBI electrophoresis unit |  | ,,,, | Combs for Horizontal Gel Electrophoresis Units , Combs for MP 1015 IBI electrophoresis unit , Combs for MP 1015 IBI units , Electrophoresis Supplies , Horizontal Gel Electrophoresis Supplies , IBI , Labware , Manufacturer Browser |  | 1.0 mm × 20 wells | , |  |  | 1.0 mm × 20 wells
,size 1.0 mm × 2 wells , preparative well plus 2 marker lanes,,,,, | Z356174 |  | Sigma | Combs for MP 1015 IBI electrophoresis unit |  | ,,,, | Combs for Horizontal Gel Electrophoresis Units , Combs for MP 1015 IBI electrophoresis unit , Combs for MP 1015 IBI units , Electrophoresis Supplies , Horizontal Gel Electrophoresis Supplies , IBI , Labware , Manufacturer Browser |  | 1.0 mm × 2 wells , preparative well plus 2 marker lanes | , |  |  | 1.0 mm × 2 wells , preparative well plus 2 marker lanes
,size 2.0 mm × 10 wells,,,,, | Z356093 |  | Sigma | Combs for MP 1015 IBI electrophoresis unit |  | ,,,, | Combs for Horizontal Gel Electrophoresis Units , Combs for MP 1015 IBI electrophoresis unit , Combs for MP 1015 IBI units , Electrophoresis Supplies , Horizontal Gel Electrophoresis Supplies , IBI , Labware , Manufacturer Browser |  | 2.0 mm × 10 wells | , |  |  | 2.0 mm × 10 wells
,size 2.0 mm × 16 wells,,,,, | Z356123 |  | Sigma | Combs for MP 1015 IBI electrophoresis unit |  | ,,,, | Combs for Horizontal Gel Electrophoresis Units , Combs for MP 1015 IBI electrophoresis unit , Combs for MP 1015 IBI units , Electrophoresis Supplies , Horizontal Gel Electrophoresis Supplies , IBI , Labware , Manufacturer Browser |  | 2.0 mm × 16 wells | , |  |  | 2.0 mm × 16 wells
,size 2.0 mm × 20 wells,,,,, | Z356204 |  | Sigma | Combs for MP 1015 IBI electrophoresis unit |  | ,,,, | Combs for Horizontal Gel Electrophoresis Units , Combs for MP 1015 IBI electrophoresis unit , Combs for MP 1015 IBI units , Electrophoresis Supplies , Horizontal Gel Electrophoresis Supplies , IBI , Labware , Manufacturer Browser |  | 2.0 mm × 20 wells | , |  |  | 2.0 mm × 20 wells
,size 2.0 mm × 1 wells , preparative well plus 2 marker lanes,,,,, | Z356166 |  | Sigma | Combs for MP 1015 IBI electrophoresis unit |  | ,,,, | Combs for Horizontal Gel Electrophoresis Units , Combs for MP 1015 IBI electrophoresis unit , Combs for MP 1015 IBI units , Electrophoresis Supplies , Horizontal Gel Electrophoresis Supplies , IBI , Labware , Manufacturer Browser |  | 2.0 mm × 1 wells , preparative well plus 2 marker lanes | , |  |  | 2.0 mm × 1 wells , preparative well plus 2 marker lanes
,size 2.0 mm × 2 wells , preparative well plus 2 marker lanes,,,,, | Z356182 |  | Sigma | Combs for MP 1015 IBI electrophoresis unit |  | ,,,, | Combs for Horizontal Gel Electrophoresis Units , Combs for MP 1015 IBI electrophoresis unit , Combs for MP 1015 IBI units , Electrophoresis Supplies , Horizontal Gel Electrophoresis Supplies , IBI , Labware , Manufacturer Browser |  | 2.0 mm × 2 wells , preparative well plus 2 marker lanes | , |  |  | 2.0 mm × 2 wells , preparative well plus 2 marker lanes
,size 3.0 mm × 10 wells,,,,, | Z356107 |  | Sigma | Combs for MP 1015 IBI electrophoresis unit |  | ,,,, | Combs for Horizontal Gel Electrophoresis Units , Combs for MP 1015 IBI electrophoresis unit , Combs for MP 1015 IBI units , Electrophoresis Supplies , Horizontal Gel Electrophoresis Supplies , IBI , Labware , Manufacturer Browser |  | 3.0 mm × 10 wells | , |  |  | 3.0 mm × 10 wells
,size 3.0 mm × 20 wells,,,,, | Z356212 |  | Sigma | Combs for MP 1015 IBI electrophoresis unit |  | ,,,, | Combs for Horizontal Gel Electrophoresis Units , Combs for MP 1015 IBI electrophoresis unit , Combs for MP 1015 IBI units , Electrophoresis Supplies , Horizontal Gel Electrophoresis Supplies , IBI , Labware , Manufacturer Browser |  | 3.0 mm × 20 wells | , |  |  | 3.0 mm × 20 wells
,size 3.0 mm × 1 wells , preparative well plus 2 marker lanes,,,,, | Z356247 |  | Sigma | Combs for MP 1015 IBI electrophoresis unit |  | ,,,, | Combs for Horizontal Gel Electrophoresis Units , Combs for MP 1015 IBI electrophoresis unit , Combs for MP 1015 IBI units , Electrophoresis Supplies , Horizontal Gel Electrophoresis Supplies , IBI , Labware , Manufacturer Browser |  | 3.0 mm × 1 wells , preparative well plus 2 marker lanes | , |  |  | 3.0 mm × 1 wells , preparative well plus 2 marker lanes
,size 3.0 mm × 2 wells , preparative well plus 2 marker lanes,,,,, | Z356255 |  | Sigma | Combs for MP 1015 IBI electrophoresis unit |  | ,,,, | Combs for Horizontal Gel Electrophoresis Units , Combs for MP 1015 IBI electrophoresis unit , Combs for MP 1015 IBI units , Electrophoresis Supplies , Horizontal Gel Electrophoresis Supplies , IBI , Labware , Manufacturer Browser |  | 3.0 mm × 2 wells , preparative well plus 2 marker lanes | , |  |  | 3.0 mm × 2 wells , preparative well plus 2 marker lanes
,size 1.0 mm × 8 wells,,,,, | Z355917 |  | Sigma | Combs for QS 710 IBI electrophoresis unit |  | ,,,, | Combs for Horizontal Gel Electrophoresis Units , Combs for QS 710 IBI electrophoresis unit , Combs for QS 710 IBI units , Electrophoresis Supplies , Horizontal Gel Electrophoresis Supplies , IBI , Labware , Manufacturer Browser |  | 1.0 mm × 8 wells | , |  |  | 1.0 mm × 8 wells
,size 1.0 mm × 12 wells,,,,, | Z355925 |  | Sigma | Combs for QS 710 IBI electrophoresis unit |  | ,,,, | Combs for Horizontal Gel Electrophoresis Units , Combs for QS 710 IBI electrophoresis unit , Combs for QS 710 IBI units , Electrophoresis Supplies , Horizontal Gel Electrophoresis Supplies , IBI , Labware , Manufacturer Browser |  | 1.0 mm × 12 wells | , |  |  | 1.0 mm × 12 wells
,size 1.0 mm × 15 wells,,,,, | Z355933 |  | Sigma | Combs for QS 710 IBI electrophoresis unit |  | ,,,, | Combs for Horizontal Gel Electrophoresis Units , Combs for QS 710 IBI electrophoresis unit , Combs for QS 710 IBI units , Electrophoresis Supplies , Horizontal Gel Electrophoresis Supplies , IBI , Labware , Manufacturer Browser |  | 1.0 mm × 15 wells | , |  |  | 1.0 mm × 15 wells
,size 1.0 mm × 1 wells , preparative well,,,,, | Z355984 |  | Sigma | Combs for QS 710 IBI electrophoresis unit |  | ,,,, | Combs for Horizontal Gel Electrophoresis Units , Combs for QS 710 IBI electrophoresis unit , Combs for QS 710 IBI units , Electrophoresis Supplies , Horizontal Gel Electrophoresis Supplies , IBI , Labware , Manufacturer Browser |  | 1.0 mm × 1 wells , preparative well | , |  |  | 1.0 mm × 1 wells , preparative well
,size 1.5 mm × 8 wells,,,,, | Z355941 |  | Sigma | Combs for QS 710 IBI electrophoresis unit |  | ,,,, | Combs for Horizontal Gel Electrophoresis Units , Combs for QS 710 IBI electrophoresis unit , Combs for QS 710 IBI units , Electrophoresis Supplies , Horizontal Gel Electrophoresis Supplies , IBI , Labware , Manufacturer Browser |  | 1.5 mm × 8 wells | , |  |  | 1.5 mm × 8 wells
,size 1.5 mm × 12 wells,,,,, | Z355968 |  | Sigma | Combs for QS 710 IBI electrophoresis unit |  | ,,,, | Combs for Horizontal Gel Electrophoresis Units , Combs for QS 710 IBI electrophoresis unit , Combs for QS 710 IBI units , Electrophoresis Supplies , Horizontal Gel Electrophoresis Supplies , IBI , Labware , Manufacturer Browser |  | 1.5 mm × 12 wells | , |  |  | 1.5 mm × 12 wells
,size 1.5 mm × 15 wells,,,,, | Z355976 |  | Sigma | Combs for QS 710 IBI electrophoresis unit |  | ,,,, | Combs for Horizontal Gel Electrophoresis Units , Combs for QS 710 IBI electrophoresis unit , Combs for QS 710 IBI units , Electrophoresis Supplies , Horizontal Gel Electrophoresis Supplies , IBI , Labware , Manufacturer Browser |  | 1.5 mm × 15 wells | , |  |  | 1.5 mm × 15 wells
,size 1.5 mm × 1 wells , preparative well,,,,, | Z356018 |  | Sigma | Combs for QS 710 IBI electrophoresis unit |  | ,,,, | Combs for Horizontal Gel Electrophoresis Units , Combs for QS 710 IBI electrophoresis unit , Combs for QS 710 IBI units , Electrophoresis Supplies , Horizontal Gel Electrophoresis Supplies , IBI , Labware , Manufacturer Browser |  | 1.5 mm × 1 wells , preparative well | , |  |  | 1.5 mm × 1 wells , preparative well
,size 1.5 mm × 1 wells , preparative well plus marker lane,,,,, | Z356026 |  | Sigma | Combs for QS 710 IBI electrophoresis unit |  | ,,,, | Combs for Horizontal Gel Electrophoresis Units , Combs for QS 710 IBI electrophoresis unit , Combs for QS 710 IBI units , Electrophoresis Supplies , Horizontal Gel Electrophoresis Supplies , IBI , Labware , Manufacturer Browser |  | 1.5 mm × 1 wells , preparative well plus marker lane | , |  |  | 1.5 mm × 1 wells , preparative well plus marker lane
,size 7 cm × 10 cm,,,,, | Z355909 |  | Sigma | Gel casting system and tray for IBI horizontal units |  | ,,,, | Accessories, Gel Prep & Running for Horizontal Gel Electrophoresis , Electrophoresis Supplies , Gel casting system and tray for IBI horizontal units , Horizontal Gel Electrophoresis Supplies , IBI , Labware , Manufacturer Browser |  | For QS 710,7 cm × 10 cm | , |  |  | For QS 710,7 cm × 10 cm
,size 10 cm × 15 cm,,,,, | Z356077 |  | Sigma | Gel casting system and tray for IBI horizontal units |  | ,,,, | Accessories, Gel Prep & Running for Horizontal Gel Electrophoresis , Electrophoresis Supplies , Gel casting system and tray for IBI horizontal units , Horizontal Gel Electrophoresis Supplies , IBI , Labware , Manufacturer Browser |  | For MP 1015,10 cm × 15 cm | , |  |  | For MP 1015,10 cm × 15 cm
,size 20 cm × 25 cm,,,,, | Z356301 |  | Sigma | Gel casting system and tray for IBI horizontal units |  | ,,,, | Accessories, Gel Prep & Running for Horizontal Gel Electrophoresis , Electrophoresis Supplies , Gel casting system and tray for IBI horizontal units , Horizontal Gel Electrophoresis Supplies , IBI , Labware , Manufacturer Browser |  | For HR 2025,20 cm × 25 cm | , |  |  | For HR 2025,20 cm × 25 cm
,size 7 cm × 10 cm,,,,, | Z355895 |  | Sigma | Gel casting system for IBI horizontal units |  | ,,,, | Accessories, Gel Prep & Running for Horizontal Gel Electrophoresis , Electrophoresis Supplies , Gel casting system for IBI horizontal units , Horizontal Gel Electrophoresis Supplies , IBI , Labware , Manufacturer Browser |  | For QS 710,7 cm × 10 cm | , |  |  | For QS 710,7 cm × 10 cm
,size 10 cm × 15 cm,,,,, | Z356069 |  | Sigma | Gel casting system for IBI horizontal units |  | ,,,, | Accessories, Gel Prep & Running for Horizontal Gel Electrophoresis , Electrophoresis Supplies , Gel casting system for IBI horizontal units , Horizontal Gel Electrophoresis Supplies , IBI , Labware , Manufacturer Browser |  | For MP 1015,10 cm × 15 cm | , |  |  | For MP 1015,10 cm × 15 cm
,size 7 cm × 10 cm,,,,, | Z355887 |  | Sigma | Gel casting tray for IBI horizontal unit |  | ,,,, | Accessories, Gel Prep & Running for Horizontal Gel Electrophoresis , Electrophoresis Supplies , Gel casting tray for IBI horizontal unit , Horizontal Gel Electrophoresis Supplies , IBI , Labware , Manufacturer Browser |  | For QS 710,7 cm × 10 cm | , |  |  | For QS 710,7 cm × 10 cm
,size 10 cm × 15 cm,,,,, | Z356050 |  | Sigma | Gel casting tray for IBI horizontal unit |  | ,,,, | Accessories, Gel Prep & Running for Horizontal Gel Electrophoresis , Electrophoresis Supplies , Gel casting tray for IBI horizontal unit , Horizontal Gel Electrophoresis Supplies , IBI , Labware , Manufacturer Browser |  | For MP 1015,10 cm × 15 cm | , |  |  | For MP 1015,10 cm × 15 cm
,Model QS 710, Quick Screening,,,,, | Z355879 |  | Sigma | Horizontal IBI electrophoresis units |  | ,,,, | Electrophoresis Supplies , Horizontal Gel Electrophoresis Supplies , Horizontal IBI electrophoresis units , IBI , Labware , Manufacturer Browser , Units and Components for Horizontal Gel Electrophoresis |  | comb positions 2,7 cm × 10 cm,capacity 30 samples two 15-tooth combs,250 mL | , |  |  | comb positions 2,7 cm × 10 cm,capacity 30 samples two 15-tooth combs,250 mL
,Model MP 1015, Multipurpose,,,,, | Z356042 |  | Sigma | Horizontal IBI electrophoresis units |  | ,,,, | Core Bioreagents , Electrophoresis Supplies , Equipment , Horizontal Gel Electrophoresis Supplies , Horizontal IBI electrophoresis units , IBI , Labware , Life Science Reagents for DNA/RNA Electrophoresis , Manufacturer Browser , Research Essentials , Units and Components for Horizontal Gel Electrophoresis |  | comb positions 5,10 cm × 15 cm,capacity 80 samples four 20-tooth combs,500 mL | , |  |  | comb positions 5,10 cm × 15 cm,capacity 80 samples four 20-tooth combs,500 mL
,Model HR 2025, High Resolution,,,,, | Z356263 |  | Sigma | Horizontal IBI electrophoresis units |  | ,,,, | Electrophoresis Supplies , Horizontal Gel Electrophoresis Supplies , Horizontal IBI electrophoresis units , IBI , Labware , Manufacturer Browser , Units and Components for Horizontal Gel Electrophoresis |  | comb positions 5,20 cm × 25 cm,capacity 160 samples four 40-tooth combs,1,200 mL | , |  |  | comb positions 5,20 cm × 25 cm,capacity 160 samples four 40-tooth combs,1,200 mL
,,,,,, | Z356034 |  | Sigma | Power leads, 48 in. for horizontal IBI electrophoresis units |  | ,,,, | Accessories, Gel Handling & Viewing for Horizontal Gel Electrophoresis , Electrophoresis Supplies , Horizontal Gel Electrophoresis Supplies , Horizontal IBI electrophoresis units , IBI , IBI Unit Accessories , Labware , Manufacturer Browser |  |  | ,
,Comb, size 0.2 mm × 32 rectangular wells,,,,, | Z355623 |  | Sigma | STS-45 Nucleic Acid Sequencing Unit Accessories |  | ,,,, | Electrophoresis Supplies , IBI , Labware , Manufacturer Browser , Other Vertical Gel Electrophoresis Accessories , STS-45 Nucleic Acid Sequencing Unit Accessories , STS-45 Unit Accessories , Vertical Gel Electrophoresis Units |  | 0.2 mm × 32 rectangular wells | , |  |  | 0.2 mm × 32 rectangular wells
,Comb, size 0.2 mm × 64 rectangular wells,,,,, | Z355631 |  | Sigma | STS-45 Nucleic Acid Sequencing Unit Accessories |  | ,,,, | Electrophoresis Supplies , IBI , Labware , Manufacturer Browser , Other Vertical Gel Electrophoresis Accessories , STS-45 Nucleic Acid Sequencing Unit Accessories , STS-45 Unit Accessories , Vertical Gel Electrophoresis Units |  | 0.2 mm × 64 rectangular wells | , |  |  | 0.2 mm × 64 rectangular wells
,Comb, size 0.2 mm × 96 sharktooth wells,,,,, | Z355690 |  | Sigma | STS-45 Nucleic Acid Sequencing Unit Accessories |  | ,,,, | Electrophoresis Supplies , IBI , Labware , Manufacturer Browser , Other Vertical Gel Electrophoresis Accessories , STS-45 Nucleic Acid Sequencing Unit Accessories , STS-45 Unit Accessories , Vertical Gel Electrophoresis Units |  | 0.2 mm × 96 sharktooth wells | , |  |  | 0.2 mm × 96 sharktooth wells
,Comb, size 0.4 mm × 32 rectangular wells,,,,, | Z355658 |  | Sigma | STS-45 Nucleic Acid Sequencing Unit Accessories |  | ,,,, | Electrophoresis Supplies , IBI , Labware , Manufacturer Browser , Other Vertical Gel Electrophoresis Accessories , STS-45 Nucleic Acid Sequencing Unit Accessories , STS-45 Unit Accessories , Vertical Gel Electrophoresis Units |  | 0.4 mm × 32 rectangular wells | , |  |  | 0.4 mm × 32 rectangular wells
,Comb, size 0.4 mm × 64 rectangular wells,,,,, | Z355666 |  | Sigma | STS-45 Nucleic Acid Sequencing Unit Accessories |  | ,,,, | Electrophoresis Supplies , IBI , Labware , Manufacturer Browser , Other Vertical Gel Electrophoresis Accessories , STS-45 Nucleic Acid Sequencing Unit Accessories , STS-45 Unit Accessories , Vertical Gel Electrophoresis Units |  | 0.4 mm × 64 rectangular wells | , |  |  | 0.4 mm × 64 rectangular wells
,Comb, size 0.4 mm × 96 sharktooth wells,,,,, | Z355712 |  | Sigma | STS-45 Nucleic Acid Sequencing Unit Accessories |  | ,,,, | Electrophoresis Supplies , IBI , Labware , Manufacturer Browser , Other Vertical Gel Electrophoresis Accessories , STS-45 Nucleic Acid Sequencing Unit Accessories , STS-45 Unit Accessories , Vertical Gel Electrophoresis Units |  | 0.4 mm × 96 sharktooth wells | , |  |  | 0.4 mm × 96 sharktooth wells
,Sharktooth Comb Set, size 0.2 mm,,,,, | Z355704 |  | Sigma | STS-45 Nucleic Acid Sequencing Unit Accessories |  | ,,,, | Electrophoresis Supplies , IBI , Labware , Manufacturer Browser , Other Vertical Gel Electrophoresis Accessories , STS-45 Nucleic Acid Sequencing Unit Accessories , STS-45 Unit Accessories , Vertical Gel Electrophoresis Units |  | 0.2 mm | , |  |  | 0.2 mm
,Sharktooth Comb Set, size 0.4 mm,,,,, | Z355720 |  | Sigma | STS-45 Nucleic Acid Sequencing Unit Accessories |  | ,,,, | Electrophoresis Supplies , IBI , Labware , Manufacturer Browser , Other Vertical Gel Electrophoresis Accessories , STS-45 Nucleic Acid Sequencing Unit Accessories , STS-45 Unit Accessories , Vertical Gel Electrophoresis Units |  | 0.4 mm | , |  |  | 0.4 mm
,Comb and Spacer Set, size 0.2 mm,,,,, | Z355747 |  | Sigma | STS-45 Nucleic Acid Sequencing Unit Accessories |  | ,,,, | Electrophoresis Supplies , IBI , Labware , Manufacturer Browser , Other Vertical Gel Electrophoresis Accessories , STS-45 Nucleic Acid Sequencing Unit Accessories , STS-45 Unit Accessories , Vertical Gel Electrophoresis Units |  | 0.2 mm | , |  |  | 0.2 mm
,Comb and Spacer Set, size 0.4 mm,,,,, | Z355763 |  | Sigma | STS-45 Nucleic Acid Sequencing Unit Accessories |  | ,,,, | Electrophoresis Supplies , IBI , Labware , Manufacturer Browser , Other Vertical Gel Electrophoresis Accessories , STS-45 Nucleic Acid Sequencing Unit Accessories , STS-45 Unit Accessories , Vertical Gel Electrophoresis Units |  | 0.4 mm | , |  |  | 0.4 mm
,Spacer Set, size 0.4 mm,,,,, | Z355755 |  | Sigma | STS-45 Nucleic Acid Sequencing Unit Accessories |  | ,,,, | Electrophoresis Supplies , IBI , Labware , Manufacturer Browser , Other Vertical Gel Electrophoresis Accessories , STS-45 Nucleic Acid Sequencing Unit Accessories , STS-45 Unit Accessories , Vertical Gel Electrophoresis Units |  | 0.4 mm | , |  |  | 0.4 mm
,Spacer Set, linear wedge size 0.2-0.8 mm,,,,, | Z355771 |  | Sigma | STS-45 Nucleic Acid Sequencing Unit Accessories |  | ,,,, | Electrophoresis Supplies , IBI , Labware , Manufacturer Browser , Other Vertical Gel Electrophoresis Accessories , STS-45 Nucleic Acid Sequencing Unit Accessories , STS-45 Unit Accessories , Vertical Gel Electrophoresis Units |  | 0.2-0.8 mm | , |  |  | 0.2-0.8 mm
,Glass Plate Set (one inner, one outer),,,,, | Z355844 |  | Sigma | STS-45 Nucleic Acid Sequencing Unit Accessories |  | ,,,, | Electrophoresis Supplies , IBI , Labware , Manufacturer Browser , Other Vertical Gel Electrophoresis Accessories , STS-45 Nucleic Acid Sequencing Unit Accessories , STS-45 Unit Accessories , Vertical Gel Electrophoresis Units |  |  | ,
,Gasket Set (gasket with four tabs),,,,, | Z355852 |  | Sigma | STS-45 Nucleic Acid Sequencing Unit Accessories |  | ,,,, | Electrophoresis Supplies , IBI , Labware , Manufacturer Browser , Other Vertical Gel Electrophoresis Accessories , STS-45 Nucleic Acid Sequencing Unit Accessories , STS-45 Unit Accessories , Vertical Gel Electrophoresis Units |  |  | ,
,Power leads,,,,, | Z355801 |  | Sigma | STS-45 Nucleic Acid Sequencing Unit Accessories |  | ,,,, | Electrophoresis Supplies , IBI , Labware , Manufacturer Browser , Other Vertical Gel Electrophoresis Accessories , STS-45 Nucleic Acid Sequencing Unit Accessories , STS-45 Unit Accessories , Vertical Gel Electrophoresis Units |  |  | ,
,pack of 1 ea,,,,, | Z768588 |  | Sigma | UK cord set for Belly Button ™ , Belly Dancer ™ and Low Profile Roller (BS1363 Standard) |  | ,,,, | IBI , Labware , Manufacturer Browser , Orbital Shakers , Shakers & Vortexers , UK cord set for Belly Button, Belly Dancer and Low Profile Roller (BS1363 Standard) |  | pack of 1 ea,IBI, COMCD0005 | , |  |  | pack of 1 ea,IBI, COMCD0005
,HBR 4 basic heating bath, 230 V, 1/cs,,,,, | Z404888 |  | Aldrich | IKA ® HBR 4 heating baths |  | ,,,, | Baths and Circulators , General Purpose Baths and Circulators , IKA , IKA Baths , Labware , Manufacturer Browser |  | pack of 1 ×,IKA, 2520000,3.9 kg (bath),230 V,200 mm,CE compliant,case of 1,20-225 °C temperature,1000 watts,340 mm × 250 mm × 340 mm, outer dimensions,4 L | , |  |  | pack of 1 ×,IKA, 2520000,3.9 kg (bath),230 V,200 mm,CE compliant,case of 1,20-225 °C temperature,1000 watts,340 mm × 250 mm × 340 mm, outer dimensions,4 L
,HBR 4 digital heating bath with magnetic stirring, 115 V, 1/cs,,,,, | Z404926 |  | Aldrich | IKA ® HBR 4 heating baths |  | ,,,, | IKA , IKA Baths , Labware , Magnetic Stirrers , Manufacturer Browser , Stirrers |  | 20-200 °C temperature,IKA, 2602301,4.4 kg (bath),115 V,200 mm,CSA approved,case of 1,150-800 rpm speed,1000 watts,340 mm × 250 mm × 340 mm, outer dimensions,not available in EU,4 L | , |  |  | 20-200 °C temperature,IKA, 2602301,4.4 kg (bath),115 V,200 mm,CSA approved,case of 1,150-800 rpm speed,1000 watts,340 mm × 250 mm × 340 mm, outer dimensions,not available in EU,4 L
,HBR 4 digital heating bath with magnetic stirring, 230 V, 1/cs,,,,, | Z404934 |  | Aldrich | IKA ® HBR 4 heating baths |  | ,,,, | Baths and Circulators , General Purpose Baths and Circulators , IKA , IKA Baths , Labware , Manufacturer Browser |  | 20-200 °C temperature,IKA, 2602300,4.4 kg,230 V,200 mm,CE compliant,case of 1,150 - 800 rpm speed,1000 watts,340 mm × 250 mm × 340 mm, outer dimensions,4 L | , |  |  | 20-200 °C temperature,IKA, 2602300,4.4 kg,230 V,200 mm,CE compliant,case of 1,150 - 800 rpm speed,1000 watts,340 mm × 250 mm × 340 mm, outer dimensions,4 L
,,,,,, | L4412 |  | Sigma | Lid for Igloo ® cooler |  | ,,,, | Cryoware , Ice and Insulated Containers , Igloo Containers , Igloo cooler ice bucket , Jencons , Labware , Manufacturer Browser |  | Jencons | , |  |  | Jencons
,For 16 × 1.5 mL and 16 × 0.5 mL tubes,,,,, | R8774 |  | Sigma | Racks for Igloo ® ice tray |  | ,,,, | Cryoware , Ice and Insulated Containers , Igloo Containers , Igloo ice tray , Jencons , Labware , Manufacturer Browser |  | Jencons | , |  |  | Jencons
,For 32 × 1.5 mL microcentrifuge tubes,,,,, | R9024 |  | Sigma | Racks for Igloo ® ice tray |  | ,,,, | Cryoware , Ice and Insulated Containers , Igloo Containers , Igloo ice tray , Jencons , Labware , Manufacturer Browser |  | Jencons | , |  |  | Jencons
,For 32 × 2 mL cryotubes,,,,, | R9149 |  | Sigma | Racks for Igloo ® ice tray |  | ,,,, | Cryoware , Ice and Insulated Containers , Igloo Containers , Igloo ice tray , Jencons , Labware , Manufacturer Browser |  | Jencons | , |  |  | Jencons
,For 40 × 0.5 mL microcentrifuge tubes,,,,, | R9274 |  | Sigma | Racks for Igloo ® ice tray |  | ,,,, | Cryoware , Ice and Insulated Containers , Igloo Containers , Igloo ice tray , Jencons , Labware , Manufacturer Browser |  | Jencons | , |  |  | Jencons
,blue-green,,,,, | P1856 |  | Sigma | Powerpette ® plus |  | ,,,, | Jencons , Labware , Liquid Handling Equipment , Manufacturer Browser , Pipette Controllers and Pumps , Powerpette plus |  | blue-green,Jencons | , |  |  | blue-green,Jencons
,gray,,,,, | P1356 |  | Sigma | Powerpette ® plus |  | ,,,, | Jencons , Labware , Liquid Handling Equipment , Manufacturer Browser , Pipette Controllers and Pumps , Powerpette plus |  | gray,Jencons | , |  |  | gray,Jencons
,mauve,,,,, | P1731 |  | Sigma | Powerpette ® plus |  | ,,,, | Jencons , Labware , Liquid Handling Equipment , Manufacturer Browser , Pipette Controllers and Pumps , Powerpette plus |  | mauve,Jencons | , |  |  | mauve,Jencons
,pink,,,,, | P1481 |  | Sigma | Powerpette ® plus |  | ,,,, | Jencons , Labware , Liquid Handling Equipment , Manufacturer Browser , Pipette Controllers and Pumps , Powerpette plus |  | pink,Jencons | , |  |  | pink,Jencons
,yellow,,,,, | P1606 |  | Sigma | Powerpette ® plus |  | ,,,, | Jencons , Labware , Liquid Handling Equipment , Manufacturer Browser , Pipette Controllers and Pumps , Powerpette plus |  | yellow,Jencons | , |  |  | yellow,Jencons
,pkg of 5 ea,,,,, | Z407852 |  | Aldrich | Safetypette ™ pipette filler replacement membrane filters |  | ,,,, | Jencons , Labware , Liquid Handling Equipment , Manufacturer Browser , Pipette Controllers and Pumps , Safetypette pipette filler replacement membrane |  | pkg of 5 ea,Jencons | , |  |  | pkg of 5 ea,Jencons
,Model, 210, -200 to 250 °C temperature,,,,, | Z210226 |  | Aldrich | J-KEM ® basic temperature controller |  | ,,,, | Basic temperature controller , Heating , Heating Controllers , J-KEM , Labware , Manufacturer Browser |  | -200 to 250 °C temperature,120 V,temperature, accuracy: 0.1 °C, (1 mL to 12 L),thermocouple type T,Model, 210 | , |  |  | -200 to 250 °C temperature,120 V,temperature, accuracy: 0.1 °C, (1 mL to 12 L),thermocouple type T,Model, 210
,Model, 210, -50 to 1,200 °C temperature,,,,, | Z248207 |  | Aldrich | J-KEM ® basic temperature controller |  | ,,,, | Basic temperature controller , Heating , Heating Controllers , J-KEM , Labware , Manufacturer Browser |  | -50 to 1,200 °C temperature,120 V,temperature, accuracy: 0.1 °C, (1 mL to 12 L),thermocouple type K,Model, 210 | , |  |  | -50 to 1,200 °C temperature,120 V,temperature, accuracy: 0.1 °C, (1 mL to 12 L),thermocouple type K,Model, 210
,Model, 310, -50 to 1,200 °C temperature,,,,, | Z284718 |  | Aldrich | J-KEM ® basic temperature controller | (PDF) | ,,,, | Basic temperature controller , Heating , Heating Controllers , J-KEM , Labware , Manufacturer Browser |  | -50 to 1,200 °C temperature,120 V / 1200 watts, 10 A (model 210 and 210/T),temperature, accuracy: 0.1 °C, (1 mL to 12 L),thermocouple type K,Model, 310 | , |  |  | -50 to 1,200 °C temperature,120 V / 1200 watts, 10 A (model 210 and 210/T),temperature, accuracy: 0.1 °C, (1 mL to 12 L),thermocouple type K,Model, 310
,Model, 210/T, -200 to 250 °C temperature,,,,, | Z248215 |  | Aldrich | J-KEM ® basic temperature controller |  | ,,,, | Basic temperature controller , Heating , Heating Controllers , J-KEM , Labware , Manufacturer Browser |  | -200 to 250 °C temperature,120 V,temperature, accuracy: 0.1 °C, (1 mL to 12 L),thermocouple type T,Model, 210/T | , |  |  | -200 to 250 °C temperature,120 V,temperature, accuracy: 0.1 °C, (1 mL to 12 L),thermocouple type T,Model, 210/T
,Model, 210/T, -50 to 1,200 °C temperature,,,,, | Z248223 |  | Aldrich | J-KEM ® basic temperature controller |  | ,,,, | Basic temperature controller , Heating , Heating Controllers , J-KEM , Labware , Manufacturer Browser |  | -50 to 1,200 °C temperature,120 V / 1200 watts, 10 A (model 210 and 210/T),temperature, accuracy: 0.1 °C, (1 mL to 12 L),thermocouple type K,Model, 210/T | , |  |  | -50 to 1,200 °C temperature,120 V / 1200 watts, 10 A (model 210 and 210/T),temperature, accuracy: 0.1 °C, (1 mL to 12 L),thermocouple type K,Model, 210/T
,thermocouple type, T, limit -200-250 °C temp. range,,,,, | Z563129 |  | Aldrich | J-KEM ® digital temperature monitor |  | ,,,, | Digital temperature monitor , J-KEM , Labware , Manufacturer Browser , Temperature , Thermocouples |  | 120 V,-200-250 °C temp. range,thermocouple type T,J-Kem | , |  |  | 120 V,-200-250 °C temp. range,thermocouple type T,J-Kem
,thermocouple type, K, limit -50-1200 °C temp. range,,,,, | Z563137 |  | Aldrich | J-KEM ® digital temperature monitor |  | ,,,, | Digital temperature monitor , J-KEM , Labware , Manufacturer Browser , Temperature , Thermocouples |  | 120 V,-50-1200 °C temp. range,thermocouple type K,J-Kem | , |  |  | 120 V,-50-1200 °C temp. range,thermocouple type K,J-Kem
,stainless steel,,,,, | Z409561 |  | Aldrich | Needle valve for J-KEM digital vacuum regulator |  | ,,,Z248169, | Digital vacuum regulator , J-KEM , Labware , Manufacturer Browser , Measurement Devices |  | J-Kem,stainless steel | , |  |  | J-Kem,stainless steel,Z248169
,model, Gemini, -200-250 °C temperature,,,,, | Z280062 |  | Aldrich | J-KEM ® dual temperature controller |  | ,,,, | Dual temperature controller , Heating , Heating Controllers , J-KEM , Labware , Manufacturer Browser |  | 120 V / 1800 watts, 15 A (model 270 and Gemini-2),-200-250 °C temperature,thermocouple type T,model, Gemini | , |  |  | 120 V / 1800 watts, 15 A (model 270 and Gemini-2),-200-250 °C temperature,thermocouple type T,model, Gemini
,model, Gemini, -50-1,200 °C temperature,,,,, | Z280089 |  | Aldrich | J-KEM ® dual temperature controller |  | ,,,, | Dual temperature controller , Heating , Heating Controllers , J-KEM , Labware , Manufacturer Browser |  | 120 V / 1800 watts, 15 A (model 270 and Gemini-2),-50-1,200 °C temperature,thermocouple type K,model, Gemini | , |  |  | 120 V / 1800 watts, 15 A (model 270 and Gemini-2),-50-1,200 °C temperature,thermocouple type K,model, Gemini
,model, Gemini, 0-800 °C temperature,,,,, | Z280070 |  | Aldrich | J-KEM ® dual temperature controller |  | ,,,, | Dual temperature controller , Heating , Heating Controllers , J-KEM , Labware , Manufacturer Browser |  | 120 V / 1800 watts, 15 A (model 270 and Gemini-2),0-800 °C temperature,thermocouple type J,model, Gemini | , |  |  | 120 V / 1800 watts, 15 A (model 270 and Gemini-2),0-800 °C temperature,thermocouple type J,model, Gemini
,model, 270, -50-1,200 °C temperature,,,,, | Z248274 |  | Aldrich | J-KEM ® safety temperature controller |  | ,,,, | Dual temperature controller , Heating , Heating Controllers , J-KEM , Labware , Manufacturer Browser |  | -50-1,200 °C temperature,120 V / 1800 V, 15 A,temperature, accuracy: ±-0.1 °C, (1 mL - 22 L),thermocouple type K,model, 270 | , |  |  | -50-1,200 °C temperature,120 V / 1800 V, 15 A,temperature, accuracy: ±-0.1 °C, (1 mL - 22 L),thermocouple type K,model, 270
,limit 0.1-2.5 L/min flow rate,,,,, | Z567965 |  | Aldrich | J-Kem ® flow sensor |  | ,,,, | Flow sensor for J-Kem water flow monitor , J-KEM , Labware , Manufacturer Browser , Measurement Devices |  | 0.1-2.5 L/min flow rate | , |  |  | 0.1-2.5 L/min flow rate
,limit 2-30 L/min flow rate,,,,, | Z567981 |  | Aldrich | J-Kem ® flow sensor |  | ,,,, | Flow sensor for J-Kem water flow monitor , J-KEM , Labware , Manufacturer Browser , Measurement Devices |  | 2-30 L/min flow rate | , |  |  | 2-30 L/min flow rate
,thermocouple type, T,,,,, | Z563226 |  | Aldrich | J-KEM ® high power, safety controller, model HCC |  | ,,,, | Heating , Heating Controllers , High power controller, model HCC , J-KEM , Labware , Manufacturer Browser , Temperature , Thermocouples |  | J-Kem,thermocouple type T | , |  |  | J-Kem,thermocouple type T
,thermocouple type, J,,,,, | Z563234 |  | Aldrich | J-KEM ® high power, safety controller, model HCC |  | ,,,, | Heating , Heating Controllers , High power controller, model HCC , J-KEM , Labware , Manufacturer Browser , Temperature , Thermocouples |  | J-Kem,thermocouple type J | , |  |  | J-Kem,thermocouple type J
,thermocouple type, K,,,,, | Z563242 |  | Aldrich | J-KEM ® high power, safety controller, model HCC |  | ,,,, | Heating , Heating Controllers , High power controller, model HCC , J-KEM , Labware , Manufacturer Browser , Temperature , Thermocouples |  | J-Kem,thermocouple type K | , |  |  | J-Kem,thermocouple type K
,Model, 250, -200-250 °C temperature,,,,, | Z248231 |  | Aldrich | J-KEM ® high power temperature controller |  | ,,,, | Heating , Heating Controllers , J-KEM , Labware , Manufacturer Browser , Multiple outlet temperature controller |  | -200-250 °C temperature,Model, 250,temperature, accuracy: 0.1 °C, (1 mL to 22 L),120 V / 1800 watts, 15 A (model 260/Timer),thermocouple type T,3 | , |  |  | -200-250 °C temperature,Model, 250,temperature, accuracy: 0.1 °C, (1 mL to 22 L),120 V / 1800 watts, 15 A (model 260/Timer),thermocouple type T,3
,Model, 250, -50-1,200 °C temperature,,,,, | Z248258 |  | Aldrich | J-KEM ® high power temperature controller |  | ,,,, | Heating , Heating Controllers , J-KEM , Labware , Manufacturer Browser , Multiple outlet temperature controller |  | -50-1,200 °C temperature,Model, 250,temperature, accuracy: 0.1 °C, (1 mL to 22 L),120 V / 1800 watts, 15 A (model 260/Timer),thermocouple type K,3 | , |  |  | -50-1,200 °C temperature,Model, 250,temperature, accuracy: 0.1 °C, (1 mL to 22 L),120 V / 1800 watts, 15 A (model 260/Timer),thermocouple type K,3
,hole diam. 1/8 in., Joint: ST/NS 14/20,,,,, | Z212490 |  | Aldrich | PTFE probe adapter for J-KEM ® temperature controller |  | ,,,, | Heating , Heating Controllers , J-KEM , Labware , Manufacturer Browser , PTFE probe adapter for J-KEM temperature controller |  | Joint: ST/NS14/20,1/8 in.,J-Kem | , |  |  | Joint: ST/NS14/20,1/8 in.,J-Kem
,hole diam. 1/8 in., Joint: ST/NS 10/18,,,,, | Z234605 |  | Aldrich | PTFE probe adapter for J-KEM ® temperature controller |  | ,,,, | Heating , Heating Controllers , J-KEM , Labware , Manufacturer Browser , PTFE probe adapter for J-KEM temperature controller |  | Joint: ST/NS10/18,1/8 in.,J-Kem | , |  |  | Joint: ST/NS10/18,1/8 in.,J-Kem
,hole diam. 1/8 in., Joint: ST/NS 24/40,,,,, | Z248282 |  | Aldrich | PTFE probe adapter for J-KEM ® temperature controller |  | ,,,, | Heating , Heating Controllers , J-KEM , Labware , Manufacturer Browser , PTFE probe adapter for J-KEM temperature controller |  | Joint: ST/NS24/40,1/8 in.,J-Kem | , |  |  | Joint: ST/NS24/40,1/8 in.,J-Kem
,hole diam. 1/4 in., Joint: ST/NS 24/40,,,,, | Z248304 |  | Aldrich | PTFE probe adapter for J-KEM ® temperature controller |  | ,,,, | Heating , Heating Controllers , J-KEM , Labware , Manufacturer Browser , PTFE probe adapter for J-KEM temperature controller |  | Joint: ST/NS24/40,1/4 in.,J-Kem | , |  |  | Joint: ST/NS24/40,1/4 in.,J-Kem
,hole diam. 1/8 in., Joint: ST/NS 29/42,,,,, | Z563110 |  | Aldrich | PTFE probe adapter for J-KEM ® temperature controller |  | ,,,, | J-KEM , Labware , Manufacturer Browser , PTFE probe adapter for J-KEM temperature controller , Temperature , Thermocouples |  | Joint: ST/NS29/42,1/8 in.,J-Kem | , |  |  | Joint: ST/NS29/42,1/8 in.,J-Kem
,Model, 260/Timer, -200-250 °C temperature,,,,, | Z409510 |  | Aldrich | J-KEM ® high power temperature controller |  | ,,,, | Heating , Heating Controllers , J-KEM , Labware , Manufacturer Browser , Safety temperature controller |  | -200-250 °C temperature,Model, 260/Timer,temperature, accuracy: 0.1 °C, (1 mL to 22 L),120 V / 1800 watts, 15 A (model 260/Timer),thermocouple type T,2 | , |  |  | -200-250 °C temperature,Model, 260/Timer,temperature, accuracy: 0.1 °C, (1 mL to 22 L),120 V / 1800 watts, 15 A (model 260/Timer),thermocouple type T,2
,Model, 260/Timer, -50-1,200 °C temperature,,,,, | Z409529 |  | Aldrich | J-KEM ® high power temperature controller |  | ,,,, | Heating , Heating Controllers , J-KEM , Labware , Manufacturer Browser , Safety temperature controller |  | -50-1,200 °C temperature,Model, 260/Timer,temperature, accuracy: 0.1 °C, (1 mL to 22 L),120 V / 1800 watts, 15 A (model 260/Timer),thermocouple type K,2 | , |  |  | -50-1,200 °C temperature,Model, 260/Timer,temperature, accuracy: 0.1 °C, (1 mL to 22 L),120 V / 1800 watts, 15 A (model 260/Timer),thermocouple type K,2
,For thermocouple T, single-element,,,,, | Z212482 |  | Aldrich | J-KEM ® thermocouple extension cable |  | ,,,, | Heating , Heating Controllers , J-KEM , Labware , Manufacturer Browser , Thermocouple extension cable |  | J-Kem,10 ft | , |  |  | J-Kem,10 ft
,For thermocouple K, single-element,,,,, | Z248460 |  | Aldrich | J-KEM ® thermocouple extension cable |  | ,,,, | Heating , Heating Controllers , J-KEM , Labware , Manufacturer Browser , Thermocouple extension cable |  | J-Kem,10 ft | , |  |  | J-Kem,10 ft
,Single-element, thermocouple type, T,,,,, | Z212474 |  | Aldrich | J-KEM ® thermocouple probe |  | ,,,, | Heating , Heating Controllers , J-KEM , Labware , Manufacturer Browser , Thermocouple probe |  | J-Kem,PTFE-coated,thermocouple type T,1/8 in. × 12 in. | , |  |  | J-Kem,PTFE-coated,thermocouple type T,1/8 in. × 12 in.
,Single-element, thermocouple type, K,,,,, | Z248312 |  | Aldrich | J-KEM ® thermocouple probe |  | ,,,, | Heating , Heating Controllers , J-KEM , Labware , Manufacturer Browser , Thermocouple probe |  | J-Kem,PTFE-coated,thermocouple type K,1/8 in. × 12 in. | , |  |  | J-Kem,PTFE-coated,thermocouple type K,1/8 in. × 12 in.
,Dual-element, thermocouple type, T,,,,, | Z248320 |  | Aldrich | J-KEM ® thermocouple probe |  | ,,,, | Heating , Heating Controllers , J-KEM , Labware , Manufacturer Browser , Thermocouple probe |  | J-Kem,PTFE-coated,thermocouple type T,1/4 in. × 12 in. | , |  |  | J-Kem,PTFE-coated,thermocouple type T,1/4 in. × 12 in.
,Dual-element, thermocouple type, K,,,,, | Z248339 |  | Aldrich | J-KEM ® thermocouple probe |  | ,,,, | Heating , Heating Controllers , J-KEM , Labware , Manufacturer Browser , Thermocouple probe |  | J-Kem,PTFE-coated,thermocouple type K,1/4 in. × 12 in. | , |  |  | J-Kem,PTFE-coated,thermocouple type K,1/4 in. × 12 in.
,Single-element, thermocouple type, T, diam. × L 1/8 in. × 6 in.,,,,, | Z563099 |  | Aldrich | J-KEM ® thermocouple probe |  | ,,,, | J-KEM , Labware , Manufacturer Browser , Temperature , Thermocouple probe , Thermocouples |  | J-Kem,PTFE-coated,1/8 in. × 6 in.,thermocouple type T | , |  |  | J-Kem,PTFE-coated,1/8 in. × 6 in.,thermocouple type T
,Single-element, thermocouple type, K, diam. × L 1/8 in. × 6 in.,,,,, | Z563102 |  | Aldrich | J-KEM ® thermocouple probe |  | ,,,, | J-KEM , Labware , Manufacturer Browser , Temperature , Thermocouple probe , Thermocouples |  | J-Kem,PTFE-coated,1/8 in. × 6 in.,thermocouple type K | , |  |  | J-Kem,PTFE-coated,1/8 in. × 6 in.,thermocouple type K
,thermocouple type, T,,,,, | Z563250 |  | Aldrich | Thermocouple probe for models 270 & HCC controllers |  | ,,,, | J-KEM , Labware , Manufacturer Browser , Temperature , Thermocouple probe for model HCC controllers , Thermocouples |  | J-Kem,PTFE-coated,thermocouple type T,1/4 in. × 12 in. | , |  |  | J-Kem,PTFE-coated,thermocouple type T,1/4 in. × 12 in.
,thermocouple type, J,,,,, | Z563269 |  | Aldrich | Thermocouple probe for models 270 & HCC controllers |  | ,,,, | J-KEM , Labware , Manufacturer Browser , Temperature , Thermocouple probe for model HCC controllers , Thermocouples |  | J-Kem,PTFE-coated,thermocouple type J,1/4 in. × 12 in. | , |  |  | J-Kem,PTFE-coated,thermocouple type J,1/4 in. × 12 in.
,thermocouple type, K,,,,, | Z563277 |  | Aldrich | Thermocouple probe for models 270 & HCC controllers |  | ,,,, | J-KEM , Labware , Manufacturer Browser , Temperature , Thermocouple probe for model HCC controllers , Thermocouples |  | J-Kem,PTFE-coated,thermocouple type K,1/4 in. × 12 in. | , |  |  | J-Kem,PTFE-coated,thermocouple type K,1/4 in. × 12 in.
,HL-4, AC input 115 V, bath useable volume 4.5 L, limit 20-250 °C temp. range,,,,, | Z557331 |  | Aldrich | Julabo ® HighTech ™ heating circulator |  | ,,,, | Baths and Circulators , HighTech heating circulator , Julabo , Julabo Heating and Cooling Baths and Circulators , Labware , Manufacturer Browser |  | ±0.01 °C temp. stability,HL-4,11 kg,13 cm × 15 cm × 15 cm,0.4 bar suction pressure,2 kw,4.5 L,21 cm × 42 cm × 40 cm,not available in EU | , |  |  | ±0.01 °C temp. stability,HL-4,11 kg,13 cm × 15 cm × 15 cm,0.4 bar suction pressure,2 kw,4.5 L,21 cm × 42 cm × 40 cm,not available in EU
,HE-4, AC input 230 V, bath useable volume 4.5 L, limit 20-250 °C temp. range,,,,, | Z653098 |  | Aldrich | Julabo ® HighTech ™ heating circulator |  | ,,,, | Baths and Circulators , HighTech heating circulator , Julabo , Julabo Heating and Cooling Baths and Circulators , Labware , Manufacturer Browser |  | ±0.01 °C temp. stability,HE-4,11 kg,13 cm × 15 cm × 15 cm,0.4 bar suction pressure,2 kw,4.5 L,21 cm × 42 cm × 40 cm,available only in EU | , |  |  | ±0.01 °C temp. stability,HE-4,11 kg,13 cm × 15 cm × 15 cm,0.4 bar suction pressure,2 kw,4.5 L,21 cm × 42 cm × 40 cm,available only in EU
,HL-4, AC input 230 V, bath useable volume 4.5 L, limit 20-250 °C temp. range,,,,, | Z653128 |  | Aldrich | Julabo ® HighTech ™ heating circulator |  | ,,,, | Baths and Circulators , HighTech heating circulator , Julabo , Julabo Heating and Cooling Baths and Circulators , Labware , Manufacturer Browser |  | ±0.01 °C temp. stability,HL-4,11 kg,13 cm × 15 cm × 15 cm,0.4 bar suction pressure,2 kw,4.5 L,21 cm × 42 cm × 40 cm,available only in EU | , |  |  | ±0.01 °C temp. stability,HL-4,11 kg,13 cm × 15 cm × 15 cm,0.4 bar suction pressure,2 kw,4.5 L,21 cm × 42 cm × 40 cm,available only in EU
,HE-4, AC input 115 V, bath useable volume 4.5 L, limit 20-250 °C temp. range,,,,, | Z557323 |  | Aldrich | Julabo ® HighTech ™ heating circulator |  | ,,,, | Baths and Circulators , HighTech heating circulator , Julabo , Julabo Heating and Cooling Baths and Circulators , Labware , Manufacturer Browser |  | ±0.01 °C temp. stability,HE-4,11 kg,13 cm × 15 cm × 15 cm,0.4 bar suction pressure,2 kw,4.5 L,21 cm × 42 cm × 40 cm,not available in EU | , |  |  | ±0.01 °C temp. stability,HE-4,11 kg,13 cm × 15 cm × 15 cm,0.4 bar suction pressure,2 kw,4.5 L,21 cm × 42 cm × 40 cm,not available in EU
,F25-HE, AC input 115 V, volume 4.5 L, limit -28-200 °C temp. range,,,,, | Z557358 |  | Aldrich | Julabo ® HighTech ™ series refrigerated/heating circulator |  | ,,,, | Baths and Circulators , HighTech series refrigerated / heating circulator , Julabo , Julabo Heating and Cooling Baths and Circulators , Labware , Manufacturer Browser |  | 60 W (at -20 °C),F25-HE,32 kg,250 W, at 0°C,4.5 L,12 cm × 14 cm × 14 cm,-28-200 °C temp. range,23 cm × 42 cm × 64 cm,not available in EU | , |  |  | 60 W (at -20 °C),F25-HE,32 kg,250 W, at 0°C,4.5 L,12 cm × 14 cm × 14 cm,-28-200 °C temp. range,23 cm × 42 cm × 64 cm,not available in EU
,F25-HE, AC input 230 V, volume size 4.5 L, limit -28-200 °C temp. range,,,,, | Z653187 |  | Aldrich | Julabo ® HighTech ™ series refrigerated/heating circulator |  | ,,,, | Baths and Circulators , HighTech series refrigerated / heating circulator , Julabo , Julabo Heating and Cooling Baths and Circulators , Labware , Manufacturer Browser |  | 60 W (at -20 °C),F25-HE,32 kg,200 W (at 0 °C),4.5 L,12 cm × 14 cm × 14 cm,-28-200 °C temp. range,23 cm × 42 cm × 64 cm,available only in EU | , |  |  | 60 W (at -20 °C),F25-HE,32 kg,200 W (at 0 °C),4.5 L,12 cm × 14 cm × 14 cm,-28-200 °C temp. range,23 cm × 42 cm × 64 cm,available only in EU
,F25-HL, AC input 115 V, volume 4.5 L, limit -28-200 °C temp. range,,,,, | Z557366 |  | Aldrich | Julabo ® HighTech ™ series refrigerated/heating circulator |  | ,,,, | Baths and Circulators , HighTech series refrigerated / heating circulator , Julabo , Julabo Heating and Cooling Baths and Circulators , Labware , Manufacturer Browser |  | 60 W, at -20°C,F25-HL,32 kg,250 W, at 0°C,4.5 L,12 cm × 14 cm × 14 cm,-28-200 °C temp. range,23 cm × 42 cm × 64 cm,not available in EU | , |  |  | 60 W, at -20°C,F25-HL,32 kg,250 W, at 0°C,4.5 L,12 cm × 14 cm × 14 cm,-28-200 °C temp. range,23 cm × 42 cm × 64 cm,not available in EU
,F25-HL, AC input 230 V, volume 4.5 L, limit -28-200 °C temp. range,,,,, | Z646164 |  | Aldrich | Julabo ® HighTech ™ series refrigerated/heating circulator |  | ,,,, | Baths and Circulators , HighTech series refrigerated / heating circulator , Julabo , Julabo Heating and Cooling Baths and Circulators , Labware , Manufacturer Browser |  | 60 W (at -20 °C),F25-HL,32 kg,200 W (at 0 °C),4.5 L,12 cm × 14 cm × 14 cm,-28-200 °C temp. range,23 cm × 42 cm × 64 cm | , |  |  | 60 W (at -20 °C),F25-HL,32 kg,200 W (at 0 °C),4.5 L,12 cm × 14 cm × 14 cm,-28-200 °C temp. range,23 cm × 42 cm × 64 cm
,F32-HE, AC input 115 V, volume 8 L, limit -35-200 °C temp. range,,,,, | Z557374 |  | Aldrich | Julabo ® HighTech ™ series refrigerated/heating circulator |  | ,,,, | Baths and Circulators , HighTech series refrigerated / heating circulator , Julabo , Julabo Heating and Cooling Baths and Circulators , Labware , Manufacturer Browser |  | 50 W, at -30°C,F32-HE,38 kg,150 W, at -20°C,8 L,18 cm × 12 cm × 15 cm,-35-200 °C temp. range,31 cm × 42 cm × 66 cm,not available in EU | , |  |  | 50 W, at -30°C,F32-HE,38 kg,150 W, at -20°C,8 L,18 cm × 12 cm × 15 cm,-35-200 °C temp. range,31 cm × 42 cm × 66 cm,not available in EU
,F32-HE, AC input 230 V, volume size 8 L, limit -35-200 °C temp. range,,,,, | Z653195 |  | Aldrich | Julabo ® HighTech ™ series refrigerated/heating circulator |  | ,,,, | Baths and Circulators , HighTech series refrigerated / heating circulator , Julabo , Julabo Heating and Cooling Baths and Circulators , Labware , Manufacturer Browser |  | 50 W (at -30 °C),F32-HE,38 kg,150 W (at -20 °C),8 L,18 cm × 12 cm × 15 cm,-35-200 °C temp. range,31 cm × 42 cm × 66 cm,available only in EU | , |  |  | 50 W (at -30 °C),F32-HE,38 kg,150 W (at -20 °C),8 L,18 cm × 12 cm × 15 cm,-35-200 °C temp. range,31 cm × 42 cm × 66 cm,available only in EU
,F32-HL, AC input 115 V, volume 8 L, limit -35-200 °C temp. range,,,,, | Z557382 |  | Aldrich | Julabo ® HighTech ™ series refrigerated/heating circulator |  | ,,,, | Baths and Circulators , HighTech series refrigerated / heating circulator , Julabo , Julabo Heating and Cooling Baths and Circulators , Labware , Manufacturer Browser |  | 50 W, at -30°C,F32-HL,38 kg,150 W, at -20°C,8 L,18 cm × 12 cm × 15 cm,-35-200 °C temp. range,31 cm × 42 cm × 66 cm,not available in EU | , |  |  | 50 W, at -30°C,F32-HL,38 kg,150 W, at -20°C,8 L,18 cm × 12 cm × 15 cm,-35-200 °C temp. range,31 cm × 42 cm × 66 cm,not available in EU
,F32-HL, AC input 230 V, volume 8 L, limit -28-200 °C temp. range,,,,, | Z646172 |  | Aldrich | Julabo ® HighTech ™ series refrigerated/heating circulator |  | ,,,, | Baths and Circulators , HighTech series refrigerated / heating circulator , Julabo , Julabo Heating and Cooling Baths and Circulators , Labware , Manufacturer Browser |  | 50 W (at -40 °C),F32-HL,38 kg,150 W (at -20 °C),8 L,18 cm × 12 cm × 15 cm,-28-200 °C temp. range,31 cm × 42 cm × 66 cm | , |  |  | 50 W (at -40 °C),F32-HL,38 kg,150 W (at -20 °C),8 L,18 cm × 12 cm × 15 cm,-28-200 °C temp. range,31 cm × 42 cm × 66 cm
,Immersion-height adjustable platform,,,,, | Z611557 |  | Aldrich | Julabo ® bath accessories |  | ,,,, | Baths and Circulators , Julabo , Julabo Bath Accessories , Julabo Baths and Circulator Accessories , Labware , Manufacturer Browser |  | Julabo | , |  |  | Julabo
,Pump set for external temperature applications,,,,, | Z557390 |  | Aldrich | Julabo ® bath accessories |  | ,,,, | Baths and Circulators , Julabo , Julabo Bath Accessories , Julabo Baths and Circulator Accessories , Labware , Manufacturer Browser |  | Julabo | , |  |  | Julabo
,Aqua-Stabil, water bath protective media,,,,, | Z611662 |  | Aldrich | Julabo ® bath accessories |  | ,,,, | Baths and Circulators , Julabo , Julabo Bath Accessories , Julabo Baths and Circulator Accessories , Labware , Manufacturer Browser |  | pk of 6 × 100 mL,Julabo,not available in USA and Canada | , |  |  | pk of 6 × 100 mL,Julabo,not available in USA and Canada
,to fit 5 Erlenmeyer flasks 1000 cc,,,,, | Z615641 |  | Aldrich | Julabo ® bath carrier trays for SW22/SW23 |  | ,,,, | Baths and Circulators , Julabo , Julabo Bath Accessories , Julabo Baths and Circulator Accessories , Labware , Manufacturer Browser |  | Julabo | , |  |  | Julabo
,to fit 8 Erlenmeyer flasks 500 cc,,,,, | Z615633 |  | Aldrich | Julabo ® bath carrier trays for SW22/SW23 |  | ,,,, | Baths and Circulators , Julabo , Julabo Bath Accessories , Julabo Baths and Circulator Accessories , Labware , Manufacturer Browser |  | Julabo | , |  |  | Julabo
,to fit 11 Erlenmeyer flasks 250 - 300cc,,,,, | Z615625 |  | Aldrich | Julabo ® bath carrier trays for SW22/SW23 |  | ,,,, | Baths and Circulators , Julabo , Julabo Bath Accessories , Julabo Baths and Circulator Accessories , Labware , Manufacturer Browser |  | Julabo | , |  |  | Julabo
,to fit 15 Erlenmeyer flasks 200 cc,,,,, | Z615617 |  | Aldrich | Julabo ® bath carrier trays for SW22/SW23 |  | ,,,, | Baths and Circulators , Julabo , Julabo Bath Accessories , Julabo Baths and Circulator Accessories , Labware , Manufacturer Browser |  | Julabo | , |  |  | Julabo
,to fit 18 Erlenmeyer flasks 100 cc,,,,, | Z615609 |  | Aldrich | Julabo ® bath carrier trays for SW22/SW23 |  | ,,,, | Baths and Circulators , Julabo , Julabo Bath Accessories , Julabo Baths and Circulator Accessories , Labware , Manufacturer Browser |  | Julabo | , |  |  | Julabo
,to fit 32 Erlenmeyer flasks 50 cc,,,,, | Z615595 |  | Aldrich | Julabo ® bath carrier trays for SW22/SW23 |  | ,,,, | Baths and Circulators , Julabo , Julabo Bath Accessories , Julabo Baths and Circulator Accessories , Labware , Manufacturer Browser |  | Julabo | , |  |  | Julabo
,to fit 45 Erlenmeyer flasks 25 cc,,,,, | Z615587 |  | Aldrich | Julabo ® bath carrier trays for SW22/SW23 |  | ,,,, | Baths and Circulators , Julabo , Julabo Bath Accessories , Julabo Baths and Circulator Accessories , Labware , Manufacturer Browser |  | Julabo | , |  |  | Julabo
,for assembling max 4 test tube racks,,,,, | Z615668 |  | Aldrich | Julabo ® bath carrier trays for SW22/SW23 |  | ,,,, | Baths and Circulators , Julabo , Julabo Bath Accessories , Julabo Baths and Circulator Accessories , Labware , Manufacturer Browser |  | Julabo | , |  |  | Julabo
,Lift-up cover to fit 33 L bath,,,,, | Z611581 |  | Aldrich | Julabo ® bath covers |  | ,,,, | Baths and Circulators , Julabo , Julabo Bath Accessories , Julabo Baths and Circulator Accessories , Labware , Manufacturer Browser |  | Julabo | , |  |  | Julabo
,SS flat cover to fit 13 L and 17 L baths,,,,, | Z611603 |  | Aldrich | Julabo ® bath covers |  | ,,,, | Baths and Circulators , Julabo , Julabo Bath Accessories , Julabo Baths and Circulator Accessories , Labware , Manufacturer Browser |  | Julabo | , |  |  | Julabo
,SS flat cover to fit 19 L and 27 L baths,,,,, | Z611611 |  | Aldrich | Julabo ® bath covers |  | ,,,, | Baths and Circulators , Julabo , Julabo Bath Accessories , Julabo Baths and Circulator Accessories , Labware , Manufacturer Browser |  | Julabo | , |  |  | Julabo
,Lift-up Makrolon cover to fit SW22/SW23,,,,, | Z615579 |  | Aldrich | Julabo ® bath covers |  | ,,,, | Baths and Circulators , Julabo , Julabo Bath Accessories , Julabo Baths and Circulator Accessories , Labware , Manufacturer Browser |  | Julabo | , |  |  | Julabo
,Lift-up Makrolon cover to fit TW8,,,,, | Z615528 |  | Aldrich | Julabo ® bath covers |  | ,,,, | Baths and Circulators , Julabo , Julabo Bath Accessories , Julabo Baths and Circulator Accessories , Labware , Manufacturer Browser |  | Julabo,not available in USA and Canada | , |  |  | Julabo,not available in USA and Canada
,Lift-up Makrolon cover, to fit TW12,,,,, | Z615536 |  | Aldrich | Julabo ® bath covers |  | ,,,, | Baths and Circulators , Julabo , Julabo Bath Accessories , Julabo Baths and Circulator Accessories , Labware , Manufacturer Browser |  | Julabo | , |  |  | Julabo
,Lift-up Makrolon cover to fit TW20,,,,, | Z615544 |  | Aldrich | Julabo ® bath covers |  | ,,,, | Baths and Circulators , Julabo , Julabo Bath Accessories , Julabo Baths and Circulator Accessories , Labware , Manufacturer Browser |  | Julabo | , |  |  | Julabo
,fits 25 mL flasks,,,,, | Z557420 |  | Aldrich | Julabo ® bath spring clamps for Erlenmeyer flasks |  | ,,,, | Baths and Circulators , Julabo , Julabo Bath Accessories , Julabo Baths and Circulator Accessories , Labware , Manufacturer Browser |  | Julabo | , |  |  | Julabo
,fits 50 mL flasks,,,,, | Z557439 |  | Aldrich | Julabo ® bath spring clamps for Erlenmeyer flasks |  | ,,,, | Baths and Circulators , Julabo , Julabo Bath Accessories , Julabo Baths and Circulator Accessories , Labware , Manufacturer Browser |  | Julabo | , |  |  | Julabo
,fits 100 mL flasks,,,,, | Z557447 |  | Aldrich | Julabo ® bath spring clamps for Erlenmeyer flasks |  | ,,,, | Baths and Circulators , Julabo , Julabo Bath Accessories , Julabo Baths and Circulator Accessories , Labware , Manufacturer Browser |  | Julabo | , |  |  | Julabo
,fits 200 - 250 mL flasks,,,,, | Z557455 |  | Aldrich | Julabo ® bath spring clamps for Erlenmeyer flasks |  | ,,,, | Baths and Circulators , Julabo , Julabo Bath Accessories , Julabo Baths and Circulator Accessories , Labware , Manufacturer Browser |  | Julabo | , |  |  | Julabo
,fits 500 mL flasks,,,,, | Z557463 |  | Aldrich | Julabo ® bath spring clamps for Erlenmeyer flasks |  | ,,,, | Baths and Circulators , Julabo , Julabo Bath Accessories , Julabo Baths and Circulator Accessories , Labware , Manufacturer Browser |  | Julabo | , |  |  | Julabo
,fits 1000 mL flasks,,,,, | Z557471 |  | Aldrich | Julabo ® bath spring clamps for Erlenmeyer flasks |  | ,,,, | Baths and Circulators , Julabo , Julabo Bath Accessories , Julabo Baths and Circulator Accessories , Labware , Manufacturer Browser |  | Julabo | , |  |  | Julabo
,holds 84 test tubes,,,,, | Z660485 |  | Aldrich | Julabo ® bath test tube trays |  | ,,,, | Baths and Circulators , Julabo , Julabo Bath Accessories , Julabo Baths and Circulator Accessories , Labware , Manufacturer Browser |  | Julabo,available only in EU | , |  |  | Julabo,available only in EU
,holds 240 test tubes,,,,, | Z660450 |  | Aldrich | Julabo ® bath test tube trays |  | ,,,, | Baths and Circulators , Julabo , Julabo Bath Accessories , Julabo Baths and Circulator Accessories , Labware , Manufacturer Browser |  | Julabo,available only in EU | , |  |  | Julabo,available only in EU
,holds 360 test tubes,,,,, | Z660469 |  | Aldrich | Julabo ® bath test tube trays |  | ,,,, | Baths and Circulators , Julabo , Julabo Bath Accessories , Julabo Baths and Circulator Accessories , Labware , Manufacturer Browser |  | Julabo,available only in EU | , |  |  | Julabo,available only in EU
,to fit 90 test tubes, for water baths, diam. 12-13 mm,,,,, | Z615684 |  | Aldrich | Julabo ® bath test tube racks |  | ,,,, | Baths and Circulators , Julabo , Julabo Bath Accessories , Julabo Baths and Circulator Accessories , Labware , Manufacturer Browser |  | Julabo,12-13 mm | , |  |  | Julabo,12-13 mm
,to fit 60 test tubes, for water baths, diam. 16-17 mm,,,,, | Z615676 |  | Aldrich | Julabo ® bath test tube racks |  | ,,,, | Baths and Circulators , Julabo , Julabo Bath Accessories , Julabo Baths and Circulator Accessories , Labware , Manufacturer Browser |  | Julabo,16-17 mm | , |  |  | Julabo,16-17 mm
,to fit 21 test tubes, diam. 30 mm,,,,, | Z615706 |  | Aldrich | Julabo ® bath test tube racks |  | ,,,, | Baths and Circulators , Julabo , Julabo Bath Accessories , Julabo Baths and Circulator Accessories , Labware , Manufacturer Browser |  | Julabo,30 mm | , |  |  | Julabo,30 mm
,to fit 90 microtiter tubes, diam. 11-12 mm,,,,, | Z615692 |  | Aldrich | Julabo ® bath test tube racks |  | ,,,, | Baths and Circulators , Julabo , Julabo Bath Accessories , Julabo Baths and Circulator Accessories , Labware , Manufacturer Browser |  | Julabo,11-12 mm | , |  |  | Julabo,11-12 mm
,to fit 90 tubes, for open bath circulators, diam. 12-13 mm,,,,, | Z653020 |  | Aldrich | Julabo ® bath test tube racks |  | ,,,, | Baths and Circulators , Julabo , Julabo Bath Accessories , Julabo Baths and Circulator Accessories , Labware , Manufacturer Browser |  | Julabo,12-13 mm | , |  |  | Julabo,12-13 mm
,to fit 60 tubes, for open bath circulators, diam. 16-17 mm,,,,, | Z653012 |  | Aldrich | Julabo ® bath test tube racks |  | ,,,, | Baths and Circulators , Julabo , Julabo Bath Accessories , Julabo Baths and Circulator Accessories , Labware , Manufacturer Browser |  | Julabo,16-17 mm | , |  |  | Julabo,16-17 mm
,to fit 38 tubes, 13 mm diam, immersing 45 mm, SS,,,,, | Z611549 |  | Aldrich | Julabo ® bath test tube racks |  | ,,,, | Baths and Circulators , Julabo , Julabo Bath Accessories , Julabo Baths and Circulator Accessories , Labware , Manufacturer Browser |  | Julabo,not available in USA and Canada | , |  |  | Julabo,not available in USA and Canada
,to fit 28 tubes, 17 mm diam, immersing 80 mm, SS,,,,, | Z611530 |  | Aldrich | Julabo ® bath test tube racks |  | ,,,, | Baths and Circulators , Julabo , Julabo Bath Accessories , Julabo Baths and Circulator Accessories , Labware , Manufacturer Browser |  | Julabo | , |  |  | Julabo
,to fit 24 test tubes, for water baths, diam. 16-17 mm,,,,, | Z687413 |  | Sigma | Julabo ® bath test tube racks |  | ,,,, | Baths and Circulators , Julabo , Julabo Bath Accessories , Julabo Baths and Circulator Accessories , Labware , Manufacturer Browser |  | Julabo,16-17 mm | , |  |  | Julabo,16-17 mm
,Metal tubing, 0.5 m,,,,, | Z611999 |  | Aldrich | Julabo ® bath tubing |  | ,,,, | Baths and Circulators , Julabo , Julabo Bath Accessories , Julabo Baths and Circulator Accessories , Labware , Manufacturer Browser |  | Julabo,−100-350 °C temperature | , |  |  | Julabo,−100-350 °C temperature
,Metal tubing, 1 m,,,,, | Z612006 |  | Aldrich | Julabo ® bath tubing |  | ,,,, | Baths and Circulators , Julabo , Julabo Bath Accessories , Julabo Baths and Circulator Accessories , Labware , Manufacturer Browser |  | Julabo,−100-350 °C temperature | , |  |  | Julabo,−100-350 °C temperature
,Metal tubing, 3 m,,,,, | Z612014 |  | Aldrich | Julabo ® bath tubing |  | ,,,, | Baths and Circulators , Julabo , Julabo Bath Accessories , Julabo Baths and Circulator Accessories , Labware , Manufacturer Browser |  | Julabo,−100-350 °C temperature,not available in USA and Canada | , |  |  | Julabo,−100-350 °C temperature,not available in USA and Canada
,F12-ED, AC input 230 V, limit -20-100 °C temp. range,,,,, | Z653209 |  | Aldrich | Julabo ® economy series refrigerated/heating circulators |  | ,,,, | Baths and Circulators , Julabo , Julabo Economy Series Refrigerated/Heating Circulators , Julabo Heating and Cooling Baths and Circulators , Labware , Manufacturer Browser |  | 160 W (at 20 °C),F12-ED,22 kg,4.5 L,20 cm × 36 cm × 56 cm,13 cm × 15 cm × 13 cm,-20-100 °C temp. range,2 kw,100 W (at 0 °C),available only in EU | , |  |  | 160 W (at 20 °C),F12-ED,22 kg,4.5 L,20 cm × 36 cm × 56 cm,13 cm × 15 cm × 13 cm,-20-100 °C temp. range,2 kw,100 W (at 0 °C),available only in EU
,F12-ED, AC input 115 V, limit -20-100 °C temp. range,,,,, | Z557285 |  | Aldrich | Julabo ® economy series refrigerated/heating circulators |  | ,,,, | Baths and Circulators , Julabo , Julabo Economy Series Refrigerated/Heating Circulators , Julabo Heating and Cooling Baths and Circulators , Labware , Manufacturer Browser |  | 200 W, at 20°C,F12-ED,22 kg,4.5 L,20 cm × 36 cm × 56 cm,15 cm × 16 cm × 13 cm,-20-100 °C temp. range,2 kw,120 W, at 0°C,not available in EU | , |  |  | 200 W, at 20°C,F12-ED,22 kg,4.5 L,20 cm × 36 cm × 56 cm,15 cm × 16 cm × 13 cm,-20-100 °C temp. range,2 kw,120 W, at 0°C,not available in EU
,External cooling coil for counter-cooling,,,,, | Z611670 |  | Aldrich | Julabo ® external cooling coil for counter-cooling |  | ,,,, | Baths and Circulators , Julabo , Julabo Baths and Circulator Accessories , Julabo External Cooling Coil for Counter Cooling , Labware , Manufacturer Browser |  | Julabo | , |  |  | Julabo
,ED, AC input 115 V, limit 20-100 °C temp. range,,,,, | Z557110 |  | Aldrich | Julabo ® immersion circulators-heating, E models |  | ,,,, | Baths and Circulators , Julabo , Julabo Heating and Cooling Baths and Circulators , Julabo Immersion Circulators-Heating, E models , Labware , Manufacturer Browser |  | ±0.03 °C temp. stability,ED,3.3 kg,optional cooling coil,13 cm × 15 cm × 33 cm,0.35 bar pump pressure,1 kw,not available in EU | , |  |  | ±0.03 °C temp. stability,ED,3.3 kg,optional cooling coil,13 cm × 15 cm × 33 cm,0.35 bar pump pressure,1 kw,not available in EU
,ED, AC input 230 V, limit 20-100 °C temp. range,,,,, | Z652814 |  | Aldrich | Julabo ® immersion circulators-heating, E models |  | ,,,, | Baths and Circulators , Julabo , Julabo Heating and Cooling Baths and Circulators , Julabo Immersion Circulators-Heating, E models , Labware , Manufacturer Browser |  | ±0.03 °C temp. stability,ED,3.3 kg,optional cooling coil,13 cm × 15 cm × 33 cm,0.35 bar pump pressure,2 kw | , |  |  | ±0.03 °C temp. stability,ED,3.3 kg,optional cooling coil,13 cm × 15 cm × 33 cm,0.35 bar pump pressure,2 kw
,EH, AC input 115 V, limit 20-150 °C temp. range,,,,, | Z646040 |  | Aldrich | Julabo ® immersion circulators-heating, E models |  | ,,,, | Baths and Circulators , Julabo , Julabo Heating and Cooling Baths and Circulators , Julabo Immersion Circulators-Heating, E models , Labware , Manufacturer Browser |  | ±0.03 °C temp. stability,EH,3.3 kg,optional cooling coil,13 cm × 15 cm × 33 cm,0.35 bar pump pressure,2 kw,not available in EU | , |  |  | ±0.03 °C temp. stability,EH,3.3 kg,optional cooling coil,13 cm × 15 cm × 33 cm,0.35 bar pump pressure,2 kw,not available in EU
,EH, AC input 230 V, limit 20-150 °C temp. range,,,,, | Z646059 |  | Aldrich | Julabo ® immersion circulators-heating, E models |  | ,,,, | Baths and Circulators , Julabo , Julabo Heating and Cooling Baths and Circulators , Julabo Immersion Circulators-Heating, E models , Labware , Manufacturer Browser |  | ±0.03 °C temp. stability,EH,3.3 kg,optional cooling coil,13 cm × 15 cm × 33 cm,0.35 bar pump pressure,1 kw,not available in EU | , |  |  | ±0.03 °C temp. stability,EH,3.3 kg,optional cooling coil,13 cm × 15 cm × 33 cm,0.35 bar pump pressure,1 kw,not available in EU
,MB, AC input 115 V, limit 20-100 °C temp. range,,,,, | Z557137 |  | Aldrich | Julabo ® immersion circulators-heating, M models |  | ,,,, | Baths and Circulators , Julabo , Julabo Heating and Cooling Baths and Circulators , Julabo Immersion Circulators-Heating, M Models , Labware , Manufacturer Browser |  | ±0.02 °C temp. stability,MB,3.3 kg,13 cm × 15 cm × 33 cm,0.12 bar pump pressure,not available in EU | , |  |  | ±0.02 °C temp. stability,MB,3.3 kg,13 cm × 15 cm × 33 cm,0.12 bar pump pressure,not available in EU
,ED-5, AC input 115 V, volume 4.5 L, limit 20-100 °C temp. range,,,,, | Z557153 |  | Aldrich | Julabo ® open circulating baths, E models |  | ,,,, | Baths and Circulators , Julabo , Julabo Heating and Cooling Baths and Circulators , Julabo Open Circulating Baths, E Models , Labware , Manufacturer Browser |  | ±0.03 °C temp. stability,ED-5,7 kg,4.5 L,integrated cooling coil & bath cover,17 cm × 33 cm × 36 cm,15 cm × 15 cm × 15 cm,20-100 °C temp. range,1 kw,not available in EU | , |  |  | ±0.03 °C temp. stability,ED-5,7 kg,4.5 L,integrated cooling coil & bath cover,17 cm × 33 cm × 36 cm,15 cm × 15 cm × 15 cm,20-100 °C temp. range,1 kw,not available in EU
,ED-5, AC input 230 V, volume 4.5 L, limit 20-100 °C temp. range,,,,, | Z652903 |  | Aldrich | Julabo ® open circulating baths, E models |  | ,,,, | Baths and Circulators , Julabo , Julabo Heating and Cooling Baths and Circulators , Julabo Open Circulating Baths, E Models , Labware , Manufacturer Browser |  | ±0.03 °C temp. stability,ED-5,7 kg,4.5 L,integrated cooling coil & bath cover,17 cm × 33 cm × 36 cm,15 cm × 15 cm × 15 cm,20-100 °C temp. range,2 kw,available only in EU | , |  |  | ±0.03 °C temp. stability,ED-5,7 kg,4.5 L,integrated cooling coil & bath cover,17 cm × 33 cm × 36 cm,15 cm × 15 cm × 15 cm,20-100 °C temp. range,2 kw,available only in EU
,EH-5, AC input 115 V, volume 4.5 L, limit 20-150 °C temp. range,,,,, | Z646067 |  | Aldrich | Julabo ® open circulating baths, E models |  | ,,,, | Baths and Circulators , Julabo , Julabo Heating and Cooling Baths and Circulators , Julabo Open Circulating Baths, E Models , Labware , Manufacturer Browser |  | ±0.03 °C temp. stability,EH-5,7 kg,4.5 L,integrated cooling coil & bath cover,17 cm × 33 cm × 36 cm,15 cm × 15 cm × 15 cm,20-150 °C temp. range,2 kw,not available in EU | , |  |  | ±0.03 °C temp. stability,EH-5,7 kg,4.5 L,integrated cooling coil & bath cover,17 cm × 33 cm × 36 cm,15 cm × 15 cm × 15 cm,20-150 °C temp. range,2 kw,not available in EU
,EH-5, AC input 230 V, volume 4.5 L, limit 20-150 °C temp. range,,,,, | Z646075 |  | Aldrich | Julabo ® open circulating baths, E models |  | ,,,, | Baths and Circulators , Julabo , Julabo Heating and Cooling Baths and Circulators , Julabo Open Circulating Baths, E Models , Labware , Manufacturer Browser |  | ±0.03 °C temp. stability,EH-5,7 kg,4.5 L,integrated cooling coil & bath cover,17 cm × 33 cm × 36 cm,15 cm × 15 cm × 15 cm,20-150 °C temp. range,2 kw | , |  |  | ±0.03 °C temp. stability,EH-5,7 kg,4.5 L,integrated cooling coil & bath cover,17 cm × 33 cm × 36 cm,15 cm × 15 cm × 15 cm,20-150 °C temp. range,2 kw
,ED-13, AC input 115 V, volume 13 L, limit 20-100 °C temp. range,,,,, | Z557161 |  | Aldrich | Julabo ® open circulating baths, E models |  | ,,,, | Baths and Circulators , Julabo , Julabo Heating and Cooling Baths and Circulators , Julabo Open Circulating Baths, E Models , Labware , Manufacturer Browser |  | ±0.03 °C temp. stability,ED-13,8 kg,13 L,optional cooling coil & bath cover,39 cm × 33 cm × 37 cm,18 cm × 30 cm × 15 cm,20-100 °C temp. range,1 kw,not available in EU | , |  |  | ±0.03 °C temp. stability,ED-13,8 kg,13 L,optional cooling coil & bath cover,39 cm × 33 cm × 37 cm,18 cm × 30 cm × 15 cm,20-100 °C temp. range,1 kw,not available in EU
,ED-13, AC input 230 V, volume 13 L, limit 20-100 °C temp. range,,,,, | Z652911 |  | Aldrich | Julabo ® open circulating baths, E models |  | ,,,, | Baths and Circulators , Julabo , Julabo Heating and Cooling Baths and Circulators , Julabo Open Circulating Baths, E Models , Labware , Manufacturer Browser |  | ±0.03 °C temp. stability,ED-13,8 kg,13 L,optional cooling coil & bath cover,39 cm × 33 cm × 37 cm,18 cm × 30 cm × 15 cm,20-100 °C temp. range,2 kw,available only in EU | , |  |  | ±0.03 °C temp. stability,ED-13,8 kg,13 L,optional cooling coil & bath cover,39 cm × 33 cm × 37 cm,18 cm × 30 cm × 15 cm,20-100 °C temp. range,2 kw,available only in EU
,ED-19, AC input 115 V, volume 19 L, limit 20-100 °C temp. range,,,,, | Z557188 |  | Aldrich | Julabo ® open circulating baths, E models |  | ,,,, | Baths and Circulators , Julabo , Julabo Heating and Cooling Baths and Circulators , Julabo Open Circulating Baths, E Models , Labware , Manufacturer Browser |  | ±0.03 °C temp. stability,ED-19,11 kg,19 L,optional cooling coil & bath cover,57 cm × 33 cm × 37 cm,36 cm × 30 cm × 15 cm,20-100 °C temp. range,1 kw,not available in EU | , |  |  | ±0.03 °C temp. stability,ED-19,11 kg,19 L,optional cooling coil & bath cover,57 cm × 33 cm × 37 cm,36 cm × 30 cm × 15 cm,20-100 °C temp. range,1 kw,not available in EU
,ED-19, AC input 230 V, volume 19 L, limit 20-100 °C temp. range,,,,, | Z652938 |  | Aldrich | Julabo ® open circulating baths, E models |  | ,,,, | Baths and Circulators , Julabo , Julabo Heating and Cooling Baths and Circulators , Julabo Open Circulating Baths, E Models , Labware , Manufacturer Browser |  | ±0.03 °C temp. stability,ED-19,11 kg,19 L,optional cooling coil & bath cover,57 cm × 33 cm × 37 cm,36 cm × 30 cm × 15 cm,20-100 °C temp. range,2 kw,available only in EU | , |  |  | ±0.03 °C temp. stability,ED-19,11 kg,19 L,optional cooling coil & bath cover,57 cm × 33 cm × 37 cm,36 cm × 30 cm × 15 cm,20-100 °C temp. range,2 kw,available only in EU
,ED-27, AC input 115 V, volume 27 L, limit 20-100 °C temp. range,,,,, | Z557498 |  | Aldrich | Julabo ® open circulating baths, E models |  | ,,,, | Baths and Circulators , Julabo , Julabo Heating and Cooling Baths and Circulators , Julabo Open Circulating Baths, E Models , Labware , Manufacturer Browser |  | ±0.03 °C temp. stability,ED-27,13 kg,27 L,optional cooling coil & bath cover,57 cm × 37 cm × 42 cm,36 cm × 30 cm × 20 cm,20-100 °C temp. range,1 kw,available only in EU | , |  |  | ±0.03 °C temp. stability,ED-27,13 kg,27 L,optional cooling coil & bath cover,57 cm × 37 cm × 42 cm,36 cm × 30 cm × 20 cm,20-100 °C temp. range,1 kw,available only in EU
,ED-27, AC input 230 V, volume 27 L, limit 20-100 °C temp. range,,,,, | Z646024 |  | Aldrich | Julabo ® open circulating baths, E models |  | ,,,, | Baths and Circulators , Julabo , Julabo Heating and Cooling Baths and Circulators , Julabo Open Circulating Baths, E Models , Labware , Manufacturer Browser |  | ±0.03 °C temp. stability,ED-27,13 kg,27 L,optional cooling coil & bath cover,57 cm × 33 cm × 42 cm,36 cm × 30 cm × 20 cm,20-100 °C temp. range,2 kw | , |  |  | ±0.03 °C temp. stability,ED-27,13 kg,27 L,optional cooling coil & bath cover,57 cm × 33 cm × 42 cm,36 cm × 30 cm × 20 cm,20-100 °C temp. range,2 kw
,EH-13, AC input 230 V, volume 13 L, limit 20-150 °C temp. range,,,,, | Z646083 |  | Aldrich | Julabo ® open circulating baths, E models |  | ,,,, | Baths and Circulators , Julabo , Julabo Heating and Cooling Baths and Circulators , Julabo Open Circulating Baths, E Models , Labware , Manufacturer Browser |  | ±0.03 °C temp. stability,EH-13,8 kg,13 L,optional cooling coil & bath cover,39 cm × 33 cm × 37 cm,18 cm × 30 cm × 15 cm,20-150 °C temp. range,2 kw | , |  |  | ±0.03 °C temp. stability,EH-13,8 kg,13 L,optional cooling coil & bath cover,39 cm × 33 cm × 37 cm,18 cm × 30 cm × 15 cm,20-150 °C temp. range,2 kw
,EH-19, AC input 230 V, volume 19 L, limit 20-150 °C temp. range,,,,, | Z646091 |  | Aldrich | Julabo ® open circulating baths, E models |  | ,,,, | Baths and Circulators , Julabo , Julabo Heating and Cooling Baths and Circulators , Julabo Open Circulating Baths, E Models , Labware , Manufacturer Browser |  | ±0.03 °C temp. stability,EH-19,11 kg,19 L,optional cooling coil & bath cover,57 cm × 33 cm × 37 cm,36 cm × 30 cm × 15 cm,20-150 °C temp. range,2 W | , |  |  | ±0.03 °C temp. stability,EH-19,11 kg,19 L,optional cooling coil & bath cover,57 cm × 33 cm × 37 cm,36 cm × 30 cm × 15 cm,20-150 °C temp. range,2 W
,EH-27, AC input 230 V, volume 27 L, limit 20-150 °C temp. range,,,,, | Z646105 |  | Aldrich | Julabo ® open circulating baths, E models |  | ,,,, | Baths and Circulators , Julabo , Julabo Heating and Cooling Baths and Circulators , Julabo Open Circulating Baths, E Models , Labware , Manufacturer Browser |  | ±0.03 °C temp. stability,EH-27,13 kg,27 L,optional cooling coil & bath cover,57 cm × 37 cm × 42 cm,36 cm × 30 cm × 20 cm,20-150 °C temp. range,2 kw | , |  |  | ±0.03 °C temp. stability,EH-27,13 kg,27 L,optional cooling coil & bath cover,57 cm × 37 cm × 42 cm,36 cm × 30 cm × 20 cm,20-150 °C temp. range,2 kw
,MB-5, AC input 115 V, volume 4.5 L, limit 20-100 °C temp. range,,,,, | Z557196 |  | Aldrich | Julabo ® open circulating baths, M models |  | ,,,, | Baths and Circulators , Julabo , Julabo Heating and Cooling Baths and Circulators , Julabo Open Circulating Baths, M Models , Labware , Manufacturer Browser |  | ±0.02 °C temp. stability,MB-5,7 kg,integrated cooling coil & bath cover,4.5 L,15 cm × 15 cm × 15 cm,10 L/min pump flow,1 kw,17 cm × 33 cm × 36 cm,not available in EU | , |  |  | ±0.02 °C temp. stability,MB-5,7 kg,integrated cooling coil & bath cover,4.5 L,15 cm × 15 cm × 15 cm,10 L/min pump flow,1 kw,17 cm × 33 cm × 36 cm,not available in EU
,MB-5, AC input 230 V, volume 4.5 L, limit 20-100 °C temp. range,,,,, | Z652822 |  | Aldrich | Julabo ® open circulating baths, M models |  | ,,,, | Baths and Circulators , Julabo , Julabo Heating and Cooling Baths and Circulators , Julabo Open Circulating Baths, M Models , Labware , Manufacturer Browser |  | ±0.02 °C temp. stability,MB-5,7 kg,integrated cooling coil & bath cover,4.5 L,15 cm × 15 cm × 15 cm,10 L/min pump flow,2 kw,17 cm × 33 cm × 36 cm,available only in EU | , |  |  | ±0.02 °C temp. stability,MB-5,7 kg,integrated cooling coil & bath cover,4.5 L,15 cm × 15 cm × 15 cm,10 L/min pump flow,2 kw,17 cm × 33 cm × 36 cm,available only in EU
,MB-13, AC input 115 V, volume 13 L, limit 20-100 °C temp. range,,,,, | Z557218 |  | Aldrich | Julabo ® open circulating baths, M models |  | ,,,, | Baths and Circulators , Julabo , Julabo Heating and Cooling Baths and Circulators , Julabo Open Circulating Baths, M Models , Labware , Manufacturer Browser |  | ±0.02 °C temp. stability,MB-13,8 kg,optional cooling coil & bath cover,13 L,18 cm × 30 cm × 15 cm,10 L/min pump flow,1 kw,39 cm × 33 cm × 37 cm,not available in EU | , |  |  | ±0.02 °C temp. stability,MB-13,8 kg,optional cooling coil & bath cover,13 L,18 cm × 30 cm × 15 cm,10 L/min pump flow,1 kw,39 cm × 33 cm × 37 cm,not available in EU
,MB-13, AC input 230 V, volume 13 L, limit 20-100 °C temp. range,,,,, | Z652830 |  | Aldrich | Julabo ® open circulating baths, M models |  | ,,,, | Baths and Circulators , Julabo , Julabo Heating and Cooling Baths and Circulators , Julabo Open Circulating Baths, M Models , Labware , Manufacturer Browser |  | ±0.02 °C temp. stability,MB-13,8 kg,optional cooling coil & bath cover,13 L,18 cm × 30 cm × 15 cm,10 L/min pump flow,2 kw,39 cm × 33 cm × 37 cm,available only in EU | , |  |  | ±0.02 °C temp. stability,MB-13,8 kg,optional cooling coil & bath cover,13 L,18 cm × 30 cm × 15 cm,10 L/min pump flow,2 kw,39 cm × 33 cm × 37 cm,available only in EU
,MB-19, AC input 115 V, volume 19 L, limit 20-100 °C temp. range,,,,, | Z557226 |  | Aldrich | Julabo ® open circulating baths, M models |  | ,,,, | Baths and Circulators , Julabo , Julabo Heating and Cooling Baths and Circulators , Julabo Open Circulating Baths, M Models , Labware , Manufacturer Browser |  | ±0.02 °C temp. stability,MB-19,11 kg,optional cooling coil & bath cover,19 L,36 cm × 30 cm × 15 cm,10 L/min pump flow,1 kw,57 cm × 33 cm × 37 cm,not available in EU | , |  |  | ±0.02 °C temp. stability,MB-19,11 kg,optional cooling coil & bath cover,19 L,36 cm × 30 cm × 15 cm,10 L/min pump flow,1 kw,57 cm × 33 cm × 37 cm,not available in EU
,MB-19, AC input 230 V, volume 19 L, limit 20-100 °C temp. range,,,,, | Z652857 |  | Aldrich | Julabo ® open circulating baths, M models |  | ,,,, | Baths and Circulators , Julabo , Julabo Heating and Cooling Baths and Circulators , Julabo Open Circulating Baths, M Models , Labware , Manufacturer Browser |  | ±0.02 °C temp. stability,MB-19,11 kg,optional cooling coil & bath cover,19 L,36 cm × 30 cm × 15 cm,10 L/min pump flow,2 kw,57 cm × 33 cm × 37 cm,available only in EU | , |  |  | ±0.02 °C temp. stability,MB-19,11 kg,optional cooling coil & bath cover,19 L,36 cm × 30 cm × 15 cm,10 L/min pump flow,2 kw,57 cm × 33 cm × 37 cm,available only in EU
,SW22, AC input 115 V,,,,, | Z557315 |  | Aldrich | Julabo ® shaking water baths |  | ,,,, | Baths and Circulators , Julabo , Julabo Shaking Baths and Circulators , Julabo Shaking Water Baths , Labware , Manufacturer Browser |  | ±0.2 °C temp. stability,, SW22,8-22 L,shaking frequency 20 ‑ 200 cycles per minute adjustable,35 cm × 70 cm × 26 cm,30 cm × 50 cm × 18 cm,20-99.99 °C temperature,not available in EU | , |  |  | ±0.2 °C temp. stability,, SW22,8-22 L,shaking frequency 20 ‑ 200 cycles per minute adjustable,35 cm × 70 cm × 26 cm,30 cm × 50 cm × 18 cm,20-99.99 °C temperature,not available in EU
,TW2, AC input 230 V, useable volume 1-2 L,,,,, | Z646180 |  | Aldrich | Julabo ® water baths |  | ,,,, | Baths and Circulators , Julabo , Julabo Heating and Cooling Baths and Circulators , Julabo Water Baths , Labware , Manufacturer Browser |  | ±0.2 °C temp. stability,TW2,1-2 L,16 cm × 17 cm × 30 cm,13 cm × 15 cm × 11 cm,20-99.9 °C temp. range | , |  |  | ±0.2 °C temp. stability,TW2,1-2 L,16 cm × 17 cm × 30 cm,13 cm × 15 cm × 11 cm,20-99.9 °C temp. range
,ED-5A, AC input 115 V, volume size 5 L, limit 20-60 °C temp. range, Plexiglas ® bath,,,,, | Z557250 |  | Aldrich | Julabo ® open-bath circulators with Plexiglas ® or Makrolon ® bath tanks, ED models |  | ,,,, | Baths and Circulators , Julabo , Julabo Heating and Cooling Baths and Circulators , Labware , Manufacturer Browser , Open-bath circulators with Plexiglas or Makrolon bath tanks, ED models |  | ±0.03 °C temp. stability,ED-5A,5.3 kg,Plexiglas ® bath,integrated cooling coil,14 cm × 40 cm × 35 cm,5 L,12 cm × 24 cm × 15 cm,20-60 °C temp. range,1 kw,not available in EU | , |  |  | ±0.03 °C temp. stability,ED-5A,5.3 kg,Plexiglas ® bath,integrated cooling coil,14 cm × 40 cm × 35 cm,5 L,12 cm × 24 cm × 15 cm,20-60 °C temp. range,1 kw,not available in EU
,ED-5A, AC input 230 V, volume size 5 L, limit 20-60 °C temp. range, Plexiglas ® bath,,,,, | Z652997 |  | Aldrich | Julabo ® open-bath circulators with Plexiglas ® or Makrolon ® bath tanks, ED models |  | ,,,, | Baths and Circulators , Julabo , Julabo Heating and Cooling Baths and Circulators , Labware , Manufacturer Browser , Open-bath circulators with Plexiglas or Makrolon bath tanks, ED models |  | ±0.03 °C temp. stability,ED-5A,5.3 kg,Plexiglas ® bath,integrated cooling coil,14 cm × 40 cm × 35 cm,5 L,12 cm × 24 cm × 15 cm,20-60 °C temp. range,2 kw,not available in EU | , |  |  | ±0.03 °C temp. stability,ED-5A,5.3 kg,Plexiglas ® bath,integrated cooling coil,14 cm × 40 cm × 35 cm,5 L,12 cm × 24 cm × 15 cm,20-60 °C temp. range,2 kw,not available in EU
,ED-5M, AC input 115 V, volume 5 L, limit 20-100 °C temp. range, Makrolon bath,,,,, | Z646032 |  | Aldrich | Julabo ® open-bath circulators with Plexiglas ® or Makrolon ® bath tanks, ED models |  | ,,,, | Baths and Circulators , Julabo , Julabo Heating and Cooling Baths and Circulators , Labware , Manufacturer Browser , Open-bath circulators with Plexiglas or Makrolon bath tanks, ED models |  | ±0.03 °C temp. stability,ED-5M,14 cm × 40 cm × 35 cm,5.2 kg,Makrolon bath,integrated cooling coil,5 L,12 cm × 24 cm × 15 cm,20-100 °C temp. range,1 kw,not available in EU | , |  |  | ±0.03 °C temp. stability,ED-5M,14 cm × 40 cm × 35 cm,5.2 kg,Makrolon bath,integrated cooling coil,5 L,12 cm × 24 cm × 15 cm,20-100 °C temp. range,1 kw,not available in EU
,ED-5M, AC input 230 V, volume size 5 L, limit 20-100 °C temp. range, Makrolon bath,,,,, | Z653004 |  | Aldrich | Julabo ® open-bath circulators with Plexiglas ® or Makrolon ® bath tanks, ED models |  | ,,,, | Baths and Circulators , Julabo , Julabo Heating and Cooling Baths and Circulators , Labware , Manufacturer Browser , Open-bath circulators with Plexiglas or Makrolon bath tanks, ED models |  | ±0.03 °C temp. stability,ED-5M,5.2 kg,Makrolon bath,integrated cooling coil,14 cm × 40 cm × 35 cm,5 L,12 cm × 24 cm × 15 cm,20-100 °C temp. range,2 kw,available only in EU | , |  |  | ±0.03 °C temp. stability,ED-5M,5.2 kg,Makrolon bath,integrated cooling coil,14 cm × 40 cm × 35 cm,5 L,12 cm × 24 cm × 15 cm,20-100 °C temp. range,2 kw,available only in EU
,ED-13A, AC input 115 V, volume 13 L, limit 20-60 °C temp. range, Plexiglas ® bath,,,,, | Z645982 |  | Aldrich | Julabo ® open-bath circulators with Plexiglas ® or Makrolon ® bath tanks, ED models |  | ,,,, | Baths and Circulators , Julabo , Julabo Heating and Cooling Baths and Circulators , Labware , Manufacturer Browser , Open-bath circulators with Plexiglas or Makrolon bath tanks, ED models |  | ±0.03 °C temp. stability,ED-13A,7.5 kg,13 L,Plexiglas ® bath,41 cm × 33 cm × 36 cm,18 cm × 30 cm × 15 cm,20-60 °C temp. range,1 kw,not available in EU | , |  |  | ±0.03 °C temp. stability,ED-13A,7.5 kg,13 L,Plexiglas ® bath,41 cm × 33 cm × 36 cm,18 cm × 30 cm × 15 cm,20-60 °C temp. range,1 kw,not available in EU
,ED-13A, AC input 230 V, volume 13 L, limit 20-60 °C temp. range, Plexiglas ® bath,,,,, | Z645990 |  | Aldrich | Julabo ® open-bath circulators with Plexiglas ® or Makrolon ® bath tanks, ED models |  | ,,,, | Baths and Circulators , Julabo , Julabo Heating and Cooling Baths and Circulators , Labware , Manufacturer Browser , Open-bath circulators with Plexiglas or Makrolon bath tanks, ED models |  | ±0.03 °C temp. stability,ED-13A,7.5 kg,13 L,Plexiglas ® bath,41 cm × 33 cm × 36 cm,18 cm × 30 cm × 15 cm,20-60 °C temp. range,2 kw | , |  |  | ±0.03 °C temp. stability,ED-13A,7.5 kg,13 L,Plexiglas ® bath,41 cm × 33 cm × 36 cm,18 cm × 30 cm × 15 cm,20-60 °C temp. range,2 kw
,ED-19A, AC input 115 V, volume 19 L, limit 20-60 °C temp. range, Plexiglas ® bath,,,,, | Z646008 |  | Aldrich | Julabo ® open-bath circulators with Plexiglas ® or Makrolon ® bath tanks, ED models |  | ,,,, | Baths and Circulators , Julabo , Julabo Heating and Cooling Baths and Circulators , Labware , Manufacturer Browser , Open-bath circulators with Plexiglas or Makrolon bath tanks, ED models |  | ±0.03 °C temp. stability,ED-19A,8.5 kg,19 L,Plexiglas ® bath,55 cm × 33 cm × 36 cm,36 cm × 30 cm × 15 cm,20-60 °C temp. range,1 kw,not available in EU | , |  |  | ±0.03 °C temp. stability,ED-19A,8.5 kg,19 L,Plexiglas ® bath,55 cm × 33 cm × 36 cm,36 cm × 30 cm × 15 cm,20-60 °C temp. range,1 kw,not available in EU
,ED-19A, AC input 230 V, volume 19 L, limit 20-60 °C temp. range, Plexiglas ® bath,,,,, | Z646016 |  | Aldrich | Julabo ® open-bath circulators with Plexiglas ® or Makrolon ® bath tanks, ED models |  | ,,,, | Baths and Circulators , Julabo , Julabo Heating and Cooling Baths and Circulators , Labware , Manufacturer Browser , Open-bath circulators with Plexiglas or Makrolon bath tanks, ED models |  | ±0.03 °C temp. stability,ED-19A,8.5 kg,19 L,Plexiglas ® bath,55 cm × 33 cm × 36 cm,36 cm × 30 cm × 15 cm,20-60 °C temp. range,2 kw | , |  |  | ±0.03 °C temp. stability,ED-19A,8.5 kg,19 L,Plexiglas ® bath,55 cm × 33 cm × 36 cm,36 cm × 30 cm × 15 cm,20-60 °C temp. range,2 kw
,MB-5A, AC input 115 V, volume size 5 L, limit 20-60 °C temp. range, Plexiglas ® bath,,,,, | Z557269 |  | Aldrich | Julabo ® open-bath circulators with Plexiglas ® or Makrolon ® bath tanks, MB models |  | ,,,, | Baths and Circulators , Julabo , Julabo Heating and Cooling Baths and Circulators , Labware , Manufacturer Browser , Open-bath circulators with Plexiglas or Makrolon bath tanks, MB models |  | ±0.02 °C temp. stability,MB-5A,5.3 kg,Plexiglas ® bath,integrated cooling coil,5 L,12 cm × 24 cm × 15 cm,20-60 °C temp. range,1 kw,14 cm × 40 cm × 35 cm,not available in EU | , |  |  | ±0.02 °C temp. stability,MB-5A,5.3 kg,Plexiglas ® bath,integrated cooling coil,5 L,12 cm × 24 cm × 15 cm,20-60 °C temp. range,1 kw,14 cm × 40 cm × 35 cm,not available in EU
,MB-5A, AC input 230 V, volume size 5 L, limit 20-60 °C temp. range, Plexiglas ® bath,,,,, | Z652946 |  | Aldrich | Julabo ® open-bath circulators with Plexiglas ® or Makrolon ® bath tanks, MB models |  | ,,,, | Baths and Circulators , Julabo , Julabo Heating and Cooling Baths and Circulators , Labware , Manufacturer Browser , Open-bath circulators with Plexiglas or Makrolon bath tanks, MB models |  | ±0.02 °C temp. stability,MB-5A,5.3 kg,Plexiglas ® bath,integrated cooling coil,5 L,12 cm × 24 cm × 15 cm,20-60 °C temp. range,2 kw,14 cm × 40 cm × 35 cm,available only in EU | , |  |  | ±0.02 °C temp. stability,MB-5A,5.3 kg,Plexiglas ® bath,integrated cooling coil,5 L,12 cm × 24 cm × 15 cm,20-60 °C temp. range,2 kw,14 cm × 40 cm × 35 cm,available only in EU
,fits 4 L and 1 gal bottles,,,,, | Z194441 |  | Aldrich | PE safety-bottle jacket |  | ,,,, | Justrite , Justrite Bottle, Accessories , Labware , Manufacturer Browser , Plastic Safety Containers , Safety Containers , Safety Equipment |  | Justrite 12009,not available in EU | , |  |  | Justrite 12009,not available in EU
,large capacity,,,,, | Z286389 |  | Aldrich | All-polyethylene acid storage cabinet |  | ,,,, | Containers , Justrite , Justrite Cabinets , Labware , Manufacturer Browser , Plastic Safety Containers , Safety Containers , Safety Equipment , Safety/disposal |  | Justrite 24160,35 in. × 36 in. × 22 in.,110 lb | , |  |  | Justrite 24160,35 in. × 36 in. × 22 in.,110 lb
,valve opens at 5 psi, 1ea,,,,, | Z197750 |  | Aldrich | Dual-action drum vent |  | ,,,, | Drum Accessories , Drum Vents and Adapters , Justrite , Justrite Drum equipment , Labware , Manufacturer Browser |  | Justrite 08005 | , |  |  | Justrite 08005
,brass body, pkg of 1 ea,,,,, | Z160482 |  | Aldrich | Safety drum faucet |  | ,,,, | Drum Accessories , Drum Vents and Adapters , Justrite , Justrite Drum equipment , Labware , Manufacturer Browser |  | pkg of 1 ea,Justrite 8902,brass body | , |  |  | pkg of 1 ea,Justrite 8902,brass body
,shaft L 6 in., perforated,,,,, | Z197718 |  | Aldrich | Justrite ® safety funnel |  | ,,,, | Justrite , Justrite Funnels , Labware , Manufacturer Browser , Safety Equipment , Solvent Funnels , Spill Control |  | Justrite 8207,6 in. | , |  |  | Justrite 8207,6 in.
,shaft L 32 in., perforated,,,,, | Z197696 |  | Aldrich | Justrite ® safety funnel |  | ,,,, | Justrite , Justrite Funnels , Labware , Manufacturer Browser , Safety Equipment , Solvent Funnels , Spill Control |  | Justrite 8205,32 in. | , |  |  | Justrite 8205,32 in.
,capacity 5 gal,,,,, | Z194395 |  | Aldrich | Justrite ® drain can |  | ,,,, | Justrite , Justrite Safety , Labware , Manufacturer Browser , Metal Safety Containers , Safety Containers , Safety Equipment |  | 16 3/8 in. × 11 5/8 in.,Justrite 10905,5 gal | , |  |  | 16 3/8 in. × 11 5/8 in.,Justrite 10905,5 gal
,,,,,, | Z205117 |  | Aldrich | Justrite ® nonmetallic lab-shelf can |  | ,,,, | Justrite , Justrite Safety , Labware , Manufacturer Browser , Plastic Safety Containers , Safety Containers , Safety Equipment |  | 16 in. × 12 3/4 in.,Justrite 14590,red high-density polyethylene,5 gal | , |  |  | 16 in. × 12 3/4 in.,Justrite 14590,red high-density polyethylene,5 gal
,capacity 2 gal,,,,, | Z156906 |  | Aldrich | Justrite ® nonmetallic wide-spout disposal can |  | ,,,, | Disposal Containers , Flammable and Corrosive Material Disposal Contaners , Justrite , Justrite Safety , Labware , Manufacturer Browser , Plastic Safety Containers , Safety Containers , Safety Equipment |  | 14 3/4 in. × 12 in.,Justrite 14722,2 gal | , |  |  | 14 3/4 in. × 12 in.,Justrite 14722,2 gal
,capacity 5 gal,,,,, | Z156914 |  | Aldrich | Justrite ® nonmetallic wide-spout disposal can |  | ,,,, | Disposal Containers , Flammable and Corrosive Material Disposal Contaners , Justrite , Justrite Safety , Labware , Manufacturer Browser , Plastic Safety Containers , Safety Containers , Safety Equipment |  | 20 in. × 12 in.,Justrite 14755,5 gal | , |  |  | 20 in. × 12 in.,Justrite 14755,5 gal
,capacity 1 gal,,,,, | Z156868 |  | Aldrich | Justrite ® oval laboratory can |  | ,,,, | Justrite , Justrite Safety , Labware , Manufacturer Browser , Plastic Safety Containers , Safety Containers , Safety Equipment |  | red high-density polyethylene,Justrite 14160,4 5/8 in. × 7 5/8 in. × 12 3/4 in.,stainless steel fitting,1 gal | , |  |  | red high-density polyethylene,Justrite 14160,4 5/8 in. × 7 5/8 in. × 12 3/4 in.,stainless steel fitting,1 gal
,capacity 1 gal,,,,, | Z156922 |  | Aldrich | Justrite ® self-closing corrosive-material container |  | ,,,, | Disposal Containers , Flammable and Corrosive Material Disposal Contaners , Justrite , Justrite Safety , Labware , Manufacturer Browser , Plastic Safety Containers , Safety Containers , Safety Equipment |  | translucent high-density polyethylene,Justrite 12161,12 3/4 in. × 4 5/8 in. × 7 5/8 in.,oval,1 gal | , |  |  | translucent high-density polyethylene,Justrite 12161,12 3/4 in. × 4 5/8 in. × 7 5/8 in.,oval,1 gal
,capacity 1 gal,,,,, | Z156809 |  | Aldrich | Justrite ® Type 1 safety can |  | ,,,, | Justrite , Justrite Safety , Labware , Manufacturer Browser , Metal Safety Containers , Safety Containers , Safety Equipment |  | 11 1/2 in. × 7 1/4 in.,Justrite 10301,terneplated steel,1 gal | , |  |  | 11 1/2 in. × 7 1/4 in.,Justrite 10301,terneplated steel,1 gal
,capacity 2 1/2 gal,,,,, | Z156817 |  | Aldrich | Justrite ® Type 1 safety can |  | ,,,, | Justrite , Justrite Safety , Labware , Manufacturer Browser , Metal Safety Containers , Safety Containers , Safety Equipment |  | 11 3/8 in. × 11 1/2 in.,Justrite 10555,terneplated steel,2 1/2 gal | , |  |  | 11 3/8 in. × 11 1/2 in.,Justrite 10555,terneplated steel,2 1/2 gal
,capacity 5 gal,,,,, | Z156825 |  | Aldrich | Justrite ® Type 1 safety can |  | ,,,, | Justrite , Justrite Safety , Labware , Manufacturer Browser , Metal Safety Containers , Safety Containers , Safety Equipment |  | 17 in. × 11 1/2 in.,Justrite 10801,terneplated steel,5 gal | , |  |  | 17 in. × 11 1/2 in.,Justrite 10801,terneplated steel,5 gal
,capacity 1 gal,,,,, | Z205109 |  | Aldrich | Laboratory shelf can |  | ,,,, | Justrite , Justrite Safety , Labware , Manufacturer Browser , Metal Safety Containers , Safety Containers , Safety Equipment |  | Justrite 10307,4 5/8 in. × 6 3/4 in.,terneplated steel,1 gal,not available in EU | , |  |  | Justrite 10307,4 5/8 in. × 6 3/4 in.,terneplated steel,1 gal,not available in EU
,capacity 5 gal,,,,, | Z205095 |  | Aldrich | Laboratory shelf can |  | ,,,, | Justrite , Justrite Safety , Labware , Manufacturer Browser , Metal Safety Containers , Safety Containers , Safety Equipment |  | Justrite 10807,11 1/2 in. × 17 in.,terneplated steel,5 gal,not available in EU | , |  |  | Justrite 10807,11 1/2 in. × 17 in.,terneplated steel,5 gal,not available in EU
,with clips for disposal waste can,,,,, | Z185248 |  | Aldrich | Replacement flame arrester |  | ,,,, | Disposal Containers , Flammable and Corrosive Material Disposal Contaners , Justrite , Justrite Safety , Labware , Manufacturer Browser , Metal Safety Containers , Safety Containers , Safety Equipment |  | Justrite 11406,stainless steel | , |  |  | Justrite 11406,stainless steel
,size L,,,,, | Z677752 |  | Aldrich | BrassTec ™ gloves |  | ,,,, | BrassTec Gloves , Gloves , KCL BrassTec Gloves , KCL Gloves , Labware , Manufacturer Browser , Specialist Gloves |  | standard type EN407 (cat. III),KCL 947,gray,(para-aramid, cotton, aluminium, silicone),latex free,pack of 1 ea,360 - 380 mm × 3.10 mm,non-sterile,L | , |  |  | standard type EN407 (cat. III),KCL 947,gray,(para-aramid, cotton, aluminium, silicone),latex free,pack of 1 ea,360 - 380 mm × 3.10 mm,non-sterile,L
,size XL,,,,, | Z677760 |  | Aldrich | BrassTec ™ gloves |  | ,,,, | BrassTec Gloves , Gloves , KCL BrassTec Gloves , KCL Gloves , Labware , Manufacturer Browser , Specialist Gloves |  | standard type EN407 (cat. III),KCL 947,gray,(para-aramid, cotton, aluminium, silicone),latex free,pack of 1 ea,360 - 380 mm × 3.10 mm,non-sterile,XL | , |  |  | standard type EN407 (cat. III),KCL 947,gray,(para-aramid, cotton, aluminium, silicone),latex free,pack of 1 ea,360 - 380 mm × 3.10 mm,non-sterile,XL
,size XXL,,,,, | Z677779 |  | Aldrich | BrassTec ™ gloves |  | ,,,, | BrassTec Gloves , Gloves , KCL BrassTec Gloves , KCL Gloves , Labware , Manufacturer Browser , Specialist Gloves |  | standard type EN407 (cat. III),KCL 947,gray,(para-aramid, cotton, aluminium, silicone),latex free,pack of 1 ea,360 - 380 mm × 3.10 mm,non-sterile,XXL | , |  |  | standard type EN407 (cat. III),KCL 947,gray,(para-aramid, cotton, aluminium, silicone),latex free,pack of 1 ea,360 - 380 mm × 3.10 mm,non-sterile,XXL
,size S,,,,, | Z677639 |  | Aldrich | Butoject ™ butyl gloves |  | ,,,, | Butyl Heavyweight Gloves , Gloves , Heavyweight Gloves , KCL Butoject Butyl Gloves , KCL Gloves , Labware , Manufacturer Browser |  | standard type EN 388 (cat. III),KCL 897,black butyl rubber,CE compliant,pack of 1 ea,360 mm × 0.3 mm,non-sterile,S | , |  |  | standard type EN 388 (cat. III),KCL 897,black butyl rubber,CE compliant,pack of 1 ea,360 mm × 0.3 mm,non-sterile,S
,size M,,,,, | Z677647 |  | Aldrich | Butoject ™ butyl gloves |  | ,,,, | Butyl Heavyweight Gloves , Gloves , Heavyweight Gloves , KCL Butoject Butyl Gloves , KCL Gloves , Labware , Manufacturer Browser |  | standard type EN 388 (cat. III),KCL 897,black butyl rubber,CE compliant,pack of 1 ea,360 mm × 0.3 mm,non-sterile,M | , |  |  | standard type EN 388 (cat. III),KCL 897,black butyl rubber,CE compliant,pack of 1 ea,360 mm × 0.3 mm,non-sterile,M
,size L,,,,, | Z677655 |  | Aldrich | Butoject ™ butyl gloves |  | ,,,, | Butyl Heavyweight Gloves , Gloves , Heavyweight Gloves , KCL Butoject Butyl Gloves , KCL Gloves , Labware , Manufacturer Browser |  | standard type EN 388 (cat. III),KCL 897,black butyl rubber,CE compliant,pack of 1 ea,360 mm × 0.3 mm,non-sterile,L | , |  |  | standard type EN 388 (cat. III),KCL 897,black butyl rubber,CE compliant,pack of 1 ea,360 mm × 0.3 mm,non-sterile,L
,size XL,,,,, | Z677663 |  | Aldrich | Butoject ™ butyl gloves |  | ,,,, | Butyl Heavyweight Gloves , Gloves , Heavyweight Gloves , KCL Butoject Butyl Gloves , KCL Gloves , Labware , Manufacturer Browser |  | standard type EN 388 (cat. III),KCL 897,black butyl rubber,CE compliant,pack of 1 ea,360 mm × 0.3 mm,non-sterile,XL | , |  |  | standard type EN 388 (cat. III),KCL 897,black butyl rubber,CE compliant,pack of 1 ea,360 mm × 0.3 mm,non-sterile,XL
,size XXL,,,,, | Z677671 |  | Aldrich | Butoject ™ butyl gloves |  | ,,,, | Butyl Heavyweight Gloves , Gloves , Heavyweight Gloves , KCL Butoject Butyl Gloves , KCL Gloves , Labware , Manufacturer Browser |  | standard type EN 388 (cat. III),KCL 897,black butyl rubber,CE compliant,pack of 1 ea,360 mm × 0.3 mm,non-sterile,XXL | , |  |  | standard type EN 388 (cat. III),KCL 897,black butyl rubber,CE compliant,pack of 1 ea,360 mm × 0.3 mm,non-sterile,XXL
,size S,,,,, | Z677485 |  | Aldrich | Camapren ™ chloroprene flock lined gloves |  | ,,,, | Chloroprene Heavyweight Gloves , Flock-Lined Heavyweight Gloves , Gloves , Heavyweight Gloves , KCL Camapren Chloroprene Flock-Lined Gloves , KCL Gloves , Labware , Manufacturer Browser |  | standard type EN 421,KCL 722,red (chloroprene, natural latex),CE compliant,package of 100 ea,300 mm × 0.6 mm,non-sterile,S | , |  |  | standard type EN 421,KCL 722,red (chloroprene, natural latex),CE compliant,package of 100 ea,300 mm × 0.6 mm,non-sterile,S
,size M,,,,, | Z677493 |  | Aldrich | Camapren ™ chloroprene flock lined gloves |  | ,,,, | Chloroprene Heavyweight Gloves , Flock-Lined Heavyweight Gloves , Gloves , Heavyweight Gloves , KCL Camapren Chloroprene Flock-Lined Gloves , KCL Gloves , Labware , Manufacturer Browser |  | standard type EN 421,KCL 722,red (chloroprene, natural latex),CE compliant,package of 100 ea,300 mm × 0.6 mm,non-sterile,M | , |  |  | standard type EN 421,KCL 722,red (chloroprene, natural latex),CE compliant,package of 100 ea,300 mm × 0.6 mm,non-sterile,M
,size L,,,,, | Z677507 |  | Aldrich | Camapren ™ chloroprene flock lined gloves |  | ,,,, | Chloroprene Heavyweight Gloves , Flock-Lined Heavyweight Gloves , Gloves , Heavyweight Gloves , KCL Camapren Chloroprene Flock-Lined Gloves , KCL Gloves , Labware , Manufacturer Browser |  | standard type EN 421,KCL 722,red (chloroprene, natural latex),CE compliant,package of 100 ea,300 mm × 0.6 mm,non-sterile,L | , |  |  | standard type EN 421,KCL 722,red (chloroprene, natural latex),CE compliant,package of 100 ea,300 mm × 0.6 mm,non-sterile,L
,size XL,,,,, | Z677515 |  | Aldrich | Camapren ™ chloroprene flock lined gloves |  | ,,,, | Chloroprene Heavyweight Gloves , Flock-Lined Heavyweight Gloves , Gloves , Heavyweight Gloves , KCL Camapren Chloroprene Flock-Lined Gloves , KCL Gloves , Labware , Manufacturer Browser |  | standard type EN 421,KCL 722,red (chloroprene, natural latex),CE compliant,package of 100 ea,300 mm × 0.6 mm,non-sterile,XL | , |  |  | standard type EN 421,KCL 722,red (chloroprene, natural latex),CE compliant,package of 100 ea,300 mm × 0.6 mm,non-sterile,XL
,size XXL,,,,, | Z677523 |  | Aldrich | Camapren ™ chloroprene flock lined gloves |  | ,,,, | Chloroprene Heavyweight Gloves , Flock-Lined Heavyweight Gloves , Gloves , Heavyweight Gloves , KCL Camapren Chloroprene Flock-Lined Gloves , KCL Gloves , Labware , Manufacturer Browser |  | standard type EN 421,KCL 722,red (chloroprene, natural latex),CE compliant,package of 100 ea,300 mm × 0.6 mm,non-sterile,XXL | , |  |  | standard type EN 421,KCL 722,red (chloroprene, natural latex),CE compliant,package of 100 ea,300 mm × 0.6 mm,non-sterile,XXL
,size M,,,,, | Z677590 |  | Aldrich | Camatril ™ nitrile long cuff gloves |  | ,,,, | Gloves , Heavyweight Gloves , KCL Camatril Nitrile Long-Cuff Gloves , KCL Gloves , Labware , Long-Cuff Heavyweight Gloves , Manufacturer Browser , Nitrile Heavyweight Gloves |  | standard type EN 388 (cat. III),KCL 733,green gloves,CE compliant,pack of 1 ea,600 mm × 0.5 mm,non-sterile,M | , |  |  | standard type EN 388 (cat. III),KCL 733,green gloves,CE compliant,pack of 1 ea,600 mm × 0.5 mm,non-sterile,M
,size L,,,,, | Z677604 |  | Aldrich | Camatril ™ nitrile long cuff gloves |  | ,,,, | Gloves , Heavyweight Gloves , KCL Camatril Nitrile Long-Cuff Gloves , KCL Gloves , Labware , Long-Cuff Heavyweight Gloves , Manufacturer Browser , Nitrile Heavyweight Gloves |  | standard type EN 388 (cat. III),KCL 733,green gloves,CE compliant,pack of 1 ea,600 mm × 0.5 mm,non-sterile,L | , |  |  | standard type EN 388 (cat. III),KCL 733,green gloves,CE compliant,pack of 1 ea,600 mm × 0.5 mm,non-sterile,L
,size XL,,,,, | Z677612 |  | Aldrich | Camatril ™ nitrile long cuff gloves |  | ,,,, | Gloves , Heavyweight Gloves , KCL Camatril Nitrile Long-Cuff Gloves , KCL Gloves , Labware , Long-Cuff Heavyweight Gloves , Manufacturer Browser , Nitrile Heavyweight Gloves |  | standard type EN 388 (cat. III),KCL 733,green gloves,CE compliant,pack of 1 ea,600 mm × 0.5 mm,non-sterile,XL | , |  |  | standard type EN 388 (cat. III),KCL 733,green gloves,CE compliant,pack of 1 ea,600 mm × 0.5 mm,non-sterile,XL
,size XXL,,,,, | Z677620 |  | Aldrich | Camatril ™ nitrile long cuff gloves |  | ,,,, | Gloves , Heavyweight Gloves , KCL Camatril Nitrile Long-Cuff Gloves , KCL Gloves , Labware , Long-Cuff Heavyweight Gloves , Manufacturer Browser , Nitrile Heavyweight Gloves |  | standard type EN 388 (cat. III),KCL 733,green gloves,CE compliant,pack of 1 ea,600 mm × 0.5 mm,non-sterile,XXL | , |  |  | standard type EN 388 (cat. III),KCL 733,green gloves,CE compliant,pack of 1 ea,600 mm × 0.5 mm,non-sterile,XXL
,size S,,,,, | Z677434 |  | Aldrich | Camatril ™ Velours nitrile flock lined gloves |  | ,,,, | Gloves , Heavyweight Gloves , KCL Camatril Velours Nitrile Gloves , KCL Gloves , Labware , Manufacturer Browser , Nitrile Heavyweight Gloves |  | standard type EN 388 (cat. III),KCL 730,green gloves,CE compliant,package of 100 ea,300 mm × 0.4 mm,non-sterile,S | , |  |  | standard type EN 388 (cat. III),KCL 730,green gloves,CE compliant,package of 100 ea,300 mm × 0.4 mm,non-sterile,S
,size M,,,,, | Z677442 |  | Aldrich | Camatril ™ Velours nitrile flock lined gloves |  | ,,,, | Gloves , Heavyweight Gloves , KCL Camatril Velours Nitrile Gloves , KCL Gloves , Labware , Manufacturer Browser , Nitrile Heavyweight Gloves |  | standard type EN 388 (cat. III),KCL 730,green gloves,CE compliant,package of 100 ea,300 mm × 0.4 mm,non-sterile,M | , |  |  | standard type EN 388 (cat. III),KCL 730,green gloves,CE compliant,package of 100 ea,300 mm × 0.4 mm,non-sterile,M
,size L,,,,, | Z677450 |  | Aldrich | Camatril ™ Velours nitrile flock lined gloves |  | ,,,, | Gloves , Heavyweight Gloves , KCL Camatril Velours Nitrile Gloves , KCL Gloves , Labware , Manufacturer Browser , Nitrile Heavyweight Gloves |  | standard type EN 388 (cat. III),KCL 730,green gloves,CE compliant,package of 100 ea,300 mm × 0.4 mm,non-sterile,L | , |  |  | standard type EN 388 (cat. III),KCL 730,green gloves,CE compliant,package of 100 ea,300 mm × 0.4 mm,non-sterile,L
,size XL,,,,, | Z677469 |  | Aldrich | Camatril ™ Velours nitrile flock lined gloves |  | ,,,, | Gloves , Heavyweight Gloves , KCL Camatril Velours Nitrile Gloves , KCL Gloves , Labware , Manufacturer Browser , Nitrile Heavyweight Gloves |  | standard type EN 388 (cat. III),KCL 730,green gloves,CE compliant,package of 100 ea,300 mm × 0.4 mm,non-sterile,XL | , |  |  | standard type EN 388 (cat. III),KCL 730,green gloves,CE compliant,package of 100 ea,300 mm × 0.4 mm,non-sterile,XL
,size XXL,,,,, | Z677477 |  | Aldrich | Camatril ™ Velours nitrile flock lined gloves |  | ,,,, | Gloves , Heavyweight Gloves , KCL Camatril Velours Nitrile Gloves , KCL Gloves , Labware , Manufacturer Browser , Nitrile Heavyweight Gloves |  | standard type EN 388 (cat. III),KCL 730,green gloves,CE compliant,package of 100 ea,300 mm × 0.4 mm,non-sterile,XXL | , |  |  | standard type EN 388 (cat. III),KCL 730,green gloves,CE compliant,package of 100 ea,300 mm × 0.4 mm,non-sterile,XXL
,size S,,,,, | Z677310 |  | Aldrich | Dermatril ™ LR nitrile gloves |  | ,,,, | Anti-Static Disposable Nitrile Gloves , Dermatril LR nitrile gloves , Disposable Gloves , Disposable Nitrile Gloves , Gloves , KCL Dermatril LR Nitrile Gloves , KCL Gloves , Labware , Manufacturer Browser , Powder-Free Disposable Nitrile Gloves |  | powder-free,KCL 742,blue gloves,CE compliant,package of 50 ea,270 mm × 0.11 mm,non-sterile,S | , |  |  | powder-free,KCL 742,blue gloves,CE compliant,package of 50 ea,270 mm × 0.11 mm,non-sterile,S
,size M,,,,, | Z677329 |  | Aldrich | Dermatril ™ LR nitrile gloves |  | ,,,, | Anti-Static Disposable Nitrile Gloves , Dermatril LR nitrile gloves , Disposable Gloves , Disposable Nitrile Gloves , Gloves , KCL Dermatril LR Nitrile Gloves , KCL Gloves , Labware , Manufacturer Browser , Powder-Free Disposable Nitrile Gloves |  | powder-free,KCL 742,blue gloves,CE compliant,package of 50 ea,270 mm × 0.11 mm,non-sterile,M | , |  |  | powder-free,KCL 742,blue gloves,CE compliant,package of 50 ea,270 mm × 0.11 mm,non-sterile,M
,size L,,,,, | Z677337 |  | Aldrich | Dermatril ™ LR nitrile gloves |  | ,,,, | Anti-Static Disposable Nitrile Gloves , Dermatril LR nitrile gloves , Disposable Gloves , Disposable Nitrile Gloves , Gloves , KCL Dermatril LR Nitrile Gloves , KCL Gloves , Labware , Manufacturer Browser , Powder-Free Disposable Nitrile Gloves |  | powder-free,KCL 742,blue gloves,CE compliant,package of 50 ea,270 mm × 0.11 mm,non-sterile,L | , |  |  | powder-free,KCL 742,blue gloves,CE compliant,package of 50 ea,270 mm × 0.11 mm,non-sterile,L
,size XL,,,,, | Z677345 |  | Aldrich | Dermatril ™ LR nitrile gloves |  | ,,,, | Anti-Static Disposable Nitrile Gloves , Dermatril LR nitrile gloves , Disposable Gloves , Disposable Nitrile Gloves , Gloves , KCL Dermatril LR Nitrile Gloves , KCL Gloves , Labware , Manufacturer Browser , Powder-Free Disposable Nitrile Gloves |  | powder-free,KCL 742,blue gloves,CE compliant,package of 50 ea,270 mm × 0.11 mm,non-sterile,XL | , |  |  | powder-free,KCL 742,blue gloves,CE compliant,package of 50 ea,270 mm × 0.11 mm,non-sterile,XL
,size XS,,,,, | Z677183 |  | Aldrich | Dermatril ™ LS nitrile gloves |  | ,,,, | Disposable Gloves , Disposable Nitrile Gloves , Disposable Sterile Gloves , Gloves , KCL Dermatril LS Nitrile Gloves , KCL Gloves , Labware , Manufacturer Browser , Powdered Disposable Nitrile Gloves |  | powder-free: No,KCL 747,blue gloves,CE compliant,pack of 1 ea,280 mm × 0.11 mm,sterile,XS | , |  |  | powder-free: No,KCL 747,blue gloves,CE compliant,pack of 1 ea,280 mm × 0.11 mm,sterile,XS
,size XL,,,,, | Z677221 |  | Aldrich | Dermatril ™ LS nitrile gloves |  | ,,,, | Disposable Gloves , Disposable Nitrile Gloves , Disposable Sterile Gloves , Gloves , KCL Dermatril LS Nitrile Gloves , KCL Gloves , Labware , Manufacturer Browser , Powdered Disposable Nitrile Gloves |  | powder-free: No,KCL 747,blue gloves,CE compliant,pack of 1 ea,280 mm × 0.11 mm,sterile,XL | , |  |  | powder-free: No,KCL 747,blue gloves,CE compliant,pack of 1 ea,280 mm × 0.11 mm,sterile,XL
,size XXL,,,,, | Z677248 |  | Aldrich | Dermatril ™ LS nitrile gloves |  | ,,,, | Disposable Gloves , Disposable Nitrile Gloves , Disposable Sterile Gloves , Gloves , KCL Dermatril LS Nitrile Gloves , KCL Gloves , Labware , Manufacturer Browser , Powdered Disposable Nitrile Gloves |  | powder-free: No,KCL 747,blue gloves,CE compliant,pack of 1 ea,280 mm × 0.11 mm,sterile,XXL | , |  |  | powder-free: No,KCL 747,blue gloves,CE compliant,pack of 1 ea,280 mm × 0.11 mm,sterile,XXL
,size XS,,,,, | Z677256 |  | Aldrich | Dermatril ™ nitrile gloves |  | ,,,, | Anti-Static Disposable Nitrile Gloves , Dermatril nitrile gloves , Disposable Gloves , Disposable Nitrile Gloves , Gloves , KCL Dermatril Nitrile Gloves , KCL Gloves , Labware , Manufacturer Browser , Powder-Free Disposable Nitrile Gloves |  | powder-free,KCL 740,blue gloves,CE compliant,package of 100 ea,250 mm × 0.11 mm,non-sterile,XS | , |  |  | powder-free,KCL 740,blue gloves,CE compliant,package of 100 ea,250 mm × 0.11 mm,non-sterile,XS
,size S,,,,, | Z677264 |  | Aldrich | Dermatril ™ nitrile gloves |  | ,,,, | Anti-Static Disposable Nitrile Gloves , Dermatril nitrile gloves , Disposable Gloves , Disposable Nitrile Gloves , Gloves , KCL Dermatril Nitrile Gloves , KCL Gloves , Labware , Manufacturer Browser , Powder-Free Disposable Nitrile Gloves |  | powder-free,KCL 740,blue gloves,CE compliant,package of 100 ea,250 mm × 0.11 mm,non-sterile,S | , |  |  | powder-free,KCL 740,blue gloves,CE compliant,package of 100 ea,250 mm × 0.11 mm,non-sterile,S
,size M,,,,, | Z677272 |  | Aldrich | Dermatril ™ nitrile gloves |  | ,,,, | Anti-Static Disposable Nitrile Gloves , Dermatril nitrile gloves , Disposable Gloves , Disposable Nitrile Gloves , Gloves , KCL Dermatril Nitrile Gloves , KCL Gloves , Labware , Manufacturer Browser , Powder-Free Disposable Nitrile Gloves |  | powder-free,KCL 740,blue gloves,CE compliant,package of 100 ea,250 mm × 0.11 mm,non-sterile,M | , |  |  | powder-free,KCL 740,blue gloves,CE compliant,package of 100 ea,250 mm × 0.11 mm,non-sterile,M
,size L,,,,, | Z677280 |  | Aldrich | Dermatril ™ nitrile gloves |  | ,,,, | Anti-Static Disposable Nitrile Gloves , Dermatril nitrile gloves , Disposable Gloves , Disposable Nitrile Gloves , Gloves , KCL Dermatril Nitrile Gloves , KCL Gloves , Labware , Manufacturer Browser , Powder-Free Disposable Nitrile Gloves |  | powder-free,KCL 740,blue gloves,CE compliant,package of 100 ea,250 mm × 0.11 mm,non-sterile,L | , |  |  | powder-free,KCL 740,blue gloves,CE compliant,package of 100 ea,250 mm × 0.11 mm,non-sterile,L
,size XL,,,,, | Z677299 |  | Aldrich | Dermatril ™ nitrile gloves |  | ,,,, | Anti-Static Disposable Nitrile Gloves , Dermatril nitrile gloves , Disposable Gloves , Disposable Nitrile Gloves , Gloves , KCL Dermatril Nitrile Gloves , KCL Gloves , Labware , Manufacturer Browser , Powder-Free Disposable Nitrile Gloves |  | powder-free,KCL 740,blue gloves,CE compliant,package of 100 ea,250 mm × 0.11 mm,non-sterile,XL | , |  |  | powder-free,KCL 740,blue gloves,CE compliant,package of 100 ea,250 mm × 0.11 mm,non-sterile,XL
,size XXL,,,,, | Z677302 |  | Aldrich | Dermatril ™ nitrile gloves |  | ,,,, | Anti-Static Disposable Nitrile Gloves , Dermatril nitrile gloves , Disposable Gloves , Disposable Nitrile Gloves , Gloves , KCL Dermatril Nitrile Gloves , KCL Gloves , Labware , Manufacturer Browser , Powder-Free Disposable Nitrile Gloves |  | powder-free,KCL 740,blue gloves,CE compliant,package of 100 ea,250 mm × 0.11 mm,non-sterile,XXL | , |  |  | powder-free,KCL 740,blue gloves,CE compliant,package of 100 ea,250 mm × 0.11 mm,non-sterile,XXL
,size XS,,,,, | Z677353 |  | Aldrich | Dermatril ™ P nitrile gloves |  | ,,,, | Anti-Static Disposable Nitrile Gloves , Dermatril P nitrile gloves , Disposable Gloves , Disposable Nitrile Gloves , Gloves , KCL Dermatril P Nitrile Gloves , KCL Gloves , Labware , Manufacturer Browser , Powder-Free Disposable Nitrile Gloves |  | powder-free,KCL 743,blue gloves,CE compliant,package of 50 ea,270 mm × 0.2 mm,non-sterile,XS | , |  |  | powder-free,KCL 743,blue gloves,CE compliant,package of 50 ea,270 mm × 0.2 mm,non-sterile,XS
,size S,,,,, | Z677361 |  | Aldrich | Dermatril ™ P nitrile gloves |  | ,,,, | Anti-Static Disposable Nitrile Gloves , Dermatril P nitrile gloves , Disposable Gloves , Disposable Nitrile Gloves , Gloves , KCL Dermatril P Nitrile Gloves , KCL Gloves , Labware , Manufacturer Browser , Powder-Free Disposable Nitrile Gloves |  | powder-free,KCL 743,blue gloves,CE compliant,package of 50 ea,270 mm × 0.2 mm,non-sterile,S | , |  |  | powder-free,KCL 743,blue gloves,CE compliant,package of 50 ea,270 mm × 0.2 mm,non-sterile,S
,size M,,,,, | Z677388 |  | Aldrich | Dermatril ™ P nitrile gloves |  | ,,,, | Anti-Static Disposable Nitrile Gloves , Dermatril P nitrile gloves , Disposable Gloves , Disposable Nitrile Gloves , Gloves , KCL Dermatril P Nitrile Gloves , KCL Gloves , Labware , Manufacturer Browser , Powder-Free Disposable Nitrile Gloves |  | powder-free,KCL 743,blue gloves,CE compliant,package of 50 ea,270 mm × 0.2 mm,non-sterile,M | , |  |  | powder-free,KCL 743,blue gloves,CE compliant,package of 50 ea,270 mm × 0.2 mm,non-sterile,M
,size L,,,,, | Z677396 |  | Aldrich | Dermatril ™ P nitrile gloves |  | ,,,, | Anti-Static Disposable Nitrile Gloves , Dermatril P nitrile gloves , Disposable Gloves , Disposable Nitrile Gloves , Gloves , KCL Dermatril P Nitrile Gloves , KCL Gloves , Labware , Manufacturer Browser , Powder-Free Disposable Nitrile Gloves |  | powder-free,KCL 743,blue gloves,CE compliant,package of 50 ea,270 mm × 0.2 mm,non-sterile,L | , |  |  | powder-free,KCL 743,blue gloves,CE compliant,package of 50 ea,270 mm × 0.2 mm,non-sterile,L
,size XL,,,,, | Z677418 |  | Aldrich | Dermatril ™ P nitrile gloves |  | ,,,, | Anti-Static Disposable Nitrile Gloves , Dermatril P nitrile gloves , Disposable Gloves , Disposable Nitrile Gloves , Gloves , KCL Dermatril P Nitrile Gloves , KCL Gloves , Labware , Manufacturer Browser , Powder-Free Disposable Nitrile Gloves |  | powder-free,KCL 743,blue gloves,CE compliant,package of 50 ea,270 mm × 0.2 mm,non-sterile,XL | , |  |  | powder-free,KCL 743,blue gloves,CE compliant,package of 50 ea,270 mm × 0.2 mm,non-sterile,XL
,size XXL,,,,, | Z677426 |  | Aldrich | Dermatril ™ P nitrile gloves |  | ,,,, | Anti-Static Disposable Nitrile Gloves , Dermatril P nitrile gloves , Disposable Gloves , Disposable Nitrile Gloves , Gloves , KCL Dermatril P Nitrile Gloves , KCL Gloves , Labware , Manufacturer Browser , Powder-Free Disposable Nitrile Gloves |  | powder-free,KCL 743,blue gloves,CE compliant,package of 50 ea,270 mm × 0.2 mm,non-sterile,XXL | , |  |  | powder-free,KCL 743,blue gloves,CE compliant,package of 50 ea,270 mm × 0.2 mm,non-sterile,XXL
,size S,,,,, | Z677531 |  | Aldrich | Lapren ™ latex/chloroprene flock lined gloves |  | ,,,, | Chloroprene Heavyweight Gloves , Flock-Lined Heavyweight Gloves , Gloves , Heavyweight Gloves , KCL Gloves , KCL Lapren Latex/Chloroprene Flock-Lined Gloves , Labware , Manufacturer Browser |  | package of 100 ea,KCL 706,green (chloroprene, natural latex),CE compliant,package of 100 ea,310 mm × 0.6 mm,non-sterile,S | , |  |  | package of 100 ea,KCL 706,green (chloroprene, natural latex),CE compliant,package of 100 ea,310 mm × 0.6 mm,non-sterile,S
,size M,,,,, | Z677558 |  | Aldrich | Lapren ™ latex/chloroprene flock lined gloves |  | ,,,, | Chloroprene Heavyweight Gloves , Flock-Lined Heavyweight Gloves , Gloves , Heavyweight Gloves , KCL Gloves , KCL Lapren Latex/Chloroprene Flock-Lined Gloves , Labware , Manufacturer Browser |  | standard type EN 388 (cat. III),KCL 706,green (chloroprene, natural latex),CE compliant,package of 100 ea,310 mm × 0.6 mm,non-sterile,M | , |  |  | standard type EN 388 (cat. III),KCL 706,green (chloroprene, natural latex),CE compliant,package of 100 ea,310 mm × 0.6 mm,non-sterile,M
,size L,,,,, | Z677566 |  | Aldrich | Lapren ™ latex/chloroprene flock lined gloves |  | ,,,, | Chloroprene Heavyweight Gloves , Flock-Lined Heavyweight Gloves , Gloves , Heavyweight Gloves , KCL Gloves , KCL Lapren Latex/Chloroprene Flock-Lined Gloves , Labware , Manufacturer Browser |  | standard type EN 388 (cat. III),KCL 706,green (chloroprene, natural latex),CE compliant,package of 100 ea,310 mm × 0.6 mm,non-sterile,L | , |  |  | standard type EN 388 (cat. III),KCL 706,green (chloroprene, natural latex),CE compliant,package of 100 ea,310 mm × 0.6 mm,non-sterile,L
,size XL,,,,, | Z677574 |  | Aldrich | Lapren ™ latex/chloroprene flock lined gloves |  | ,,,, | Chloroprene Heavyweight Gloves , Flock-Lined Heavyweight Gloves , Gloves , Heavyweight Gloves , KCL Gloves , KCL Lapren Latex/Chloroprene Flock-Lined Gloves , Labware , Manufacturer Browser |  | standard type EN 388 (cat. III),KCL 706,green (chloroprene, natural latex),CE compliant,310 mm × 0.6 mm,XL | , |  |  | standard type EN 388 (cat. III),KCL 706,green (chloroprene, natural latex),CE compliant,310 mm × 0.6 mm,XL
,size S,,,,, | Z677140 |  | Aldrich | NevoCut ™ cut protection gloves |  | ,,,, | Gloves , KCL Gloves , KCL NevoCut Cut Protection Gloves , Labware , Manufacturer Browser , NevoCut cut protection gloves , Specialist Gloves |  | standard type EN388 (cat. II),KCL 927,white (polyamide, glass fibre and HPPE fibre steel),latex free,pack of 1 ea,250 mm × 1.50 mm,non-sterile,S | , |  |  | standard type EN388 (cat. II),KCL 927,white (polyamide, glass fibre and HPPE fibre steel),latex free,pack of 1 ea,250 mm × 1.50 mm,non-sterile,S
,size M,,,,, | Z677159 |  | Aldrich | NevoCut ™ cut protection gloves |  | ,,,, | Gloves , KCL Gloves , KCL NevoCut Cut Protection Gloves , Labware , Manufacturer Browser , NevoCut cut protection gloves , Specialist Gloves |  | standard type EN388 (cat. II),KCL 927,white (polyamide, glass fibre and HPPE fibre steel),latex free,pack of 1 ea,250 mm × 1.50 mm,non-sterile,M | , |  |  | standard type EN388 (cat. II),KCL 927,white (polyamide, glass fibre and HPPE fibre steel),latex free,pack of 1 ea,250 mm × 1.50 mm,non-sterile,M
,size L,,,,, | Z677167 |  | Aldrich | NevoCut ™ cut protection gloves |  | ,,,, | Gloves , KCL Gloves , KCL NevoCut Cut Protection Gloves , Labware , Manufacturer Browser , NevoCut cut protection gloves , Specialist Gloves |  | standard type EN388 (cat. II),KCL 927,white (polyamide, glass fibre and HPPE fibre steel),latex free,pack of 1 ea,250 mm × 1.50 mm,non-sterile,L | , |  |  | standard type EN388 (cat. II),KCL 927,white (polyamide, glass fibre and HPPE fibre steel),latex free,pack of 1 ea,250 mm × 1.50 mm,non-sterile,L
,size XL,,,,, | Z677175 |  | Aldrich | NevoCut ™ cut protection gloves |  | ,,,, | Gloves , KCL Gloves , KCL NevoCut Cut Protection Gloves , Labware , Manufacturer Browser , NevoCut cut protection gloves , Specialist Gloves |  | standard type EN388 (cat. II),KCL 927,white (polyamide, glass fibre and HPPE fibre steel),latex free,pack of 1 ea,250 mm × 1.50 mm,non-sterile,XL | , |  |  | standard type EN388 (cat. II),KCL 927,white (polyamide, glass fibre and HPPE fibre steel),latex free,pack of 1 ea,250 mm × 1.50 mm,non-sterile,XL
,size S ((8)),,,,, | Z677698 |  | Aldrich | Vitoject ™ fluorocarbon rubber gloves |  | ,,,, | Fluorocarbon & Other Fluorocompound Heavyweight Gloves , Gloves , Heavyweight Gloves , KCL Gloves , KCL Vitoject Fluorocarbon Gloves , Labware , Manufacturer Browser , Specialist Gloves , Vitoject Fluorocarbon Gloves |  | standard type EN 388 (cat. III),KCL 890,black (fluorocarbon rubber),CE compliant,pack of 1 ea,350 mm × 0.7 mm,non-sterile,S ((8)) | , |  |  | standard type EN 388 (cat. III),KCL 890,black (fluorocarbon rubber),CE compliant,pack of 1 ea,350 mm × 0.7 mm,non-sterile,S ((8))
,size M ((9)),,,,, | Z677701 |  | Aldrich | Vitoject ™ fluorocarbon rubber gloves |  | ,,,, | Fluorocarbon & Other Fluorocompound Heavyweight Gloves , Gloves , Heavyweight Gloves , KCL Gloves , KCL Vitoject Fluorocarbon Gloves , Labware , Manufacturer Browser , Specialist Gloves , Vitoject Fluorocarbon Gloves |  | standard type EN 388 (cat. III),KCL 890,black (fluorocarbon rubber),CE compliant,pack of 1 ea,350 mm × 0.7 mm,non-sterile,M ((9)) | , |  |  | standard type EN 388 (cat. III),KCL 890,black (fluorocarbon rubber),CE compliant,pack of 1 ea,350 mm × 0.7 mm,non-sterile,M ((9))
,size L ((10)),,,,, | Z677728 |  | Aldrich | Vitoject ™ fluorocarbon rubber gloves |  | ,,,, | Fluorocarbon & Other Fluorocompound Heavyweight Gloves , Gloves , Heavyweight Gloves , KCL Gloves , KCL Vitoject Fluorocarbon Gloves , Labware , Manufacturer Browser , Specialist Gloves , Vitoject Fluorocarbon Gloves |  | standard type EN 388 (cat. III),KCL 890,black (fluorocarbon rubber),CE compliant,pack of 1 ea,350 mm × 0.7 mm,non-sterile,L ((10)) | , |  |  | standard type EN 388 (cat. III),KCL 890,black (fluorocarbon rubber),CE compliant,pack of 1 ea,350 mm × 0.7 mm,non-sterile,L ((10))
,size XL ((11)),,,,, | Z677736 |  | Aldrich | Vitoject ™ fluorocarbon rubber gloves |  | ,,,, | Fluorocarbon & Other Fluorocompound Heavyweight Gloves , Gloves , Heavyweight Gloves , KCL Gloves , KCL Vitoject Fluorocarbon Gloves , Labware , Manufacturer Browser , Specialist Gloves , Vitoject Fluorocarbon Gloves |  | standard type EN 388 (cat. III),KCL 890,black (fluorocarbon rubber),CE compliant,pack of 1 ea,350 mm × 0.7 mm,non-sterile,XL ((11)) | , |  |  | standard type EN 388 (cat. III),KCL 890,black (fluorocarbon rubber),CE compliant,pack of 1 ea,350 mm × 0.7 mm,non-sterile,XL ((11))
,AC input 110 V,,,,, | Z401358 |  | Aldrich | KDS single-syringe pump, series 100 | (PDF) | ,,,, | Labware , Pumps , Single-syringe pump , Syringe Pumps |  | suitable for microfluidics/nanofluidic s,KD Scientific, 780100-110V,4 1/2 lb,9 in. × 6 in. × 5 in.,suitable for MS calibration,not available in EU | , |  |  | suitable for microfluidics/nanofluidic s,KD Scientific, 780100-110V,4 1/2 lb,9 in. × 6 in. × 5 in.,suitable for MS calibration,not available in EU
,AC input 220 V, Schuko plug,,,,, | Z401366 |  | Aldrich | KDS single-syringe pump, series 100 | (PDF) | ,,,, | Labware , Pumps , Single-syringe pump , Syringe Pumps |  | suitable for microfluidics/nanofluidic s,KD Scientific, 789100-220V,4 1/2 lb,CE compliant,9 in. × 6 in. × 5 in.,suitable for MS calibration | , |  |  | suitable for microfluidics/nanofluidic s,KD Scientific, 789100-220V,4 1/2 lb,CE compliant,9 in. × 6 in. × 5 in.,suitable for MS calibration
,AC input 110 V,,,,, | Z721786 |  | Sigma | KDS Multi syringe infusion/withdrawal pump series 230 |  | ,,,, | 3D Bioreactors , 3D Cell Culture Products , 3DKUBE by Kiyatec , Cell Culture Supplies , Labware , Multi syringe infusion/withdrawal pump , Pumps , Syringe Pumps |  | KD Scientific, 780230-110V,suitable for multiple injections,not available in EU | , |  |  | KD Scientific, 780230-110V,suitable for multiple injections,not available in EU
,AC input 220 V, Schuko plug,,,,, | Z721875 |  | Sigma | KDS Multi syringe infusion/withdrawal pump series 230 |  | ,,,, | Labware , Multi syringe infusion/withdrawal pump , Pumps , Syringe Pumps |  | KD Scientific, 789230-220V,suitable for multiple injections,CE compliant | , |  |  | KD Scientific, 789230-220V,suitable for multiple injections,CE compliant
,AC input 110 V,,,,, | Z721700 |  | Sigma | KDS Four syringe push-pull pump series 260 |  | ,,,, | Labware , Pumps , Push-pull pump , Syringe Pumps |  | KD Scientific, 780260-110V,suitable for cell injection,CE compliant,not available in EU | , |  |  | KD Scientific, 780260-110V,suitable for cell injection,CE compliant,not available in EU
,AC input 220 V, Schuko plug,,,,, | Z721816 |  | Sigma | KDS Four syringe push-pull pump series 260 |  | ,,,, | Labware , Pumps , Push-pull pump , Syringe Pumps |  | KD Scientific, 789260-220V,suitable for cell injection,CE compliant | , |  |  | KD Scientific, 789260-220V,suitable for cell injection,CE compliant
,AC input 110 V,,,,, | Z721719 |  | Sigma | KDS Two syringe push-pull pump, series 120 |  | ,,,, | Labware , Pumps , Push-pull pump , Syringe Pumps |  | suitable for perfusion applications,KD Scientific, 780120-110V,suitable for cell injection,not available in EU | , |  |  | suitable for perfusion applications,KD Scientific, 780120-110V,suitable for cell injection,not available in EU
,AC input 220 V, Schuko plug,,,,, | Z721824 |  | Sigma | KDS Two syringe push-pull pump, series 120 |  | ,,,, | Labware , Pumps , Push-pull pump , Syringe Pumps |  | suitable for perfusion applications,KD Scientific, 789120-220V,suitable for cell injection,CE compliant | , |  |  | suitable for perfusion applications,KD Scientific, 789120-220V,suitable for cell injection,CE compliant
,AC input 110 V,,,,, | Z673447 |  | Sigma | KDS high pressure syringe pump, series 410 |  | ,,,, | High pressure syringe pump , Labware , Pumps , Syringe Pumps |  | KD Scientific, 780410-110V,suitable for high-pressure injection | , |  |  | KD Scientific, 780410-110V,suitable for high-pressure injection
,AC input 220 V, Schuko plug,,,,, | Z673455 |  | Sigma | KDS high pressure syringe pump, series 410 |  | ,,,, | High pressure syringe pump , Labware , Pumps , Syringe Pumps |  | KD Scientific, 789410-220V,suitable for high-pressure injection,CE compliant | , |  |  | KD Scientific, 789410-220V,suitable for high-pressure injection,CE compliant
,AC input 110 V,,,,, | Z720372 |  | Sigma | KDS Reversible nanoliter syringe pump, series 310 |  | ,,,, | Labware , Nanoliter pump , Pumps , Syringe Pumps |  | KD Scientific, 780311-110V,suitable for microfluidics/nanofluidic s,not available in EU | , |  |  | KD Scientific, 780311-110V,suitable for microfluidics/nanofluidic s,not available in EU
,AC input 220 V, Schuko plug,,,,, | Z721808 |  | Sigma | KDS Reversible nanoliter syringe pump, series 310 |  | ,,,, | Labware , Nanoliter pump , Pumps , Syringe Pumps |  | KD Scientific, 789311-220V,suitable for microfluidics/nanofluidic s,CE compliant | , |  |  | KD Scientific, 789311-220V,suitable for microfluidics/nanofluidic s,CE compliant
,AC input 110 V,,,,, | Z721697 |  | Sigma | KDS two syringe nanoliter pump, series 101 |  | ,,,, | Labware , Nanoliter pump , Pumps , Syringe Pumps |  | suitable for microfluidics/nanofluidic s,KD Scientific, 780101-110V,suitable for low-volume dispensing,not available in EU | , |  |  | suitable for microfluidics/nanofluidic s,KD Scientific, 780101-110V,suitable for low-volume dispensing,not available in EU
,AC input 220 V, Schuko plug,,,,, | Z721794 |  | Sigma | KDS two syringe nanoliter pump, series 101 |  | ,,,, | Labware , Nanoliter pump , Pumps , Syringe Pumps |  | suitable for microfluidics/nanofluidic s,KD Scientific, 789101-220V,suitable for low-volume dispensing,CE compliant | , |  |  | suitable for microfluidics/nanofluidic s,KD Scientific, 789101-220V,suitable for low-volume dispensing,CE compliant
,AC input 110 V,,,,, | Z675709 |  | Aldrich | KDS Gemini 88 syringe pump |  | ,,,, | Dispensers , Gemini 88 Dual Syringe Pump , Gemini 88 dual syringe , Labware , Liquid Handling Equipment , Pumps , Syringe Pumps |  | suitable for sampling,KD Scientific, 780388,suitable for HPLC,not available in EU | , |  |  | suitable for sampling,KD Scientific, 780388,suitable for HPLC,not available in EU
,AC input 220 V, Schuko plug,,,,, | Z675717 |  | Aldrich | KDS Gemini 88 syringe pump |  | ,,,, | Dispensers , Gemini 88 Dual Syringe Pump , Gemini 88 dual syringe , Labware , Liquid Handling Equipment , Pumps , Syringe Pumps |  | suitable for sampling,KD Scientific, 789388,suitable for HPLC,CE compliant | , |  |  | suitable for sampling,KD Scientific, 789388,suitable for HPLC,CE compliant
,continuous delivery valve box, limit 30 psi pressure,,,,, | Z680168 |  | Aldrich | KDS Gemini 88 syringe pump accessories |  | ,,,, | Gemini 88 dual syringe , Labware , Pumps , Syringe Pumps |  | KD Scientific,30 psi pressure | , |  |  | KD Scientific,30 psi pressure
,glass syringe, volume 150 mL,,,,, | Z680176 |  | Aldrich | KDS Gemini 88 syringe pump accessories |  | ,,,, | Gemini 88 dual syringe , Labware , Pumps , Syringe Pumps |  | 150 mL,KD Scientific | , |  |  | 150 mL,KD Scientific
,AC input 110 V,,,,, | Z401374 |  | Aldrich | KDS dual-syringe pump series 200 |  | ,,,, | Dual-syringe pump , Labware , Pumps , Syringe Pumps |  | suitable for infusion,KD Scientific, 780200-110V,9 lb,CSA approved,11 in. × 9 in. × 5 1/2 in.,suitable for MS calibration,not available in EU | , |  |  | suitable for infusion,KD Scientific, 780200-110V,9 lb,CSA approved,11 in. × 9 in. × 5 1/2 in.,suitable for MS calibration,not available in EU
,AC input 220 V, Schuko plug,,,,, | Z401382 |  | Aldrich | KDS dual-syringe pump series 200 |  | ,,,, | Dual-syringe pump , Labware , Pumps , Syringe Pumps |  | suitable for infusion,KD Scientific, 789200-220V,9 lb,CE compliant,11 in. × 9 in. × 5 1/2 in.,suitable for MS calibration | , |  |  | suitable for infusion,KD Scientific, 789200-220V,9 lb,CE compliant,11 in. × 9 in. × 5 1/2 in.,suitable for MS calibration
,AC input 110 V,,,,, | Z721727 |  | Sigma | KDS Continuous cycle syringe pump, series 270 |  | ,,,, | Continuous cycle syringe pump , Labware , Pumps , Syringe Pumps |  | suitable for infusion,KD Scientific, 780270-110V,suitable for HPLC,not available in EU | , |  |  | suitable for infusion,KD Scientific, 780270-110V,suitable for HPLC,not available in EU
,AC input 220 V, Schuko plug,,,,, | Z721832 |  | Sigma | KDS Continuous cycle syringe pump, series 270 |  | ,,,, | Continuous cycle syringe pump , Labware , Pumps , Syringe Pumps |  | suitable for infusion,KD Scientific, 789270-220V,suitable for HPLC,CE compliant | , |  |  | suitable for infusion,KD Scientific, 789270-220V,suitable for HPLC,CE compliant
,AC input 100 - 240 V, EuroPlug (flat 2-pin),,,,, | Z740523 |  | Aldrich | KDS Legato ™ 100, single syringe infusion pump |  | ,,,, | KDS Legato series pumps , Labware , Pumps , Syringe Pumps |  | 4 to 40 °C temp. limit (operating),KD Scientific, 788100,2.66 kg (5.9 lb),CE compliant,-10 to 70 °C temp. limit (storage),22.6 cm × 19.05 cm × 15 cm | , |  |  | 4 to 40 °C temp. limit (operating),KD Scientific, 788100,2.66 kg (5.9 lb),CE compliant,-10 to 70 °C temp. limit (storage),22.6 cm × 19.05 cm × 15 cm
,AC input 100 - 240 V, UK plug (3-pin),,,,, | Z740530 |  | Aldrich | KDS Legato ™ 100, single syringe infusion pump |  | ,,,, | KDS Legato series pumps , Labware , Pumps , Syringe Pumps |  | 4 to 40 °C temp. limit (operating),KD Scientific, 788100,2.66 kg (5.9 lb),CE compliant,-10 to 70 °C temp. limit (storage),22.6 cm × 19.05 cm × 15 cm | , |  |  | 4 to 40 °C temp. limit (operating),KD Scientific, 788100,2.66 kg (5.9 lb),CE compliant,-10 to 70 °C temp. limit (storage),22.6 cm × 19.05 cm × 15 cm
,AC input 100 - 240 V, US 3-pin plug,,,,, | Z759031 |  | Aldrich | KDS Legato ™ 100, single syringe infusion pump |  | ,,,, | KDS Legato series pumps , Labware , Pumps , Syringe Pumps |  | 4 to 40 °C temp. limit (operating),KD Scientific, 788100,2.66 kg (5.9 lb),CSA approved,-10 to 70 °C temp. limit (storage),22.6 cm × 19.05 cm × 15 cm | , |  |  | 4 to 40 °C temp. limit (operating),KD Scientific, 788100,2.66 kg (5.9 lb),CSA approved,-10 to 70 °C temp. limit (storage),22.6 cm × 19.05 cm × 15 cm
,AC input 100 - 240 V, EuroPlug (flat 2-pin),,,,, | Z740524 |  | Aldrich | KDS Legato ™ 101, dual syringe nanliter pump |  | ,,,, | KDS Legato series pumps , Labware , Pumps , Syringe Pumps |  | 4 to 40 °C temp. limit (operating),KD Scientific, 788101,2.66 kg (5.9 lb),CE compliant,-10 to 70 °C temp. limit (storage),22.6 cm × 19.05 cm × 15 cm | , |  |  | 4 to 40 °C temp. limit (operating),KD Scientific, 788101,2.66 kg (5.9 lb),CE compliant,-10 to 70 °C temp. limit (storage),22.6 cm × 19.05 cm × 15 cm
,AC input 100 - 240 V, UK plug (3-pin),,,,, | Z740531 |  | Aldrich | KDS Legato ™ 101, dual syringe nanliter pump |  | ,,,, | KDS Legato series pumps , Labware , Pumps , Syringe Pumps |  | 4 to 40 °C temp. limit (operating),KD Scientific, 788101,2.66 kg (5.9 lb),CE compliant,-10 to 70 °C temp. limit (storage),22.6 cm × 19.05 cm × 15 cm | , |  |  | 4 to 40 °C temp. limit (operating),KD Scientific, 788101,2.66 kg (5.9 lb),CE compliant,-10 to 70 °C temp. limit (storage),22.6 cm × 19.05 cm × 15 cm
,AC input 100 - 240 V, US 3-pin plug,,,,, | Z759058 |  | Aldrich | KDS Legato ™ 101, dual syringe nanliter pump |  | ,,,, | KDS Legato series pumps , Labware , Pumps , Syringe Pumps |  | 4 to 40 °C temp. limit (operating),KD Scientific, 788101,2.66 kg (5.9 lb),CSA approved,-10 to 70 °C temp. limit (storage),22.6 cm × 19.05 cm × 15 cm | , |  |  | 4 to 40 °C temp. limit (operating),KD Scientific, 788101,2.66 kg (5.9 lb),CSA approved,-10 to 70 °C temp. limit (storage),22.6 cm × 19.05 cm × 15 cm
,AC input 100 - 240 V, EuroPlug (flat 2-pin),,,,, | Z740525 |  | Aldrich | KDS Legato ™ 110, single syringe infusion/withdraw pump |  | ,,,, | KDS Legato series pumps , Labware , Pumps , Syringe Pumps |  | 4 to 40 °C temp. limit (operating),KD Scientific, 788110,2.66 kg (5.9 lb),CE compliant,-10 to 70 °C temp. limit (storage),22.6 cm × 19.05 cm × 15 cm | , |  |  | 4 to 40 °C temp. limit (operating),KD Scientific, 788110,2.66 kg (5.9 lb),CE compliant,-10 to 70 °C temp. limit (storage),22.6 cm × 19.05 cm × 15 cm
,AC input 100 - 240 V, UK plug (3-pin),,,,, | Z740532 |  | Aldrich | KDS Legato ™ 110, single syringe infusion/withdraw pump |  | ,,,, | KDS Legato series pumps , Labware , Pumps , Syringe Pumps |  | 4 to 40 °C temp. limit (operating),KD Scientific, 788110,2.66 kg (5.9 lb),CE compliant,-10 to 70 °C temp. limit (storage),22.6 cm × 19.05 cm × 15 cm | , |  |  | 4 to 40 °C temp. limit (operating),KD Scientific, 788110,2.66 kg (5.9 lb),CE compliant,-10 to 70 °C temp. limit (storage),22.6 cm × 19.05 cm × 15 cm
,AC input 100 - 240 V, US 3-pin plug,,,,, | Z759066 |  | Aldrich | KDS Legato ™ 110, single syringe infusion/withdraw pump |  | ,,,, | KDS Legato series pumps , Labware , Pumps , Syringe Pumps |  | 4 to 40 °C temp. limit (operating),KD Scientific, 788110,2.66 kg (5.9 lb),CSA approved,-10 to 70 °C temp. limit (storage),22.6 cm × 19.05 cm × 15 cm | , |  |  | 4 to 40 °C temp. limit (operating),KD Scientific, 788110,2.66 kg (5.9 lb),CSA approved,-10 to 70 °C temp. limit (storage),22.6 cm × 19.05 cm × 15 cm
,AC input 100 - 240 V, EuroPlug (flat 2-pin),,,,, | Z740526 |  | Aldrich | KDS Legato ™ 111, dual syringe nanoliter infuse/withdraw pump |  | ,,,, | KDS Legato series pumps , Labware , Pumps , Syringe Pumps |  | 4 to 40 °C temp. limit (operating),KD Scientific, 788111,2.66 kg (5.9 lb),CE compliant,-10 to 70 °C temp. limit (storage),22.6 cm × 19.05 cm × 15 cm | , |  |  | 4 to 40 °C temp. limit (operating),KD Scientific, 788111,2.66 kg (5.9 lb),CE compliant,-10 to 70 °C temp. limit (storage),22.6 cm × 19.05 cm × 15 cm
,AC input 100 - 240 V, UK plug (3-pin),,,,, | Z740533 |  | Aldrich | KDS Legato ™ 111, dual syringe nanoliter infuse/withdraw pump |  | ,,,, | KDS Legato series pumps , Labware , Pumps , Syringe Pumps |  | 4 to 40 °C temp. limit (operating),KD Scientific, 788111,2.66 kg (5.9 lb),CE compliant,-10 to 70 °C temp. limit (storage),22.6 cm × 19.05 cm × 15 cm | , |  |  | 4 to 40 °C temp. limit (operating),KD Scientific, 788111,2.66 kg (5.9 lb),CE compliant,-10 to 70 °C temp. limit (storage),22.6 cm × 19.05 cm × 15 cm
,AC input 100 - 240 V, US 3-pin plug,,,,, | Z759074 |  | Aldrich | KDS Legato ™ 111, dual syringe nanoliter infuse/withdraw pump |  | ,,,, | KDS Legato series pumps , Labware , Pumps , Syringe Pumps |  | 4 to 40 °C temp. limit (operating),KD Scientific, 788111,2.66 kg (5.9 lb),CSA approved,-10 to 70 °C temp. limit (storage),22.6 cm × 19.05 cm × 15 cm | , |  |  | 4 to 40 °C temp. limit (operating),KD Scientific, 788111,2.66 kg (5.9 lb),CSA approved,-10 to 70 °C temp. limit (storage),22.6 cm × 19.05 cm × 15 cm
,AC input 100 - 240 V, EuroPlug (flat 2-pin),,,,, | Z740528 |  | Aldrich | KDS Legato ™ 130, single syringe nanoliter infusion/withdraw pump |  | ,,,, | KDS Legato series pumps , Labware , Pumps , Syringe Pumps |  | 4 to 40 °C temp. limit (operating),KD Scientific, 788130,1.96 kg (4.32 lb),CE compliant,-10 to 70 °C temp. limit (storage),22.6 cm × 17.78 cm × 9.32 cm | , |  |  | 4 to 40 °C temp. limit (operating),KD Scientific, 788130,1.96 kg (4.32 lb),CE compliant,-10 to 70 °C temp. limit (storage),22.6 cm × 17.78 cm × 9.32 cm
,AC input 100 - 240 V, UK plug (3-pin),,,,, | Z740534 |  | Aldrich | KDS Legato ™ 130, single syringe nanoliter infusion/withdraw pump |  | ,,,, | KDS Legato series pumps , Labware , Pumps , Syringe Pumps |  | 4 to 40 °C temp. limit (operating),KD Scientific, 788130,1.96 kg (4.32 lb),CE compliant,-10 to 70 °C temp. limit (storage),22.6 cm × 17.78 cm × 9.32 cm | , |  |  | 4 to 40 °C temp. limit (operating),KD Scientific, 788130,1.96 kg (4.32 lb),CE compliant,-10 to 70 °C temp. limit (storage),22.6 cm × 17.78 cm × 9.32 cm
,AC input 100 - 240 V, US 3-pin plug,,,,, | Z759082 |  | Aldrich | KDS Legato ™ 130, single syringe nanoliter infusion/withdraw pump |  | ,,,, | KDS Legato series pumps , Labware , Pumps , Syringe Pumps |  | 4 to 40 °C temp. limit (operating),KD Scientific, 788130,1.96 kg (4.32 lb),CSA approved,-10 to 70 °C temp. limit (storage),22.6 cm × 17.78 cm × 9.32 cm | , |  |  | 4 to 40 °C temp. limit (operating),KD Scientific, 788130,1.96 kg (4.32 lb),CSA approved,-10 to 70 °C temp. limit (storage),22.6 cm × 17.78 cm × 9.32 cm
,AC input 100 - 240 V, EuroPlug (flat 2-pin),,,,, | Z740529 |  | Aldrich | KDS Legato ™ 180, dual syringe picoliter infuse/withdraw pump |  | ,,,, | KDS Legato series pumps , Labware , Pumps , Syringe Pumps |  | 4 to 40 °C temp. limit (operating),KD Scientific, 788180,2.66 kg (5.9 lb),CE compliant,-10 to 70 °C temp. limit (storage),22.6 cm × 19.05 cm × 15 cm | , |  |  | 4 to 40 °C temp. limit (operating),KD Scientific, 788180,2.66 kg (5.9 lb),CE compliant,-10 to 70 °C temp. limit (storage),22.6 cm × 19.05 cm × 15 cm
,AC input 100 - 240 V, UK plug (3-pin),,,,, | Z740536 |  | Aldrich | KDS Legato ™ 180, dual syringe picoliter infuse/withdraw pump |  | ,,,, | KDS Legato series pumps , Labware , Pumps , Syringe Pumps |  | 4 to 40 °C temp. limit (operating),KD Scientific, 788180,2.66 kg (5.9 lb),CE compliant,-10 to 70 °C temp. limit (storage),22.6 cm × 19.05 cm × 15 cm | , |  |  | 4 to 40 °C temp. limit (operating),KD Scientific, 788180,2.66 kg (5.9 lb),CE compliant,-10 to 70 °C temp. limit (storage),22.6 cm × 19.05 cm × 15 cm
,AC input 100 - 240 V, US 3-pin plug,,,,, | Z759090 |  | Aldrich | KDS Legato ™ 180, dual syringe picoliter infuse/withdraw pump |  | ,,,, | KDS Legato series pumps , Labware , Pumps , Syringe Pumps |  | 4 to 40 °C temp. limit (operating),KD Scientific, 788180,2.66 kg (5.9 lb),CSA approved,-10 to 70 °C temp. limit (storage),22.6 cm × 19.05 cm × 15 cm | , |  |  | 4 to 40 °C temp. limit (operating),KD Scientific, 788180,2.66 kg (5.9 lb),CSA approved,-10 to 70 °C temp. limit (storage),22.6 cm × 19.05 cm × 15 cm
,AC input 100 - 240 V, EuroPlug (flat 2-pin),,,,, | Z740537 |  | Aldrich | KDS Legato ™ 200 series syringe pump, infuse only |  | ,,,, | KDS Legato series pumps , Labware , Pumps , Syringe Pumps |  | 4 to 40 °C temp. limit (operating),KD Scientific, 788200,4.9 kg (10.75 lb),CE compliant,-10 to 70 °C temp. limit (storage),8.89 cm × 25.4 cm × 27.94 cm | , |  |  | 4 to 40 °C temp. limit (operating),KD Scientific, 788200,4.9 kg (10.75 lb),CE compliant,-10 to 70 °C temp. limit (storage),8.89 cm × 25.4 cm × 27.94 cm
,AC input 100 - 240 V, UK plug (3-pin),,,,, | Z740542 |  | Aldrich | KDS Legato ™ 200 series syringe pump, infuse only |  | ,,,, | KDS Legato series pumps , Labware , Pumps , Syringe Pumps |  | 4 to 40 °C temp. limit (operating),KD Scientific, 788200,4.9 kg (10.75 lb),CE compliant,-10 to 70 °C temp. limit (storage),8.89 cm × 25.4 cm × 27.94 cm | , |  |  | 4 to 40 °C temp. limit (operating),KD Scientific, 788200,4.9 kg (10.75 lb),CE compliant,-10 to 70 °C temp. limit (storage),8.89 cm × 25.4 cm × 27.94 cm
,AC input 100 - 240 V, US 3-pin plug,,,,, | Z569585 |  | Aldrich | KDS Legato ™ 200 series syringe pump, infuse only |  | ,,,, | KDS Legato series pumps , Labware , Pumps , Syringe Pumps |  | 4 to 40 °C temp. limit (operating),KD Scientific, 788200,4.9 kg (10.75 lb),CSA approved,-10 to 70 °C temp. limit (storage),8.89 cm × 25.4 cm × 27.94 cm | , |  |  | 4 to 40 °C temp. limit (operating),KD Scientific, 788200,4.9 kg (10.75 lb),CSA approved,-10 to 70 °C temp. limit (storage),8.89 cm × 25.4 cm × 27.94 cm
,AC input 100 - 240 V, EuroPlug (flat 2-pin),,,,, | Z740539 |  | Aldrich | KDS Legato ™ 210P series syringe pump, infuse/withdraw, programmable |  | ,,,, | KDS Legato series pumps , Labware , Pumps , Syringe Pumps |  | 4 to 40 °C temp. limit (operating),KD Scientific, 788212,4.9 kg (10.75 lb),CE compliant,-10 to 70 °C temp. limit (storage),8.89 cm × 25.4 cm × 27.94 cm | , |  |  | 4 to 40 °C temp. limit (operating),KD Scientific, 788212,4.9 kg (10.75 lb),CE compliant,-10 to 70 °C temp. limit (storage),8.89 cm × 25.4 cm × 27.94 cm
,AC input 100 - 240 V, UK plug (3-pin),,,,, | Z740545 |  | Aldrich | KDS Legato ™ 210P series syringe pump, infuse/withdraw, programmable |  | ,,,, | KDS Legato series pumps , Labware , Pumps , Syringe Pumps |  | 4 to 40 °C temp. limit (operating),KD Scientific, 788212,4.9 kg (10.75 lb),CE compliant,-10 to 70 °C temp. limit (storage),8.89 cm × 25.4 cm × 27.94 cm | , |  |  | 4 to 40 °C temp. limit (operating),KD Scientific, 788212,4.9 kg (10.75 lb),CE compliant,-10 to 70 °C temp. limit (storage),8.89 cm × 25.4 cm × 27.94 cm
,AC input 100 - 240 V, US 3-pin plug,,,,, | Z569607 |  | Aldrich | KDS Legato ™ 210P series syringe pump, infuse/withdraw, programmable |  | ,,,, | KDS Legato series pumps , Labware , Pumps , Syringe Pumps |  | 4 to 40 °C temp. limit (operating),KD Scientific, 788212,4.9 kg (10.75 lb),CSA approved,-10 to 70 °C temp. limit (storage),8.89 cm × 25.4 cm × 27.94 cm | , |  |  | 4 to 40 °C temp. limit (operating),KD Scientific, 788212,4.9 kg (10.75 lb),CSA approved,-10 to 70 °C temp. limit (storage),8.89 cm × 25.4 cm × 27.94 cm
,AC input 100 - 240 V, EuroPlug,,,,, | Z740538 |  | Aldrich | KDS Legato ™ 210 series syringe pump, infuse/withdraw |  | ,,,, | KDS Legato series pumps , Labware , Pumps , Syringe Pumps |  | 4 to 40 °C temp. limit (operating),KD Scientific, 788210,4.9 kg (10.75 lb),CE compliant,-10 to 70 °C temp. limit (storage),8.89 cm × 25.4 cm × 27.94 cm | , |  |  | 4 to 40 °C temp. limit (operating),KD Scientific, 788210,4.9 kg (10.75 lb),CE compliant,-10 to 70 °C temp. limit (storage),8.89 cm × 25.4 cm × 27.94 cm
,AC input 100 - 240 V, UK plug (3-pin),,,,, | Z740544 |  | Aldrich | KDS Legato ™ 210 series syringe pump, infuse/withdraw |  | ,,,, | KDS Legato series pumps , Labware , Pumps , Syringe Pumps |  | 4 to 40 °C temp. limit (operating),KD Scientific, 788210,4.9 kg (10.75 lb),CE compliant,-10 to 70 °C temp. limit (storage),8.89 cm × 25.4 cm × 27.94 cm | , |  |  | 4 to 40 °C temp. limit (operating),KD Scientific, 788210,4.9 kg (10.75 lb),CE compliant,-10 to 70 °C temp. limit (storage),8.89 cm × 25.4 cm × 27.94 cm
,AC input 100 - 240 V, US 3-pin plug,,,,, | Z569593 |  | Aldrich | KDS Legato ™ 210 series syringe pump, infuse/withdraw |  | ,,,, | KDS Legato series pumps , Labware , Pumps , Syringe Pumps |  | 4 to 40 °C temp. limit (operating),KD Scientific, 788210,4.9 kg (10.75 lb),CSA approved,-10 to 70 °C temp. limit (storage),8.89 cm × 25.4 cm × 27.94 cm | , |  |  | 4 to 40 °C temp. limit (operating),KD Scientific, 788210,4.9 kg (10.75 lb),CSA approved,-10 to 70 °C temp. limit (storage),8.89 cm × 25.4 cm × 27.94 cm
,AC input 100 - 240 V, EuroPlug (flat 2-pin),,,,, | Z740541 |  | Aldrich | KDS Legato ™ 270P series syringe pump, push/pull, programmable |  | ,,,, | KDS Legato series pumps , Labware , Pumps , Syringe Pumps |  | 4 to 40 °C temp. limit (operating),KD Scientific, 788272,4.9 kg (10.75 lb),CE compliant,-10 to 70 °C temp. limit (storage),8.89 cm × 25.4 cm × 27.94 cm | , |  |  | 4 to 40 °C temp. limit (operating),KD Scientific, 788272,4.9 kg (10.75 lb),CE compliant,-10 to 70 °C temp. limit (storage),8.89 cm × 25.4 cm × 27.94 cm
,AC input 100 - 240 V, UK plug (3-pin),,,,, | Z740547 |  | Aldrich | KDS Legato ™ 270P series syringe pump, push/pull, programmable |  | ,,,, | KDS Legato series pumps , Labware , Pumps , Syringe Pumps |  | 4 to 40 °C temp. limit (operating),KD Scientific, 788272,4.9 kg (10.75 lb),CE compliant,-10 to 70 °C temp. limit (storage),8.89 cm × 25.4 cm × 27.94 cm | , |  |  | 4 to 40 °C temp. limit (operating),KD Scientific, 788272,4.9 kg (10.75 lb),CE compliant,-10 to 70 °C temp. limit (storage),8.89 cm × 25.4 cm × 27.94 cm
,AC input 100 - 240 V, US 3-pin plug,,,,, | Z569623 |  | Aldrich | KDS Legato ™ 270P series syringe pump, push/pull, programmable |  | ,,,, | KDS Legato series pumps , Labware , Pumps , Syringe Pumps |  | 4 to 40 °C temp. limit (operating),KD Scientific, 788272,4.9 kg (10.75 lb),CSA approved,-10 to 70 °C temp. limit (storage),8.89 cm × 25.4 cm × 27.94 cm | , |  |  | 4 to 40 °C temp. limit (operating),KD Scientific, 788272,4.9 kg (10.75 lb),CSA approved,-10 to 70 °C temp. limit (storage),8.89 cm × 25.4 cm × 27.94 cm
,AC input 100 - 240 V, EuroPlug (flat 2-pin),,,,, | Z740540 |  | Aldrich | KDS Legato ™ 270 series syringe pump, push/pull |  | ,,,, | KDS Legato series pumps , Labware , Pumps , Syringe Pumps |  | 4 to 40 °C temp. limit (operating),KD Scientific, 788270,4.9 kg (10.75 lb),CE compliant,-10 to 70 °C temp. limit (storage),8.89 cm × 25.4 cm × 27.94 cm | , |  |  | 4 to 40 °C temp. limit (operating),KD Scientific, 788270,4.9 kg (10.75 lb),CE compliant,-10 to 70 °C temp. limit (storage),8.89 cm × 25.4 cm × 27.94 cm
,AC input 100 - 240 V, UK plug (3-pin),,,,, | Z740546 |  | Aldrich | KDS Legato ™ 270 series syringe pump, push/pull |  | ,,,, | KDS Legato series pumps , Labware , Pumps , Syringe Pumps |  | 4 to 40 °C temp. limit (operating),KD Scientific, 788270,4.9 kg (10.75 lb),CE compliant,-10 to 70 °C temp. limit (storage),8.89 cm × 25.4 cm × 27.94 cm | , |  |  | 4 to 40 °C temp. limit (operating),KD Scientific, 788270,4.9 kg (10.75 lb),CE compliant,-10 to 70 °C temp. limit (storage),8.89 cm × 25.4 cm × 27.94 cm
,AC input 100 - 240 V, US 3-pin plug,,,,, | Z569615 |  | Aldrich | KDS Legato ™ 270 series syringe pump, push/pull |  | ,,,, | KDS Legato series pumps , Labware , Pumps , Syringe Pumps |  | 4 to 40 °C temp. limit (operating),KD Scientific, 788270,4.9 kg (10.75 lb),CSA approved,-10 to 70 °C temp. limit (storage),8.89 cm × 25.4 cm × 27.94 cm | , |  |  | 4 to 40 °C temp. limit (operating),KD Scientific, 788270,4.9 kg (10.75 lb),CSA approved,-10 to 70 °C temp. limit (storage),8.89 cm × 25.4 cm × 27.94 cm
,US plug, AC input 115 V,,,,, | Z569674 |  | Aldrich | KDS line cord for Legato ™ series syringe pumps |  | ,,,, | KDS Legato series pumps , Labware , Pumps , Syringe Pumps |  | KD Scientific | , |  |  | KD Scientific
,Schuko plug, AC input 230 V,,,,, | Z569682 |  | Aldrich | KDS line cord for Legato ™ series syringe pumps |  | ,,,, | KDS Legato series pumps , Labware , Pumps , Syringe Pumps |  | KD Scientific | , |  |  | KD Scientific
,UK plug, AC input 230 V,,,,, | Z569690 |  | Aldrich | KDS line cord for Legato ™ series syringe pumps |  | ,,,, | KDS Legato series pumps , Labware , Pumps , Syringe Pumps |  | KD Scientific | , |  |  | KD Scientific
,large,,,,, | Z569631 |  | Aldrich | KDS syringe multi-rack for Legato ™ series pumps |  | ,,,, | KDS Legato series pumps , Labware , Pumps , Syringe Pumps |  | KD Scientific, 78-8301 | , |  |  | KD Scientific, 78-8301
,small,,,,, | Z569658 |  | Aldrich | KDS syringe multi-rack for Legato ™ series pumps |  | ,,,, | KDS Legato series pumps , Labware , Pumps , Syringe Pumps |  | KD Scientific, 78-8300 | , |  |  | KD Scientific, 78-8300
,microliter,,,,, | Z569666 |  | Aldrich | KDS syringe multi-rack for Legato ™ series pumps |  | ,,,, | KDS Legato series pumps , Labware , Pumps , Syringe Pumps |  | KD Scientific, 78-8302 | , |  |  | KD Scientific, 78-8302
,volume 20 mL, limit 700-1500 psi pressure,,,,, | Z673412 |  | Sigma | KDS stainless steel syringes |  | ,,,, | KDS , KDS Stainless Steel Syringes , Labware , Manufacturer Browser , Stainless Steel Syringes and Needles , Syringes and Needles |  | 20 mL,KD Scientific, 780816,4.73 in. (120 mm) × 0.88 in. (22.2 mm),700-1500 psi pressure,with Luer lock | , |  |  | 20 mL,KD Scientific, 780816,4.73 in. (120 mm) × 0.88 in. (22.2 mm),700-1500 psi pressure,with Luer lock
,volume 50 mL, limit 700-1500 psi pressure,,,,, | Z673420 |  | Sigma | KDS stainless steel syringes |  | ,,,, | KDS , KDS Stainless Steel Syringes , Labware , Manufacturer Browser , Stainless Steel Syringes and Needles , Syringes and Needles |  | 50 mL,KD Scientific, 780817,5.49 in. (139.3 mm) × 1.25 in. (31.8 mm),700-1500 psi pressure,with Luer lock | , |  |  | 50 mL,KD Scientific, 780817,5.49 in. (139.3 mm) × 1.25 in. (31.8 mm),700-1500 psi pressure,with Luer lock
,volume 100 mL, limit 700-1500 psi pressure,,,,, | Z673439 |  | Sigma | KDS stainless steel syringes |  | ,,,, | KDS , KDS Stainless Steel Syringes , Labware , Manufacturer Browser , Stainless Steel Syringes and Needles , Syringes and Needles |  | 100 mL,KD Scientific, 780818,6.73 in. (170.9 mm) × 1.50 in. (38.1 mm),700-1500 psi pressure,with Luer lock | , |  |  | 100 mL,KD Scientific, 780818,6.73 in. (170.9 mm) × 1.50 in. (38.1 mm),700-1500 psi pressure,with Luer lock
,volume 8 mL, limit 1500-4000 psi pressure,,,,, | Z684481 |  | Sigma | KDS stainless steel syringes |  | ,,,, | KDS , KDS Stainless Steel Syringes , Labware , Manufacturer Browser , Stainless Steel Syringes and Needles , Syringes and Needles |  | 8 mL,KD Scientific, 780807,6.73 in. (170.8 mm) × 0.5 in. (12.7 mm),1500-4000 psi pressure,with 1/8 in Swagelok ® | , |  |  | 8 mL,KD Scientific, 780807,6.73 in. (170.8 mm) × 0.5 in. (12.7 mm),1500-4000 psi pressure,with 1/8 in Swagelok ®
,volume 2.5 mL, with 1/16 in. Swagelok ®,,,,, | Z759821 |  | Sigma | KDS stainless steel syringes |  | ,,,, | KDS , KDS Stainless Steel Syringes , Labware , Manufacturer Browser , Stainless Steel Syringes and Needles , Syringes and Needles |  | 2.5 mL,KD Scientific, 780801 | , |  |  | 2.5 mL,KD Scientific, 780801
,volume 8 mL, with 1/16 in. Swagelok ®,,,,, | Z759848 |  | Sigma | KDS stainless steel syringes |  | ,,,, | KDS , KDS Stainless Steel Syringes , Labware , Manufacturer Browser , Stainless Steel Syringes and Needles , Syringes and Needles |  | 8 mL,KD Scientific, 780802 | , |  |  | 8 mL,KD Scientific, 780802
,pkg of 1 ea,,,,, | Z721743 |  | Sigma | KDS Daisy chain cable |  | ,,,, | KDS , KDS Pump Accessories , KDS pump accessories , Labware , Manufacturer Browser , Pumps , Syringe Pumps |  | pkg of 1 ea,KD Scientific | , |  |  | pkg of 1 ea,KD Scientific
,AC input 110 V,,,,, | Z721751 |  | Sigma | KDS RS232 cable for KDS 200 series pumps |  | ,,,, | KDS , KDS Pump Accessories , KDS pump accessories , Labware , Manufacturer Browser , Pumps , Syringe Pumps |  | KD Scientific, 780223,not available in EU | , |  |  | KD Scientific, 780223,not available in EU
,AC input 220 V,,,,, | Z721859 |  | Sigma | KDS RS232 cable for KDS 200 series pumps |  | ,,,, | KDS , KDS Pump Accessories , KDS pump accessories , Labware , Manufacturer Browser , Pumps , Syringe Pumps |  | KD Scientific, 789223 | , |  |  | KD Scientific, 789223
,model 120-4M, 120 g weighing capacity, AC input 110 V,,,,, | Z757276 |  | Aldrich | Kern ABT analytical balances |  | ,,,, | Kern , Kern Analytical Balances , Labware , Manufacturer Browser |  | Kern, ABT 120-4M US,120 g weighing capacity,8 cm × 8 cm | , |  |  | Kern, ABT 120-4M US,120 g weighing capacity,8 cm × 8 cm
,model 220-4M, 220 g weighing capacity, AC input 110 V,,,,, | Z757284 |  | Aldrich | Kern ABT analytical balances |  | ,,,, | Kern , Kern Analytical Balances , Labware , Manufacturer Browser |  | Kern, ABT 220-4M US,220 g weighing capacity,8 cm × 8 cm | , |  |  | Kern, ABT 220-4M US,220 g weighing capacity,8 cm × 8 cm
,model 120-5DM, 42 to 120 g weighing capacity, AC input 110 V,,,,, | Z757292 |  | Aldrich | Kern ABT analytical balances |  | ,,,, | Kern , Kern Analytical Balances , Labware , Manufacturer Browser |  | Kern, ABT 120-5DM US,42 to 120 g weighing capacity,8 cm × 8 cm | , |  |  | Kern, ABT 120-5DM US,42 to 120 g weighing capacity,8 cm × 8 cm
,model 220-5DM, 82 to 220 g weighing capacity, AC input 110 V,,,,, | Z757306 |  | Aldrich | Kern ABT analytical balances |  | ,,,, | Kern , Kern Analytical Balances , Labware , Manufacturer Browser |  | Kern, ABT 220-5DM US,82 to 220 g weighing capacity,8 cm × 8 cm | , |  |  | Kern, ABT 220-5DM US,82 to 220 g weighing capacity,8 cm × 8 cm
,AC input 110 V, 500 g weighing capacity, resolution: 0.1 g,,,,, | Z676144 |  | Aldrich | Kern EMB portable balance |  | ,,,, | Balances and Accessories , Kern , Kern Balances & Accessories , Kern EMB portable balances , Labware , Manufacturer Browser |  | Kern EMB 500-1,82 mm,500 g weighing capacity, resolution: 0.1 g,CSA approved: No,not available in EU | , |  |  | Kern EMB 500-1,82 mm,500 g weighing capacity, resolution: 0.1 g,CSA approved: No,not available in EU
,AC input 230 V, 5,200 g weighing capacity, resolution: 1 g,,,,, | Z676152 |  | Aldrich | Kern EMB portable balance |  | ,,,, | Balances and Accessories , Kern , Kern Balances & Accessories , Kern EMB portable balances , Labware , Manufacturer Browser |  | Kern EMB 5.2K-1,150 mm,5,200 g weighing capacity, resolution: 1 g,CSA approved: No | , |  |  | Kern EMB 5.2K-1,150 mm,5,200 g weighing capacity, resolution: 1 g,CSA approved: No
,AC input 110 V, 5200 g weighing capacity, resolution: 1 g,,,,, | Z676160 |  | Aldrich | Kern EMB portable balance |  | ,,,, | Balances and Accessories , Kern , Kern Balances & Accessories , Kern EMB portable balances , Labware , Manufacturer Browser |  | Kern EMB 5.2K-1,150 mm,5200 g weighing capacity, resolution: 1 g,CSA approved: No,not available in EU | , |  |  | Kern EMB 5.2K-1,150 mm,5200 g weighing capacity, resolution: 1 g,CSA approved: No,not available in EU
,capacity 7 mL,,,,, | Z274909 |  | Aldrich | Kimax ® weighing bottle, Style I |  | ,,,, | Balances and Accessories , Bottles and Caps , Glass Bottles , Glass Weighing Bottles , Kimble Kontes , Kimble Kontes Balance Accessories , Labware , Manufacturer Browser , Weighing Bottles |  | pkg of 6 ea,Joint ST/NS14/10,15 mm × 50 mm,7 mL,Kimble Kontes | , |  |  | pkg of 6 ea,Joint ST/NS14/10,15 mm × 50 mm,7 mL,Kimble Kontes
,capacity 16 mL,,,,, | Z274925 |  | Aldrich | Kimax ® weighing bottle, Style I |  | ,,,, | Balances and Accessories , Bottles and Caps , Glass Bottles , Glass Weighing Bottles , Kimble Kontes , Kimble Kontes Balance Accessories , Labware , Manufacturer Browser , Weighing Bottles |  | pkg of 6 ea,Joint ST/NS24/12,25 mm × 50 mm,16 mL,Kimble Kontes | , |  |  | pkg of 6 ea,Joint ST/NS24/12,25 mm × 50 mm,16 mL,Kimble Kontes
,capacity 30 mL,,,,, | Z274933 |  | Aldrich | Kimax ® weighing bottle, Style I |  | ,,,, | Balances and Accessories , Bottles and Caps , Glass Bottles , Glass Weighing Bottles , Kimble Kontes , Kimble Kontes Balance Accessories , Labware , Manufacturer Browser , Weighing Bottles |  | pkg of 6 ea,Joint ST/NS29/12,30 mm × 60 mm,30 mL,Kimble Kontes | , |  |  | pkg of 6 ea,Joint ST/NS29/12,30 mm × 60 mm,30 mL,Kimble Kontes
,capacity 70 mL,,,,, | Z274941 |  | Aldrich | Kimax ® weighing bottle, Style I |  | ,,,, | Balances and Accessories , Bottles and Caps , Glass Bottles , Glass Weighing Bottles , Kimble Kontes , Kimble Kontes Balance Accessories , Labware , Manufacturer Browser , Weighing Bottles |  | pkg of 6 ea,Joint ST/NS40/12,40 mm × 80 mm,70 mL,Kimble Kontes | , |  |  | pkg of 6 ea,Joint ST/NS40/12,40 mm × 80 mm,70 mL,Kimble Kontes
,capacity 35 mL,,,,, | Z274968 |  | Aldrich | Kimax ® weighing bottle, Style I |  | ,,,, | Balances and Accessories , Bottles and Caps , Glass Bottles , Glass Weighing Bottles , Kimble Kontes , Kimble Kontes Balance Accessories , Labware , Manufacturer Browser , Weighing Bottles |  | pkg of 2 ea,Joint ST/NS50/12,50 mm × 30 mm,35 mL,Kimble Kontes | , |  |  | pkg of 2 ea,Joint ST/NS50/12,50 mm × 30 mm,35 mL,Kimble Kontes
,capacity 50 mL,,,,, | Z274976 |  | Aldrich | Kimax ® weighing bottle, Style I |  | ,,,, | Balances and Accessories , Bottles and Caps , Glass Bottles , Glass Weighing Bottles , Kimble Kontes , Kimble Kontes Balance Accessories , Labware , Manufacturer Browser , Weighing Bottles |  | pkg of 2 ea,Joint ST/NS60/12,60 mm × 30 mm,50 mL,Kimble Kontes | , |  |  | pkg of 2 ea,Joint ST/NS60/12,60 mm × 30 mm,50 mL,Kimble Kontes
,capacity 82 mL,,,,, | Z275042 |  | Aldrich | Kimax ® weighing bottle, Style I |  | ,,,, | Balances and Accessories , Bottles and Caps , Glass Bottles , Glass Weighing Bottles , Kimble Kontes , Kimble Kontes Balance Accessories , Labware , Manufacturer Browser , Weighing Bottles |  | pkg of 2 ea,Joint ST/NS71/15,70 mm × 33 mm,82 mL,Kimble Kontes | , |  |  | pkg of 2 ea,Joint ST/NS71/15,70 mm × 33 mm,82 mL,Kimble Kontes
,capacity 7 mL,,,,, | Z275069 |  | Aldrich | Kimax ® weighing bottle, Style II |  | ,,,, | Balances and Accessories , Bottles and Caps , Glass Bottles , Glass Weighing Bottles , Kimble Kontes , Kimble Kontes Balance Accessories , Labware , Manufacturer Browser , Weighing Bottles |  | pkg of 1 ea,Joint ST/NS19/10,15 mm × 50 mm,7 mL,Kimble Kontes | , |  |  | pkg of 1 ea,Joint ST/NS19/10,15 mm × 50 mm,7 mL,Kimble Kontes
,capacity 16 mL,,,,, | Z275077 |  | Aldrich | Kimax ® weighing bottle, Style II |  | ,,,, | Balances and Accessories , Bottles and Caps , Glass Bottles , Glass Weighing Bottles , Kimble Kontes , Kimble Kontes Balance Accessories , Labware , Manufacturer Browser , Weighing Bottles |  | pkg of 6 ea,Joint ST/NS29/12,25 mm × 50 mm,16 mL,Kimble Kontes | , |  |  | pkg of 6 ea,Joint ST/NS29/12,25 mm × 50 mm,16 mL,Kimble Kontes
,capacity 30 mL,,,,, | Z275085 |  | Aldrich | Kimax ® weighing bottle, Style II |  | ,,,, | Balances and Accessories , Bottles and Caps , Glass Bottles , Glass Weighing Bottles , Kimble Kontes , Kimble Kontes Balance Accessories , Labware , Manufacturer Browser , Weighing Bottles |  | pkg of 6 ea,Joint ST/NS34/12,30 mm × 60 mm,30 mL,Kimble Kontes | , |  |  | pkg of 6 ea,Joint ST/NS34/12,30 mm × 60 mm,30 mL,Kimble Kontes
,capacity 70 mL,,,,, | Z275093 |  | Aldrich | Kimax ® weighing bottle, Style II |  | ,,,, | Balances and Accessories , Bottles and Caps , Glass Bottles , Glass Weighing Bottles , Kimble Kontes , Kimble Kontes Balance Accessories , Labware , Manufacturer Browser , Weighing Bottles |  | pkg of 6 ea,Joint ST/NS45/12,40 mm × 80 mm,70 mL,Kimble Kontes | , |  |  | pkg of 6 ea,Joint ST/NS45/12,40 mm × 80 mm,70 mL,Kimble Kontes
,capacity 10 mL,,,,, | Z511501 |  | Aldrich | Kimax ® heavy-duty wide-mouth, large numbers volumetric flasks - CLASS A |  | ,,,, | KIMAX Volumetric Flasks , Kimble Kontes , Kimble Kontes Flasks , Labware , Manufacturer Browser , Volumetric , Volumetric Flasks |  | 6,0.03 mL tol.,10 mL | , |  |  | 6,0.03 mL tol.,10 mL
,capacity 20 mL,,,,, | Z511528 |  | Aldrich | Kimax ® heavy-duty wide-mouth, large numbers volumetric flasks - CLASS A |  | ,,,, | KIMAX Volumetric Flasks , Kimble Kontes , Kimble Kontes Flasks , Labware , Manufacturer Browser , Volumetric , Volumetric Flasks |  | 13,0.03 mL tol.,20 mL | , |  |  | 13,0.03 mL tol.,20 mL
,capacity 25 mL,,,,, | Z501662 |  | Aldrich | Kimax ® heavy-duty wide-mouth, large numbers volumetric flasks - CLASS A |  | ,,,, | KIMAX Volumetric Flasks , Kimble Kontes , Kimble Kontes Flasks , Labware , Manufacturer Browser , Volumetric , Volumetric Flasks |  | 13,0.05 mL tol.,25 mL | , |  |  | 13,0.05 mL tol.,25 mL
,pkg of 100 ea,,,,, | Z543322 |  | Aldrich | Melting point capillary tubes for MEL-TEMP ® apparatus |  | ,,,, | Kimble Kontes , Kimble Kontes Melting Point Apparatus , Labware , Manufacturer Browser , Melting Point Apparatus |  | pkg of 100 ea,Kimble Kontes | , |  |  | pkg of 100 ea,Kimble Kontes
,,,,,, | Z255718 |  | Aldrich | Replacement shielded cap, No. 5 thread for Z255696 |  | ,,,, | Kimble Kontes , Kimble Kontes Spectroscopy Supplies , Labware , Manufacturer Browser , NMR Accessories , NMR Tubes and Accessories , Tube Manifolds |  | Kimble Kontes | , |  |  | Kimble Kontes
,capacity 35 mL, O.D. × L 29 mm × 100 mm,,,,, | Z254851 |  | Aldrich | Kimax ® centrifuge tube | 32119210 | ,,,, | Centrifugation Supplies , Centrifuge Tubes, Glass , Glass Centrifuge Tubes , Glass Tubes , Glassware , Kimble Kontes , Kimble Kontes Tubes , Labware , Manufacturer Browser , Standard tubes |  | Kimble, 45212-35,35 mL,3550 max. RCF,29 mm × 100 mm | , |  |  | Kimble, 45212-35,35 mL,3550 max. RCF,29 mm × 100 mm
,capacity 50 mL, O.D. × L 29 mm × 123 mm,,,,, | Z254878 |  | Aldrich | Kimax ® centrifuge tube | 32119210 | ,,,, | Centrifugation Supplies , Centrifuge Tubes, Glass , Glass Centrifuge Tubes , Glass Tubes , Glassware , Kimble Kontes , Kimble Kontes Tubes , Labware , Manufacturer Browser , Standard tubes |  | Kimble, 45212-50,50 mL,3550 max. RCF,29 mm × 123 mm | , |  |  | Kimble, 45212-50,50 mL,3550 max. RCF,29 mm × 123 mm
,capacity 100 mL,,,,, | Z252263 |  | Aldrich | Kimax ® centrifuge tube, oil and weathering |  | ,,,, | Centrifugation Supplies , Centrifuge Tubes, Glass , Glass Centrifuge Tubes , Glass Tubes , Glassware , Kimble Kontes , Kimble Kontes Tubes , Labware , Manufacturer Browser , Oil centrifuge tubes |  | Kimble 45241,100 mL,37 mm × 200 mm | , |  |  | Kimble 45241,100 mL,37 mm × 200 mm
,plain, volume 15 mL,,,,, | Z514861 |  | Aldrich | Kimax ® high strength centrifuge tube |  | ,,,, | Glass Centrifuge Tubes , Glass Tubes , Glassware , High strength tubes , Kimble Kontes , Kimble Kontes Tubes , Labware , Manufacturer Browser |  | 15 mL,Kimble Kontes,borosilicate glass Type 1,18 mm × 102 mm | , |  |  | 15 mL,Kimble Kontes,borosilicate glass Type 1,18 mm × 102 mm
,plain, volume 30 mL,,,,, | Z514888 |  | Aldrich | Kimax ® high strength centrifuge tube | 32119210 | ,,,, | Glass Centrifuge Tubes , Glass Tubes , Glassware , High strength tubes , Kimble Kontes , Kimble Kontes Tubes , Labware , Manufacturer Browser |  | 30 mL,Kimble Kontes,borosilicate glass Type 1,24 mm × 106 mm | , |  |  | 30 mL,Kimble Kontes,borosilicate glass Type 1,24 mm × 106 mm
,screw-thread w/ cap, volume 15 mL,,,,, | Z514896 |  | Aldrich | Kimax ® high strength centrifuge tube |  | ,,,, | Glass Centrifuge Tubes , Glass Tubes , Glassware , High strength tubes , Kimble Kontes , Kimble Kontes Tubes , Labware , Manufacturer Browser |  | 15 mL,Kimble Kontes,thread 20-400,borosilicate glass Type 1,18 mm × 102 mm | , |  |  | 15 mL,Kimble Kontes,thread 20-400,borosilicate glass Type 1,18 mm × 102 mm
,for Z514926,,,,, | Z514918 |  | Aldrich | Kimax ® high strength centrifuge tube replacement cap |  | ,,,, | Glass Centrifuge Tubes , Glass Tubes , Glassware , High strength tubes , Kimble Kontes , Kimble Kontes Tubes , Labware , Manufacturer Browser |  | Kimble Kontes | , |  |  | Kimble Kontes
,for Z514896,,,,, | Z514950 |  | Aldrich | Kimax ® high strength centrifuge tube replacement cap |  | ,,,, | Glass Centrifuge Tubes , Glass Tubes , Glassware , High strength tubes , Kimble Kontes , Kimble Kontes Tubes , Labware , Manufacturer Browser |  | Kimble Kontes | , |  |  | Kimble Kontes
,capacity 12.5 mL, O.D. × L 17 mm × 118 mm,,,,, | Z254886 |  | Aldrich | Kimax ® oil centrifuge tube |  | ,,,, | Centrifugation Supplies , Centrifuge Tubes, Glass , Glass Centrifuge Tubes , Glass Tubes , Glassware , Kimble Kontes , Kimble Kontes Tubes , Labware , Manufacturer Browser , Oil centrifuge tubes |  | Kimble ® 45170,12.5 mL,17 mm × 118 mm | , |  |  | Kimble ® 45170,12.5 mL,17 mm × 118 mm
,for 15 mL tube,,,,, | Z514934 |  | Aldrich | Rubber Adapter Sleeve for Kimax ® High Strength Centrifuge Tube |  | ,,,, | Glass Centrifuge Tubes , Glass Tubes , Glassware , High strength tubes , Kimble Kontes , Kimble Kontes Tubes , Labware , Manufacturer Browser |  | Kimble Kontes | , |  |  | Kimble Kontes
,for 30 mL tube,,,,, | Z514942 |  | Aldrich | Rubber Adapter Sleeve for Kimax ® High Strength Centrifuge Tube |  | ,,,, | Glass Centrifuge Tubes , Glass Tubes , Glassware , High strength tubes , Kimble Kontes , Kimble Kontes Tubes , Labware , Manufacturer Browser |  | Kimble Kontes | , |  |  | Kimble Kontes
,pkg of 1 ea,,,,, | Z288241 |  | Aldrich | Glass dry ice trap |  | ,,,, | Glass dry-ice trap , KNF , Labware , Manufacturer Browser , Pumps , Vacuum Pump Accessories , Vacuum Pumps |  | pkg of 1 ea,KNF | , |  |  | pkg of 1 ea,KNF
,Pump only, AC input 115 V,,,,, | Z288284 |  | Aldrich | KNF Laboport ® mini-pump |  | ,,,, | Diaphragm Vacuum Pumps , HPLC , HPLC Accessories , KNF , KNF Laboport Mini-Pump , Laboport mini-pump , Labware , Manufacturer Browser , Pumps , Vacuum Pumps , 分析/色谱 |  | ~120 torr vacuum,KNF,4.2 lb,CE compliant,35 psig max. pressure,not available in EU | , |  |  | ~120 torr vacuum,KNF,4.2 lb,CE compliant,35 psig max. pressure,not available in EU
,Pump with vacuum gauge and regulator, AC input 115 V,,,,, | Z288225 |  | Aldrich | KNF Laboport ® mini-pump |  | ,,,, | Diaphragm Vacuum Pumps , HPLC , HPLC Accessories , KNF , KNF Laboport Mini-Pump , Laboport mini-pump , Labware , Manufacturer Browser , Pumps , Vacuum Pumps , 分析/色谱 |  | ~120 torr vacuum,KNF,4.2 lb,CE compliant,35 psig max. pressure,not available in EU | , |  |  | ~120 torr vacuum,KNF,4.2 lb,CE compliant,35 psig max. pressure,not available in EU
,Pump with pressure gauge and regulator, AC input 115 V,,,,, | Z288306 |  | Aldrich | KNF Laboport ® mini-pump |  | ,,,, | Diaphragm Vacuum Pumps , HPLC , HPLC Accessories , KNF , KNF Laboport Mini-Pump , Laboport mini-pump , Labware , Manufacturer Browser , Pumps , Vacuum Pumps , 分析/色谱 |  | ~120 torr vacuum,KNF,4.2 lb,CE compliant,35 psig max. pressure,not available in EU | , |  |  | ~120 torr vacuum,KNF,4.2 lb,CE compliant,35 psig max. pressure,not available in EU
,Pump only, AC input 230 V,,,,, | Z288292 |  | Aldrich | KNF Laboport ® mini-pump |  | ,,,, | Diaphragm Vacuum Pumps , HPLC , HPLC Accessories , KNF , KNF Laboport Mini-Pump , Laboport mini-pump , Labware , Manufacturer Browser , Pumps , Sample Preparation & Purification , Solid Phase Extraction (SPE) , Solid Phase Extraction (SPE) Accessories , Vacuum Manifold Pumps , Vacuum Pumps , 分析/色谱 |  | ~120 torr vacuum,KNF,35 psig max. pressure,CE compliant,4.2 lb | , |  |  | ~120 torr vacuum,KNF,35 psig max. pressure,CE compliant,4.2 lb
,Pump with vacuum gauge and regulator, AC input 230 V,,,,, | Z288268 |  | Aldrich | KNF Laboport ® mini-pump |  | ,,,, | Diaphragm Vacuum Pumps , HPLC , HPLC Accessories , KNF , KNF Laboport Mini-Pump , Laboport mini-pump , Labware , Manufacturer Browser , Pumps , Sample Preparation & Purification , Solid Phase Extraction (SPE) , Solid Phase Extraction (SPE) Accessories , Vacuum Manifold Pumps , Vacuum Pumps , 分析/色谱 |  | ~120 torr vacuum,KNF,35 psig max. pressure,CE compliant,4.2 lb | , |  |  | ~120 torr vacuum,KNF,35 psig max. pressure,CE compliant,4.2 lb
,pkg of 1 ea,,,,, | Z675083 |  | Aldrich | KNF Laboport ® pressure gauge and regulator for mini-pump |  | ,,,, | Diaphragm Vacuum Pumps , KNF , Laboport mini-pump , Labware , Manufacturer Browser , Pumps , Vacuum Pumps |  | pkg of 1 ea,KNF 1786 | , |  |  | pkg of 1 ea,KNF 1786
,pkg of 1 ea,,,,, | Z675091 |  | Aldrich | KNF Laboport ® vacuum guage and regulator for mini-pump |  | ,,,, | Diaphragm Vacuum Pumps , KNF , Laboport mini-pump , Labware , Manufacturer Browser , Pumps , Vacuum Pumps |  | pkg of 1 ea,KNF 1787 | , |  |  | pkg of 1 ea,KNF 1787
,limit 10 L/min pumping speed, AC input 115 V,,,,, | Z262250 |  | Aldrich | KNF Laboport ® solid PTFE vacuum pump |  | ,,,, | Diaphragm Vacuum Pumps , HPLC , HPLC Accessories , KNF , KNF Laboport Solid PTFE Vacuum Pump , Laboport solid PTFE vacuum pump , Labware , Manufacturer Browser , Pumps , Sample Preparation & Purification , Solid Phase Extraction (SPE) , Solid Phase Extraction (SPE) Accessories , Vacuum Manifold Pumps , Vacuum Pumps , 分析/色谱 |  | 10 L/min pumping speed,KNF,16 lb (7.3 kg),CE compliant,11 in. × 5 1/2 in. × 7.2 in.,≤6 torr vacuum | , |  |  | 10 L/min pumping speed,KNF,16 lb (7.3 kg),CE compliant,11 in. × 5 1/2 in. × 7.2 in.,≤6 torr vacuum
,limit 10 L/min pumping speed, AC input 230 V,,,,, | Z262285 |  | Aldrich | KNF Laboport ® solid PTFE vacuum pump |  | ,,,, | Diaphragm Vacuum Pumps , HPLC , HPLC Accessories , KNF , KNF Laboport Solid PTFE Vacuum Pump , Laboport solid PTFE vacuum pump , Labware , Manufacturer Browser , Pumps , Sample Preparation & Purification , Solid Phase Extraction (SPE) , Solid Phase Extraction (SPE) Accessories , Vacuum Manifold Pumps , Vacuum Pumps , 分析/色谱 |  | 10 L/min pumping speed,KNF,16 lb (7.3 kg),CE compliant,11 in. × 5 1/2 in. × 7.2 in.,≤6 torr vacuum | , |  |  | 10 L/min pumping speed,KNF,16 lb (7.3 kg),CE compliant,11 in. × 5 1/2 in. × 7.2 in.,≤6 torr vacuum
,limit 20 L/min pumping speed, AC input 115 V,,,,, | Z262269 |  | Aldrich | KNF Laboport ® solid PTFE vacuum pump |  | ,,,, | Diaphragm Vacuum Pumps , HPLC , HPLC Accessories , KNF , KNF Laboport Solid PTFE Vacuum Pump , Laboport solid PTFE vacuum pump , Labware , Manufacturer Browser , Pumps , Sample Preparation & Purification , Solid Phase Extraction (SPE) , Solid Phase Extraction (SPE) Accessories , Vacuum Manifold Pumps , Vacuum Pumps , 分析/色谱 |  | 20 L/min pumping speed,KNF,21 lb (9.5 kg),CE compliant,12.2 in. × 6.2 in. × 8 in.,≤6 torr vacuum,not available in EU | , |  |  | 20 L/min pumping speed,KNF,21 lb (9.5 kg),CE compliant,12.2 in. × 6.2 in. × 8 in.,≤6 torr vacuum,not available in EU
,limit 20 L/min pumping speed, AC input 230 V,,,,, | Z262293 |  | Aldrich | KNF Laboport ® solid PTFE vacuum pump |  | ,,,, | Diaphragm Vacuum Pumps , HPLC , HPLC Accessories , KNF , KNF Laboport Solid PTFE Vacuum Pump , Laboport solid PTFE vacuum pump , Labware , Manufacturer Browser , Pumps , Sample Preparation & Purification , Solid Phase Extraction (SPE) , Solid Phase Extraction (SPE) Accessories , Vacuum Manifold Pumps , Vacuum Pumps , 分析/色谱 |  | 20 L/min pumping speed,KNF,21 lb (9.5 kg),CE compliant,12.2 in. × 6.2 in. × 8 in.,≤6 torr vacuum | , |  |  | 20 L/min pumping speed,KNF,21 lb (9.5 kg),CE compliant,12.2 in. × 6.2 in. × 8 in.,≤6 torr vacuum
,limit 34 L/min pumping speed, AC input 115 V,,,,, | Z262277 |  | Aldrich | KNF Laboport ® solid PTFE vacuum pump |  | ,,,, | Diaphragm Vacuum Pumps , HPLC , HPLC Accessories , KNF , KNF Laboport Solid PTFE Vacuum Pump , Laboport solid PTFE vacuum pump , Labware , Manufacturer Browser , Pumps , Sample Preparation & Purification , Solid Phase Extraction (SPE) , Solid Phase Extraction (SPE) Accessories , Vacuum Manifold Pumps , Vacuum Pumps , 分析/色谱 |  | 34 L/min pumping speed,KNF,27 lb (12.3 kg),CE compliant,13 in. × 6.7 in. × 8.7 in.,≤6 torr vacuum,not available in EU | , |  |  | 34 L/min pumping speed,KNF,27 lb (12.3 kg),CE compliant,13 in. × 6.7 in. × 8.7 in.,≤6 torr vacuum,not available in EU
,limit 34 L/min pumping speed, AC input 230 V,,,,, | Z262307 |  | Aldrich | KNF Laboport ® solid PTFE vacuum pump |  | ,,,, | Diaphragm Vacuum Pumps , HPLC , HPLC Accessories , KNF , KNF Laboport Solid PTFE Vacuum Pump , Laboport solid PTFE vacuum pump , Labware , Manufacturer Browser , Pumps , Sample Preparation & Purification , Solid Phase Extraction (SPE) , Solid Phase Extraction (SPE) Accessories , Vacuum Manifold Pumps , Vacuum Pumps , 分析/色谱 |  | 34 L/min pumping speed,KNF,27 lb (12.3 kg),CE compliant,13 in. × 6.7 in. × 8.7 in.,≤6 torr vacuum | , |  |  | 34 L/min pumping speed,KNF,27 lb (12.3 kg),CE compliant,13 in. × 6.7 in. × 8.7 in.,≤6 torr vacuum
,limit 34 L/min pumping speed, AC input 115 V,,,,, | Z288209 |  | Aldrich | KNF Laboport ® solid PTFE vacuum pump |  | ,,,, | Diaphragm Vacuum Pumps , HPLC , HPLC Accessories , KNF , KNF Laboport Solid PTFE Vacuum Pump , Laboport solid PTFE vacuum pump , Labware , Manufacturer Browser , Pumps , Sample Preparation & Purification , Solid Phase Extraction (SPE) , Solid Phase Extraction (SPE) Accessories , Vacuum Manifold Pumps , Vacuum Pumps , 分析/色谱 |  | 34 L/min pumping speed,KNF,27 lb (12.3 kg),CE compliant,13 in. × 6.7 in. × 8.7 in.,≤1.5 torr vacuum,not available in EU | , |  |  | 34 L/min pumping speed,KNF,27 lb (12.3 kg),CE compliant,13 in. × 6.7 in. × 8.7 in.,≤1.5 torr vacuum,not available in EU
,limit 34 L/min pumping speed, AC input 230 V,,,,, | Z288217 |  | Aldrich | KNF Laboport ® solid PTFE vacuum pump |  | ,,,, | Diaphragm Vacuum Pumps , HPLC , HPLC Accessories , KNF , KNF Laboport Solid PTFE Vacuum Pump , Laboport solid PTFE vacuum pump , Labware , Manufacturer Browser , Pumps , Sample Preparation & Purification , Solid Phase Extraction (SPE) , Solid Phase Extraction (SPE) Accessories , Vacuum Manifold Pumps , Vacuum Pumps , 分析/色谱 |  | 34 L/min pumping speed,KNF,27 lb (12.3 kg),CE compliant,13 in. × 6.7 in. × 8.7 in.,≤1.5 torr vacuum | , |  |  | 34 L/min pumping speed,KNF,27 lb (12.3 kg),CE compliant,13 in. × 6.7 in. × 8.7 in.,≤1.5 torr vacuum
,Tool Kit for use with maintenance kit for solid PTFE vacuum pumps,,,,, | Z277231 |  | Aldrich | KNF Laboport ® vacuum system components |  | ,,,, | KNF , Laboport vacuum system components , Labware , Manufacturer Browser , Pumps , Vacuum Pump Accessories , Vacuum Pumps |  | KNF,CE compliant | , |  |  | KNF,CE compliant
,Inlet/exhaust separator,,,,, | Z262374 |  | Aldrich | KNF Laboport ® vacuum system components |  | ,,,, | Diaphragm Vacuum Pumps , KNF , Laboport vacuum system components , Labware , Manufacturer Browser , Pumps , Vacuum Pumps |  | KNF,CE compliant | , |  |  | KNF,CE compliant
,Vacuum controller A, AC input 115 V, 60 Hz,,,,, | Z262390 |  | Aldrich | KNF Laboport ® vacuum system components |  | ,,,, | KNF , Laboport vacuum system components , Labware , Manufacturer Browser , Pumps , Vacuum Pump Accessories , Vacuum Pumps |  | not available in EU,KNF,CE compliant,not available in EU | , |  |  | not available in EU,KNF,CE compliant,not available in EU
,Vacuum controller A, AC input 230 V50 Hz,,,,, | Z262412 |  | Aldrich | KNF Laboport ® vacuum system components |  | ,,,, | Diaphragm Vacuum Pumps , KNF , Laboport vacuum system components , Labware , Manufacturer Browser , Pumps , Vacuum Pumps |  | KNF,CE compliant | , |  |  | KNF,CE compliant
,Vacuum controller B, AC input 115 V, 60 Hz,,,,, | Z262404 |  | Aldrich | KNF Laboport ® vacuum system components |  | ,,,, | KNF , Laboport vacuum system components , Labware , Manufacturer Browser , Pumps , Vacuum Pump Accessories , Vacuum Pumps |  | not available in EU,KNF,CE compliant,not available in EU | , |  |  | not available in EU,KNF,CE compliant,not available in EU
,Vacuum controller C, AC input 115 V, 60 Hz,,,,, | Z288233 |  | Aldrich | KNF Laboport ® vacuum system components |  | ,,,, | Diaphragm Vacuum Pumps , KNF , Laboport vacuum system components , Labware , Manufacturer Browser , Pumps , Vacuum Pumps |  | CSA approved,KNF,CE compliant | , |  |  | CSA approved,KNF,CE compliant
,AC input 115 V, polypropylene (head), limit 0.2-1.3 L/min flow rate,,,,, | Z671894 |  | Aldrich | KNF LIQUIPORT chemically-resistant diaphragm liquid pumps |  | ,,,, | KNF , LIQUIPORT diaphram pump , Labware , Liquid Transfer Pumps , Manufacturer Browser , Pumps |  | KNF NF 100 KT.18 S,1 kg,polypropylene (head),0.2-1.3 L/min flow rate,12 watts (motor),not available in EU,8 mm | , |  |  | KNF NF 100 KT.18 S,1 kg,polypropylene (head),0.2-1.3 L/min flow rate,12 watts (motor),not available in EU,8 mm
,AC input 230 V, polypropylene (head), limit 0.2-1.3 L/min flow rate,,,,, | Z671908 |  | Aldrich | KNF LIQUIPORT chemically-resistant diaphragm liquid pumps |  | ,,,, | KNF , LIQUIPORT diaphram pump , Labware , Liquid Transfer Pumps , Manufacturer Browser , Pumps |  | KNF NF 100 KT.18 S,1 kg,polypropylene (head),0.2-1.3 L/min flow rate,12 watts (motor),8 mm | , |  |  | KNF NF 100 KT.18 S,1 kg,polypropylene (head),0.2-1.3 L/min flow rate,12 watts (motor),8 mm
,AC input 230 V, PTFE (head), limit 0.2-1.3 L/min flow rate,,,,, | Z671924 |  | Aldrich | KNF LIQUIPORT chemically-resistant diaphragm liquid pumps |  | ,,,, | KNF , LIQUIPORT diaphram pump , Labware , Liquid Transfer Pumps , Manufacturer Browser , Pumps |  | KNF NF 100 FT.18 S,1 kg,PTFE (head),0.2-1.3 L/min flow rate,12 watts (motor),8 mm | , |  |  | KNF NF 100 FT.18 S,1 kg,PTFE (head),0.2-1.3 L/min flow rate,12 watts (motor),8 mm
,AC input 115 V, polypropylene (head), limit 0.5-3.0 L/min flow rate,,,,, | Z671932 |  | Aldrich | KNF LIQUIPORT chemically-resistant diaphragm liquid pumps |  | ,,,, | KNF , LIQUIPORT diaphram pump , Labware , Liquid Transfer Pumps , Manufacturer Browser , Pumps |  | KNF NF 300 KT.18 S,1.5 kg,polypropylene (head),CSA approved,0.5-3.0 L/min flow rate,24 watts (motor),not available in EU,12 mm | , |  |  | KNF NF 300 KT.18 S,1.5 kg,polypropylene (head),CSA approved,0.5-3.0 L/min flow rate,24 watts (motor),not available in EU,12 mm
,AC input 230 V, polypropylene (head), limit 0.5-3.0 L/min flow rate,,,,, | Z671940 |  | Aldrich | KNF LIQUIPORT chemically-resistant diaphragm liquid pumps |  | ,,,, | KNF , LIQUIPORT diaphram pump , Labware , Liquid Transfer Pumps , Manufacturer Browser , Pumps |  | KNF NF 300 KT.18 S,1.5 kg,polypropylene (head),0.5-3.0 L/min flow rate,24 watts (motor),12 mm | , |  |  | KNF NF 300 KT.18 S,1.5 kg,polypropylene (head),0.5-3.0 L/min flow rate,24 watts (motor),12 mm
,AC input 115 V, PTFE (head), limit 0.5-3.0 L/min flow rate,,,,, | Z671959 |  | Aldrich | KNF LIQUIPORT chemically-resistant diaphragm liquid pumps |  | ,,,, | KNF , LIQUIPORT diaphram pump , Labware , Liquid Transfer Pumps , Manufacturer Browser , Pumps |  | KNF NF 300 FT.18 S,1.5 kg,PTFE (head),CSA approved,0.5-3.0 L/min flow rate,24 watts (motor),not available in EU,12 mm | , |  |  | KNF NF 300 FT.18 S,1.5 kg,PTFE (head),CSA approved,0.5-3.0 L/min flow rate,24 watts (motor),not available in EU,12 mm
,AC input 230 V, PTFE (head), limit 0.5-3.0 L/min flow rate,,,,, | Z671967 |  | Aldrich | KNF LIQUIPORT chemically-resistant diaphragm liquid pumps |  | ,,,, | KNF , LIQUIPORT diaphram pump , Labware , Liquid Transfer Pumps , Manufacturer Browser , Pumps |  | KNF NF 300 FT.18 S,1.5 kg,PTFE (head),0.5-3.0 L/min flow rate,24 watts (motor),12 mm | , |  |  | KNF NF 300 FT.18 S,1.5 kg,PTFE (head),0.5-3.0 L/min flow rate,24 watts (motor),12 mm
,Maintenance kit for 10 Lpm pump,,,,, | Z274860 |  | Aldrich | Maintenance kit for KNF Laboport ® solid PTFE vacuum pump |  | ,,,, | Diaphragm Vacuum Pumps , KNF , Labware , Maintenance kit for KNF Laboport solid PTFE vacuum pump , Manufacturer Browser , Pumps , Vacuum Pumps |  | KNF | , |  |  | KNF
,Maintenance kit for 20 Lpm pump,,,,, | Z274879 |  | Aldrich | Maintenance kit for KNF Laboport ® solid PTFE vacuum pump |  | ,,,, | Diaphragm Vacuum Pumps , KNF , Labware , Maintenance kit for KNF Laboport solid PTFE vacuum pump , Manufacturer Browser , Pumps , Vacuum Pumps |  | KNF | , |  |  | KNF
,Maintenance kit for 34 Lpm pump,,,,, | Z274887 |  | Aldrich | Maintenance kit for KNF Laboport ® solid PTFE vacuum pump |  | ,,,, | Diaphragm Vacuum Pumps , KNF , Labware , Maintenance kit for KNF Laboport solid PTFE vacuum pump , Manufacturer Browser , Pumps , Vacuum Pumps |  | KNF | , |  |  | KNF
,capacity 10-100 μL,,,,, | P4200 |  | Sigma | Lab-3 adjustable volume digital pipettes |  | ,,,, | Labnet , Labnet Pipettors , Labnet Pipettors & Tips , Labware , Liquid Handling Equipment , Manufacturer Browser , Pipettes, Pipettors and Tips , Pipettors |  | Labnet,10-100 μL,not available in EU | , |  |  | Labnet,10-100 μL,not available in EU
,AC input 110 V,,,,, | Z674559 |  | Aldrich | GyroMini ™ nutating mixer |  | ,,,, | Labnet , Labnet Rockers & Rollers , Labware , Manufacturer Browser , Rockers and Rollers |  | Labnet, S0500,CSA approved,not available in EU | , |  |  | Labnet, S0500,CSA approved,not available in EU
,AC input 230 V, Schuko plug,,,,, | Z674567 |  | Aldrich | GyroMini ™ nutating mixer |  | ,,,, | Labnet , Labnet Rockers & Rollers , Labware , Manufacturer Browser , Rockers and Rollers |  | Labnet, S0500-230V-EU | , |  |  | Labnet, S0500-230V-EU
,AC input 230 V, UK plug,,,,, | Z674575 |  | Aldrich | GyroMini ™ nutating mixer |  | ,,,, | Labnet , Labnet Rockers & Rollers , Labware , Manufacturer Browser , Rockers and Rollers |  | Labnet, S0500-230V-UK | , |  |  | Labnet, S0500-230V-UK
,AC input 110 V,,,,, | Z674583 |  | Aldrich | Mini LabRoller ™ rotator |  | ,,,, | Labnet , Labnet Rockers & Rollers , Labware , Manufacturer Browser , Rockers and Rollers |  | Labnet, H5500,8.4 in. (21.3 cm) × 4 in. (10.2 cm) × 5 in. (12.6 cm),24 rpm speed,CSA approved,not available in EU | , |  |  | Labnet, H5500,8.4 in. (21.3 cm) × 4 in. (10.2 cm) × 5 in. (12.6 cm),24 rpm speed,CSA approved,not available in EU
,AC input 230 V, Schuko plug,,,,, | Z674591 |  | Aldrich | Mini LabRoller ™ rotator |  | ,,,, | Labnet , Labnet Rockers & Rollers , Labware , Manufacturer Browser , Rockers and Rollers |  | Labnet, H5500-230V-EU,8.4 in. (21.3 cm) × 4 in. (10.2 cm) × 5 in. (12.6 cm),24 rpm speed | , |  |  | Labnet, H5500-230V-EU,8.4 in. (21.3 cm) × 4 in. (10.2 cm) × 5 in. (12.6 cm),24 rpm speed
,AC input 230 V, UK plug,,,,, | Z674605 |  | Aldrich | Mini LabRoller ™ rotator |  | ,,,, | Labnet , Labnet Rockers & Rollers , Labware , Manufacturer Browser , Rockers and Rollers |  | Labnet, H5500-230V-UK,8.4 in. (21.3 cm) × 4 in. (10.2 cm) × 5 in. (12.6 cm),24 rpm speed | , |  |  | Labnet, H5500-230V-UK,8.4 in. (21.3 cm) × 4 in. (10.2 cm) × 5 in. (12.6 cm),24 rpm speed
,Rotisserie for 36 x 1.5 mL tubes,,,,, | Z674613 |  | Aldrich | Mini LabRoller ™ rotator Accessories |  | ,,,, | Labnet , Labnet Rockers & Rollers , Labware , Manufacturer Browser , Rockers and Rollers |  | Labnet, H5500-02 | , |  |  | Labnet, H5500-02
,Rotisserie for 10 x 15 mL (16-17 MM) AND 12 x 5 mL (12-13MM) tubes or 2 microplates,,,,, | Z674621 |  | Aldrich | Mini LabRoller ™ rotator Accessories |  | ,,,, | Labnet , Labnet Rockers & Rollers , Labware , Manufacturer Browser , Rockers and Rollers |  | Labnet, H5500-15 | , |  |  | Labnet, H5500-15
,Rotisserie for 6 x 50 mL tubes or 2 microplates,,,,, | Z674648 |  | Aldrich | Mini LabRoller ™ rotator Accessories |  | ,,,, | Labnet , Labnet Rockers & Rollers , Labware , Manufacturer Browser , Rockers and Rollers |  | Labnet, H5500-50 | , |  |  | Labnet, H5500-50
,size S,,,,, | Z301930 |  | Aldrich | Marigold ® blue nitrile gloves |  | ,,,, | Blue nitrile gloves , Gloves , Heavyweight Gloves , Labware , Manufacturer Browser , Marigold , Nitrile Heavyweight Gloves |  | Marigold,blue nitrile,CE compliant,pkg of 12 pair,330 mm × 0.84 mm,not available in USA and Canada,S | , |  |  | Marigold,blue nitrile,CE compliant,pkg of 12 pair,330 mm × 0.84 mm,not available in USA and Canada,S
,size S,,,,, | Z301604 |  | Aldrich | Marigold ® Featherlite natural rubber gloves |  | ,,,, | Disposable Gloves , Disposable Latex Gloves , Featherlite natural rubber gloves , Gloves , Labware , Manufacturer Browser , Marigold , Powdered Disposable Latex Gloves |  | Marigold,CE compliant,pkg of 100 ea,240 mm × 0.20 mm , double wall,not available in USA and Canada,S | , |  |  | Marigold,CE compliant,pkg of 100 ea,240 mm × 0.20 mm , double wall,not available in USA and Canada,S
,volume range 10 μL, Tip design ART 10, Reload insert,,,,, | Z676497 |  | Aldrich | ART ® barrier tip |  | ,,,, | ART PCR Pipette Tips , ART Reload System , Aerosol Barrier Pipette Tips , Labware , Liquid Handling Equipment , MBP (Molecular BioProducts) , MBP Pipette Tips , Manufacturer Browser , Molecular Biology Supplies , PCR (Polymerase Chain Reaction) Supplies , PCR Pipette Tips , Pipette Tips , Pipettes, Pipettors and Tips |  | rack of 96,Thermo MBP 2139-RI,10 μL,colorless tip,barrier,pack of 960,sterile | , |  |  | rack of 96,Thermo MBP 2139-RI,10 μL,colorless tip,barrier,pack of 960,sterile
,volume range 10 μL, Tip design ART 10, Reload insert,,,,, | Z676500 |  | Aldrich | ART ® barrier tip |  | ,,,, | ART PCR Pipette Tips , ART Reload System , Aerosol Barrier Pipette Tips , Labware , Liquid Handling Equipment , MBP (Molecular BioProducts) , MBP Pipette Tips , Manufacturer Browser , Molecular Biology Supplies , PCR (Polymerase Chain Reaction) Supplies , PCR Pipette Tips , Pipette Tips , Pipettes, Pipettors and Tips |  | rack of 96,Thermo MBP 2139-05-RI,10 μL,colorless tip,barrier,pack of 960,sterile | , |  |  | rack of 96,Thermo MBP 2139-05-RI,10 μL,colorless tip,barrier,pack of 960,sterile
,volume range 10 μL, Tip design ART 10, Hinged rack,,,,, | Z676519 |  | Aldrich | ART ® barrier tip |  | ,,,, | ART PCR Pipette Tips , ART Reload System , Aerosol Barrier Pipette Tips , Labware , Liquid Handling Equipment , MBP (Molecular BioProducts) , MBP Pipette Tips , Manufacturer Browser , Molecular Biology Supplies , PCR (Polymerase Chain Reaction) Supplies , PCR Pipette Tips , Pipette Tips , Pipettes, Pipettors and Tips |  | rack of 96,Thermo MBP 2139-HR,10 μL,colorless tip,barrier,pack of 960,sterile | , |  |  | rack of 96,Thermo MBP 2139-HR,10 μL,colorless tip,barrier,pack of 960,sterile
,volume range 10 μL, Tip design ART 10, Hinged rack,,,,, | Z676527 |  | Aldrich | ART ® barrier tip |  | ,,,, | ART PCR Pipette Tips , ART Reload System , Aerosol Barrier Pipette Tips , Labware , Liquid Handling Equipment , MBP (Molecular BioProducts) , MBP Pipette Tips , Manufacturer Browser , Molecular Biology Supplies , PCR (Polymerase Chain Reaction) Supplies , PCR Pipette Tips , Pipette Tips , Pipettes, Pipettors and Tips |  | rack of 96,Thermo MBP 2139-05-HR,10 μL,colorless tip,barrier,pack of 960,sterile | , |  |  | rack of 96,Thermo MBP 2139-05-HR,10 μL,colorless tip,barrier,pack of 960,sterile
,volume range 10 μL, Tip design ART 10 REACH, Reload insert,,,,, | Z676535 |  | Aldrich | ART ® barrier tip |  | ,,,, | ART PCR Pipette Tips , ART Reload System , Aerosol Barrier Pipette Tips , Labware , Liquid Handling Equipment , MBP (Molecular BioProducts) , MBP Pipette Tips , Manufacturer Browser , Molecular Biology Supplies , PCR (Polymerase Chain Reaction) Supplies , PCR Pipette Tips , Pipette Tips , Pipettes, Pipettors and Tips |  | rack of 96,Thermo MBP 2140-RI,10 μL,colorless tip,barrier,pack of 960,sterile | , |  |  | rack of 96,Thermo MBP 2140-RI,10 μL,colorless tip,barrier,pack of 960,sterile
,volume range 10 μL, Tip design ART 10 REACH, Reload insert,,,,, | Z676543 |  | Aldrich | ART ® barrier tip |  | ,,,, | ART PCR Pipette Tips , ART Reload System , Aerosol Barrier Pipette Tips , Labware , Liquid Handling Equipment , MBP (Molecular BioProducts) , MBP Pipette Tips , Manufacturer Browser , Molecular Biology Supplies , PCR (Polymerase Chain Reaction) Supplies , PCR Pipette Tips , Pipette Tips , Pipettes, Pipettors and Tips |  | rack of 96,Thermo MBP 2140-05-RI,10 μL,colorless tip,barrier,pack of 960,sterile | , |  |  | rack of 96,Thermo MBP 2140-05-RI,10 μL,colorless tip,barrier,pack of 960,sterile
,volume range 10 μL, Tip design ART 10 REACH, Hinged rack,,,,, | Z676551 |  | Aldrich | ART ® barrier tip |  | ,,,, | ART PCR Pipette Tips , ART Reload System , Aerosol Barrier Pipette Tips , Labware , Liquid Handling Equipment , MBP (Molecular BioProducts) , MBP Pipette Tips , Manufacturer Browser , Molecular Biology Supplies , PCR (Polymerase Chain Reaction) Supplies , PCR Pipette Tips , Pipette Tips , Pipettes, Pipettors and Tips |  | rack of 96,Thermo MBP 2140-HR,10 μL,colorless tip,barrier,pack of 960,sterile | , |  |  | rack of 96,Thermo MBP 2140-HR,10 μL,colorless tip,barrier,pack of 960,sterile
,volume range 10 μL, Tip design ART 10 REACH, Hinged rack,,,,, | Z676578 |  | Aldrich | ART ® barrier tip |  | ,,,, | ART PCR Pipette Tips , ART Reload System , Aerosol Barrier Pipette Tips , Labware , Liquid Handling Equipment , MBP (Molecular BioProducts) , MBP Pipette Tips , Manufacturer Browser , Molecular Biology Supplies , PCR (Polymerase Chain Reaction) Supplies , PCR Pipette Tips , Pipette Tips , Pipettes, Pipettors and Tips |  | rack of 96,Thermo MBP 2140-05-HR,10 μL,colorless tip,barrier,pack of 960,sterile | , |  |  | rack of 96,Thermo MBP 2140-05-HR,10 μL,colorless tip,barrier,pack of 960,sterile
,volume range 10 μL, Tip design ART 20E, Reload insert,,,,, | Z676586 |  | Aldrich | ART ® barrier tip |  | ,,,, | ART PCR Pipette Tips , ART Reload System , Aerosol Barrier Pipette Tips , Labware , Liquid Handling Equipment , MBP (Molecular BioProducts) , MBP Pipette Tips , Manufacturer Browser , Molecular Biology Supplies , PCR (Polymerase Chain Reaction) Supplies , PCR Pipette Tips , Pipette Tips , Pipettes, Pipettors and Tips |  | rack of 96,Thermo MBP 2149E-RI,10 μL,colorless tip,barrier,pack of 960,sterile | , |  |  | rack of 96,Thermo MBP 2149E-RI,10 μL,colorless tip,barrier,pack of 960,sterile
,volume range 10 μL, Tip design ART 20E, Reload insert,,,,, | Z676594 |  | Aldrich | ART ® barrier tip |  | ,,,, | ART PCR Pipette Tips , ART Reload System , Aerosol Barrier Pipette Tips , Labware , Liquid Handling Equipment , MBP (Molecular BioProducts) , MBP Pipette Tips , Manufacturer Browser , Molecular Biology Supplies , PCR (Polymerase Chain Reaction) Supplies , PCR Pipette Tips , Pipette Tips , Pipettes, Pipettors and Tips |  | rack of 96,Thermo MBP 2149E-05-RI,10 μL,colorless tip,barrier,pack of 960,sterile | , |  |  | rack of 96,Thermo MBP 2149E-05-RI,10 μL,colorless tip,barrier,pack of 960,sterile
,volume range 10 μL, Tip design ART 20E, Hinged rack,,,,, | Z676608 |  | Aldrich | ART ® barrier tip |  | ,,,, | ART PCR Pipette Tips , ART Reload System , Aerosol Barrier Pipette Tips , Labware , Liquid Handling Equipment , MBP (Molecular BioProducts) , MBP Pipette Tips , Manufacturer Browser , Molecular Biology Supplies , PCR (Polymerase Chain Reaction) Supplies , PCR Pipette Tips , Pipette Tips , Pipettes, Pipettors and Tips |  | rack of 96,Thermo MBP 2149E-HR,10 μL,colorless tip,barrier,pack of 960,sterile | , |  |  | rack of 96,Thermo MBP 2149E-HR,10 μL,colorless tip,barrier,pack of 960,sterile
,volume range 10 μL, Tip design ART 20E, Hinged rack,,,,, | Z676616 |  | Aldrich | ART ® barrier tip |  | ,,,, | ART PCR Pipette Tips , ART Reload System , Aerosol Barrier Pipette Tips , Labware , Liquid Handling Equipment , MBP (Molecular BioProducts) , MBP Pipette Tips , Manufacturer Browser , Molecular Biology Supplies , PCR (Polymerase Chain Reaction) Supplies , PCR Pipette Tips , Pipette Tips , Pipettes, Pipettors and Tips |  | rack of 96,Thermo MBP 2149E-05-HR,10 μL,colorless tip,barrier,pack of 960,sterile | , |  |  | rack of 96,Thermo MBP 2149E-05-HR,10 μL,colorless tip,barrier,pack of 960,sterile
,volume range 20 μL, Tip design ART 20P, Reload insert,,,,, | Z676624 |  | Aldrich | ART ® barrier tip |  | ,,,, | ART PCR Pipette Tips , ART Reload System , Aerosol Barrier Pipette Tips , Labware , Liquid Handling Equipment , MBP (Molecular BioProducts) , MBP Pipette Tips , Manufacturer Browser , Molecular Biology Supplies , PCR (Polymerase Chain Reaction) Supplies , PCR Pipette Tips , Pipette Tips , Pipettes, Pipettors and Tips |  | rack of 96,Thermo MBP 2149P-RI,20 μL,colorless tip,barrier,pack of 960,sterile | , |  |  | rack of 96,Thermo MBP 2149P-RI,20 μL,colorless tip,barrier,pack of 960,sterile
,volume range 20 μL, Tip design ART 20P, Reload insert,,,,, | Z676632 |  | Aldrich | ART ® barrier tip |  | ,,,, | ART PCR Pipette Tips , ART Reload System , Aerosol Barrier Pipette Tips , Labware , Liquid Handling Equipment , MBP (Molecular BioProducts) , MBP Pipette Tips , Manufacturer Browser , Molecular Biology Supplies , PCR (Polymerase Chain Reaction) Supplies , PCR Pipette Tips , Pipette Tips , Pipettes, Pipettors and Tips |  | rack of 96,Thermo MBP 2149P-05-RI,20 μL,colorless tip,barrier,pack of 960,sterile | , |  |  | rack of 96,Thermo MBP 2149P-05-RI,20 μL,colorless tip,barrier,pack of 960,sterile
,volume range 20 μL, Tip design ART 20P, Hinged rack,,,,, | Z676640 |  | Aldrich | ART ® barrier tip |  | ,,,, | ART PCR Pipette Tips , ART Reload System , Aerosol Barrier Pipette Tips , Labware , Liquid Handling Equipment , MBP (Molecular BioProducts) , MBP Pipette Tips , Manufacturer Browser , Molecular Biology Supplies , PCR (Polymerase Chain Reaction) Supplies , PCR Pipette Tips , Pipette Tips , Pipettes, Pipettors and Tips |  | rack of 96,Thermo MBP 2149P-HR,20 μL,colorless tip,barrier,pack of 960,sterile | , |  |  | rack of 96,Thermo MBP 2149P-HR,20 μL,colorless tip,barrier,pack of 960,sterile
,volume range 20 μL, Tip design ART 20P, Hinged rack,,,,, | Z676659 |  | Aldrich | ART ® barrier tip |  | ,,,, | ART PCR Pipette Tips , ART Reload System , Aerosol Barrier Pipette Tips , Labware , Liquid Handling Equipment , MBP (Molecular BioProducts) , MBP Pipette Tips , Manufacturer Browser , Molecular Biology Supplies , PCR (Polymerase Chain Reaction) Supplies , PCR Pipette Tips , Pipette Tips , Pipettes, Pipettors and Tips |  | rack of 96,Thermo MBP 2149P-05-HR,20 μL,colorless tip,barrier,pack of 960,sterile | , |  |  | rack of 96,Thermo MBP 2149P-05-HR,20 μL,colorless tip,barrier,pack of 960,sterile
,volume range 100 μL, Tip design ART 100, Reload insert,,,,, | Z676667 |  | Aldrich | ART ® barrier tip |  | ,,,, | ART PCR Pipette Tips , ART Reload System , Aerosol Barrier Pipette Tips , Labware , Liquid Handling Equipment , MBP (Molecular BioProducts) , MBP Pipette Tips , Manufacturer Browser , Molecular Biology Supplies , PCR (Polymerase Chain Reaction) Supplies , PCR Pipette Tips , Pipette Tips , Pipettes, Pipettors and Tips |  | rack of 96,Thermo MBP 2065-RI,100 μL,colorless tip,barrier,pack of 960,sterile | , |  |  | rack of 96,Thermo MBP 2065-RI,100 μL,colorless tip,barrier,pack of 960,sterile
,volume range 100 μL, Tip design ART 100, Hinged rack,,,,, | Z676675 |  | Aldrich | ART ® barrier tip |  | ,,,, | ART PCR Pipette Tips , ART Reload System , Aerosol Barrier Pipette Tips , Labware , Liquid Handling Equipment , MBP (Molecular BioProducts) , MBP Pipette Tips , Manufacturer Browser , Molecular Biology Supplies , PCR (Polymerase Chain Reaction) Supplies , PCR Pipette Tips , Pipette Tips , Pipettes, Pipettors and Tips |  | rack of 96,Thermo MBP 2065-HR,100 μL,colorless tip,barrier,pack of 960,sterile | , |  |  | rack of 96,Thermo MBP 2065-HR,100 μL,colorless tip,barrier,pack of 960,sterile
,volume range 100 μL, Tip design ART 100E, Reload insert,,,,, | Z676683 |  | Aldrich | ART ® barrier tip |  | ,,,, | ART PCR Pipette Tips , ART Reload System , Aerosol Barrier Pipette Tips , Labware , Liquid Handling Equipment , MBP (Molecular BioProducts) , MBP Pipette Tips , Manufacturer Browser , Molecular Biology Supplies , PCR (Polymerase Chain Reaction) Supplies , PCR Pipette Tips , Pipette Tips , Pipettes, Pipettors and Tips |  | rack of 96,Thermo MBP 2065E-RI,100 μL,colorless tip,barrier,pack of 960,sterile | , |  |  | rack of 96,Thermo MBP 2065E-RI,100 μL,colorless tip,barrier,pack of 960,sterile
,volume range 100 μL, Tip design ART 100E, Reload insert,,,,, | Z676691 |  | Aldrich | ART ® barrier tip |  | ,,,, | ART PCR Pipette Tips , ART Reload System , Aerosol Barrier Pipette Tips , Labware , Liquid Handling Equipment , MBP (Molecular BioProducts) , MBP Pipette Tips , Manufacturer Browser , Molecular Biology Supplies , PCR (Polymerase Chain Reaction) Supplies , PCR Pipette Tips , Pipette Tips , Pipettes, Pipettors and Tips |  | rack of 96,Thermo MBP 2065E-05-RI,100 μL,colorless tip,barrier,pack of 960,sterile | , |  |  | rack of 96,Thermo MBP 2065E-05-RI,100 μL,colorless tip,barrier,pack of 960,sterile
,volume range 100 μL, Tip design ART 100E, Hinged rack,,,,, | Z676705 |  | Aldrich | ART ® barrier tip |  | ,,,, | ART PCR Pipette Tips , ART Reload System , Aerosol Barrier Pipette Tips , Labware , Liquid Handling Equipment , MBP (Molecular BioProducts) , MBP Pipette Tips , Manufacturer Browser , Molecular Biology Supplies , PCR (Polymerase Chain Reaction) Supplies , PCR Pipette Tips , Pipette Tips , Pipettes, Pipettors and Tips |  | rack of 96,Thermo MBP 2065E-HR,100 μL,colorless tip,barrier,pack of 960,sterile | , |  |  | rack of 96,Thermo MBP 2065E-HR,100 μL,colorless tip,barrier,pack of 960,sterile
,volume range 100 μL, Tip design ART 100E, Hinged rack,,,,, | Z676713 |  | Aldrich | ART ® barrier tip |  | ,,,, | ART PCR Pipette Tips , ART Reload System , Aerosol Barrier Pipette Tips , Labware , Liquid Handling Equipment , MBP (Molecular BioProducts) , MBP Pipette Tips , Manufacturer Browser , Molecular Biology Supplies , PCR (Polymerase Chain Reaction) Supplies , PCR Pipette Tips , Pipette Tips , Pipettes, Pipettors and Tips |  | rack of 96,Thermo MBP 2065E-05-HR,100 μL,colorless tip,barrier,pack of 960,sterile | , |  |  | rack of 96,Thermo MBP 2065E-05-HR,100 μL,colorless tip,barrier,pack of 960,sterile
,volume range 200 μL, Tip design ART 200, Reload insert,,,,, | Z676721 |  | Aldrich | ART ® barrier tip |  | ,,,, | ART PCR Pipette Tips , ART Reload System , Aerosol Barrier Pipette Tips , Labware , Liquid Handling Equipment , MBP (Molecular BioProducts) , MBP Pipette Tips , Manufacturer Browser , Molecular Biology Supplies , PCR (Polymerase Chain Reaction) Supplies , PCR Pipette Tips , Pipette Tips , Pipettes, Pipettors and Tips |  | rack of 96,Thermo MBP 2069-RI,200 μL,colorless tip,barrier,pack of 960,sterile | , |  |  | rack of 96,Thermo MBP 2069-RI,200 μL,colorless tip,barrier,pack of 960,sterile
,volume range 200 μL, Tip design ART 200, Reload insert,,,,, | Z676748 |  | Aldrich | ART ® barrier tip |  | ,,,, | ART PCR Pipette Tips , ART Reload System , Aerosol Barrier Pipette Tips , Labware , Liquid Handling Equipment , MBP (Molecular BioProducts) , MBP Pipette Tips , Manufacturer Browser , Molecular Biology Supplies , PCR (Polymerase Chain Reaction) Supplies , PCR Pipette Tips , Pipette Tips , Pipettes, Pipettors and Tips |  | rack of 96,Thermo MBP 2069-05-RI,200 μL,colorless tip,barrier,pack of 960,sterile | , |  |  | rack of 96,Thermo MBP 2069-05-RI,200 μL,colorless tip,barrier,pack of 960,sterile
,volume range 200 μL, Tip design ART 200, Hinged rack,,,,, | Z676756 |  | Aldrich | ART ® barrier tip |  | ,,,, | ART PCR Pipette Tips , ART Reload System , Aerosol Barrier Pipette Tips , Labware , Liquid Handling Equipment , MBP (Molecular BioProducts) , MBP Pipette Tips , Manufacturer Browser , Molecular Biology Supplies , PCR (Polymerase Chain Reaction) Supplies , PCR Pipette Tips , Pipette Tips , Pipettes, Pipettors and Tips |  | rack of 96,Thermo MBP 2069-HR,200 μL,colorless tip,barrier,pack of 960,sterile | , |  |  | rack of 96,Thermo MBP 2069-HR,200 μL,colorless tip,barrier,pack of 960,sterile
,volume range 200 μL, Tip design ART 200, Hinged rack,,,,, | Z676764 |  | Aldrich | ART ® barrier tip |  | ,,,, | ART PCR Pipette Tips , ART Reload System , Aerosol Barrier Pipette Tips , Labware , Liquid Handling Equipment , MBP (Molecular BioProducts) , MBP Pipette Tips , Manufacturer Browser , Molecular Biology Supplies , PCR (Polymerase Chain Reaction) Supplies , PCR Pipette Tips , Pipette Tips , Pipettes, Pipettors and Tips |  | rack of 96,Thermo MBP 2069-05-HR,200 μL,colorless tip,barrier,pack of 960,sterile | , |  |  | rack of 96,Thermo MBP 2069-05-HR,200 μL,colorless tip,barrier,pack of 960,sterile
,volume range 1000 μL, Tip design ART 1000XL, Reload insert,,,,, | Z676772 |  | Aldrich | ART ® barrier tip |  | ,,,, | ART PCR Pipette Tips , ART Reload System , Aerosol Barrier Pipette Tips , Labware , Liquid Handling Equipment , MBP (Molecular BioProducts) , MBP Pipette Tips , Manufacturer Browser , Molecular Biology Supplies , PCR (Polymerase Chain Reaction) Supplies , PCR Pipette Tips , Pipette Tips , Pipettes, Pipettors and Tips |  | rack of 96,Thermo MBP 2179-RI,1000 μL,colorless tip,barrier,pack of 960,sterile | , |  |  | rack of 96,Thermo MBP 2179-RI,1000 μL,colorless tip,barrier,pack of 960,sterile
,volume range 1000 μL, Tip design ART 1000XL, Reload insert,,,,, | Z676780 |  | Aldrich | ART ® barrier tip |  | ,,,, | ART PCR Pipette Tips , ART Reload System , Aerosol Barrier Pipette Tips , Labware , Liquid Handling Equipment , MBP (Molecular BioProducts) , MBP Pipette Tips , Manufacturer Browser , Molecular Biology Supplies , PCR (Polymerase Chain Reaction) Supplies , PCR Pipette Tips , Pipette Tips , Pipettes, Pipettors and Tips |  | rack of 96,Thermo MBP 2179-05-RI,1000 μL,colorless tip,barrier,pack of 960,sterile | , |  |  | rack of 96,Thermo MBP 2179-05-RI,1000 μL,colorless tip,barrier,pack of 960,sterile
,volume range 1000 μL, Tip design ART 1000XL, Hinged rack,,,,, | Z676799 |  | Aldrich | ART ® barrier tip |  | ,,,, | ART PCR Pipette Tips , ART Reload System , Aerosol Barrier Pipette Tips , Labware , Liquid Handling Equipment , MBP (Molecular BioProducts) , MBP Pipette Tips , Manufacturer Browser , Molecular Biology Supplies , PCR (Polymerase Chain Reaction) Supplies , PCR Pipette Tips , Pipette Tips , Pipettes, Pipettors and Tips |  | rack of 96,Thermo MBP 2179-HR,1000 μL,colorless tip,barrier,pack of 960,sterile | , |  |  | rack of 96,Thermo MBP 2179-HR,1000 μL,colorless tip,barrier,pack of 960,sterile
,volume range 1000 μL, Tip design ART 1000XL, Hinged rack,,,,, | Z676802 |  | Aldrich | ART ® barrier tip |  | ,,,, | ART PCR Pipette Tips , ART Reload System , Aerosol Barrier Pipette Tips , Labware , Liquid Handling Equipment , MBP (Molecular BioProducts) , MBP Pipette Tips , Manufacturer Browser , Molecular Biology Supplies , PCR (Polymerase Chain Reaction) Supplies , PCR Pipette Tips , Pipette Tips , Pipettes, Pipettors and Tips |  | rack of 96,Thermo MBP 2179-05-HR,1000 μL,colorless tip,barrier,pack of 960,sterile | , |  |  | rack of 96,Thermo MBP 2179-05-HR,1000 μL,colorless tip,barrier,pack of 960,sterile
,volume range , small, Tip design Rack, Empty reload rack,,,,, | Z676810 |  | Aldrich | ART ® barrier tip |  | ,,,, | ART PCR Pipette Tips , ART Reload System , Aerosol Barrier Pipette Tips , Labware , Liquid Handling Equipment , MBP (Molecular BioProducts) , MBP Pipette Tips , Manufacturer Browser , Molecular Biology Supplies , PCR (Polymerase Chain Reaction) Supplies , PCR Pipette Tips , Pipette Tips , Pipettes, Pipettors and Tips |  | rack of 96,Thermo MBP 2004-ER,, small,colorless tip,barrier,pack of 960,sterile | , |  |  | rack of 96,Thermo MBP 2004-ER,, small,colorless tip,barrier,pack of 960,sterile
,volume range , medium, Tip design Rack, Empty reload rack,,,,, | Z676829 |  | Aldrich | ART ® barrier tip |  | ,,,, | ART PCR Pipette Tips , ART Reload System , Aerosol Barrier Pipette Tips , Labware , Liquid Handling Equipment , MBP (Molecular BioProducts) , MBP Pipette Tips , Manufacturer Browser , Molecular Biology Supplies , PCR (Polymerase Chain Reaction) Supplies , PCR Pipette Tips , Pipette Tips , Pipettes, Pipettors and Tips |  | rack of 96,Thermo MBP 2006-ER,, medium,colorless tip,barrier,pack of 960,sterile | , |  |  | rack of 96,Thermo MBP 2006-ER,, medium,colorless tip,barrier,pack of 960,sterile
,volume range , large, Tip design Rack, Empty reload rack,,,,, | Z676837 |  | Aldrich | ART ® barrier tip |  | ,,,, | ART PCR Pipette Tips , ART Reload System , Aerosol Barrier Pipette Tips , Labware , Liquid Handling Equipment , MBP (Molecular BioProducts) , MBP Pipette Tips , Manufacturer Browser , Molecular Biology Supplies , PCR (Polymerase Chain Reaction) Supplies , PCR Pipette Tips , Pipette Tips , Pipettes, Pipettors and Tips |  | rack of 96,Thermo MBP 2008-ER,, large,colorless tip,barrier,pack of 960,sterile | , |  |  | rack of 96,Thermo MBP 2008-ER,, large,colorless tip,barrier,pack of 960,sterile
,ART 10, volume range 0.1-10 μL, sterile,,,,, | A2598 |  | Sigma | ART ® self-sealing barrier pipette tips |  | ,,,, | ART PCR Pipette Tips , ART self-sealing barrier pipette tips , Aerosol Barrier Pipette Tips , Labware , Liquid Handling Equipment , MBP (Molecular BioProducts) , MBP Pipette Tips , Manufacturer Browser , Molecular Biology Supplies , PCR (Polymerase Chain Reaction) Supplies , PCR Pipette Tips , Pipette Tips , Pipettes, Pipettors and Tips |  | pkg of 960 tips (racked),Molecular BioProducts,0.1-10 μL,colorless tip,barrier,case of 5 packs,sterile | , |  |  | pkg of 960 tips (racked),Molecular BioProducts,0.1-10 μL,colorless tip,barrier,case of 5 packs,sterile
,ART 10F, volume range 0.5-10 μL, sterile,,,,, | A9223 |  | Sigma | ART ® self-sealing barrier pipette tips |  | ,,,, | ART PCR Pipette Tips , ART self-sealing barrier pipette tips , Aerosol Barrier Pipette Tips , Labware , Liquid Handling Equipment , MBP (Molecular BioProducts) , MBP Pipette Tips , Manufacturer Browser , Molecular Biology Supplies , PCR (Polymerase Chain Reaction) Supplies , PCR Pipette Tips , Pipette Tips , Pipettes, Pipettors and Tips |  | pkg of 960 tips (racked),Molecular BioProducts,0.5-10 μL,colorless tip,barrier,case of 5 packs,sterile | , |  |  | pkg of 960 tips (racked),Molecular BioProducts,0.5-10 μL,colorless tip,barrier,case of 5 packs,sterile
,ART 20, volume range 0.5-20 μL, sterile,,,,, | Z717177 |  | Sigma | ART ® self-sealing barrier pipette tips |  | ,,,, | ART PCR Pipette Tips , ART self-sealing barrier pipette tips , Aerosol Barrier Pipette Tips , Labware , Liquid Handling Equipment , MBP (Molecular BioProducts) , MBP Pipette Tips , Manufacturer Browser , Molecular Biology Supplies , PCR (Polymerase Chain Reaction) Supplies , PCR Pipette Tips , Pipette Tips , Pipettes, Pipettors and Tips |  | Molecular BioProducts,0.5-20 μL,colorless tip,barrier,pack of 960 tips (racked),sterile | , |  |  | Molecular BioProducts,0.5-20 μL,colorless tip,barrier,pack of 960 tips (racked),sterile
,ART 20E, volume range 0.5-10 μL, sterile,,,,, | A2723 |  | Sigma | ART ® self-sealing barrier pipette tips |  | ,,,, | ART PCR Pipette Tips , ART self-sealing barrier pipette tips , Aerosol Barrier Pipette Tips , Labware , Liquid Handling Equipment , MBP (Molecular BioProducts) , MBP Pipette Tips , Manufacturer Browser , Molecular Biology Supplies , PCR (Polymerase Chain Reaction) Supplies , PCR Pipette Tips , Pipette Tips , Pipettes, Pipettors and Tips |  | pkg of 960 tips (racked),Molecular BioProducts,0.5-10 μL,colorless tip,barrier,case of 5 packs,sterile | , |  |  | pkg of 960 tips (racked),Molecular BioProducts,0.5-10 μL,colorless tip,barrier,case of 5 packs,sterile
,ART Gel 20P, volume range 0.5-20 μL, sterile,,,,, | Z709131 |  | Sigma | ART ® self-sealing barrier pipette tips |  | ,,,, | ART PCR Pipette Tips , ART self-sealing barrier pipette tips , Aerosol Barrier Pipette Tips , Labware , Liquid Handling Equipment , MBP (Molecular BioProducts) , MBP Pipette Tips , Manufacturer Browser , Molecular Biology Supplies , PCR (Polymerase Chain Reaction) Supplies , PCR Pipette Tips , Pipette Tips , Pipettes, Pipettors and Tips |  | Molecular BioProducts,0.5-20 μL,colorless tip,barrier,pkg of 960 tips (racked),sterile | , |  |  | Molecular BioProducts,0.5-20 μL,colorless tip,barrier,pkg of 960 tips (racked),sterile
,ART Softfit 50U, volume range 0.5-50 μL, sterile,,,,, | Z709115 |  | Sigma | ART ® self-sealing barrier pipette tips |  | ,,,, | ART PCR Pipette Tips , ART self-sealing barrier pipette tips , Aerosol Barrier Pipette Tips , Labware , Liquid Handling Equipment , MBP (Molecular BioProducts) , MBP Pipette Tips , Manufacturer Browser , Molecular Biology Supplies , PCR (Polymerase Chain Reaction) Supplies , PCR Pipette Tips , Pipette Tips , Pipettes, Pipettors and Tips |  | Molecular BioProducts,0.5-50 μL,colorless tip,barrier,pkg of 960 tips (racked),sterile | , |  |  | Molecular BioProducts,0.5-50 μL,colorless tip,barrier,pkg of 960 tips (racked),sterile
,ART Softfit 50U, volume range 0.5-50 μL, non-sterile,,,,, | Z709123 |  | Sigma | ART ® self-sealing barrier pipette tips |  | ,,,, | ART PCR Pipette Tips , ART self-sealing barrier pipette tips , Aerosol Barrier Pipette Tips , Labware , Liquid Handling Equipment , MBP (Molecular BioProducts) , MBP Pipette Tips , Manufacturer Browser , Molecular Biology Supplies , PCR (Polymerase Chain Reaction) Supplies , PCR Pipette Tips , Pipette Tips , Pipettes, Pipettors and Tips |  | Molecular BioProducts,0.5-50 μL,colorless tip,barrier,pkg of 1000 tips (bulk),non-sterile | , |  |  | Molecular BioProducts,0.5-50 μL,colorless tip,barrier,pkg of 1000 tips (bulk),non-sterile
,ART GEL, volume range 0.5-100 μL, sterile,,,,, | Z709166 |  | Sigma | ART ® self-sealing barrier pipette tips |  | ,,,, | ART PCR Pipette Tips , ART self-sealing barrier pipette tips , Aerosol Barrier Pipette Tips , Labware , Liquid Handling Equipment , MBP (Molecular BioProducts) , MBP Pipette Tips , Manufacturer Browser , Molecular Biology Supplies , PCR (Polymerase Chain Reaction) Supplies , PCR Pipette Tips , Pipette Tips , Pipettes, Pipettors and Tips |  | Molecular BioProducts,0.5-100 μL,colorless tip,barrier,pack of 960,sterile | , |  |  | Molecular BioProducts,0.5-100 μL,colorless tip,barrier,pack of 960,sterile
,ART GEL, volume range 0.5-100 μL, non-sterile,,,,, | Z709174 |  | Sigma | ART ® self-sealing barrier pipette tips |  | ,,,, | ART PCR Pipette Tips , ART self-sealing barrier pipette tips , Aerosol Barrier Pipette Tips , Labware , Liquid Handling Equipment , MBP (Molecular BioProducts) , MBP Pipette Tips , Manufacturer Browser , Molecular Biology Supplies , PCR (Polymerase Chain Reaction) Supplies , PCR Pipette Tips , Pipette Tips , Pipettes, Pipettors and Tips |  | Molecular BioProducts,0.5-100 μL,colorless tip,barrier,pkg of 1000 tips (bulk),non-sterile | , |  |  | Molecular BioProducts,0.5-100 μL,colorless tip,barrier,pkg of 1000 tips (bulk),non-sterile
,ART 100, volume range 1-100 μL, sterile,,,,, | Z709182 |  | Sigma | ART ® self-sealing barrier pipette tips |  | ,,,, | ART PCR Pipette Tips , ART self-sealing barrier pipette tips , Aerosol Barrier Pipette Tips , Labware , Liquid Handling Equipment , MBP (Molecular BioProducts) , MBP Pipette Tips , Manufacturer Browser , Molecular Biology Supplies , PCR (Polymerase Chain Reaction) Supplies , PCR Pipette Tips , Pipette Tips , Pipettes, Pipettors and Tips |  | Molecular BioProducts,1-100 μL,colorless tip,barrier,pkg of 960 tips (racked),sterile | , |  |  | Molecular BioProducts,1-100 μL,colorless tip,barrier,pkg of 960 tips (racked),sterile
,ART 100, volume range 1-100 μL, non-sterile,,,,, | Z709190 |  | Sigma | ART ® self-sealing barrier pipette tips |  | ,,,, | ART PCR Pipette Tips , ART self-sealing barrier pipette tips , Aerosol Barrier Pipette Tips , Labware , Liquid Handling Equipment , MBP (Molecular BioProducts) , MBP Pipette Tips , Manufacturer Browser , Molecular Biology Supplies , PCR (Polymerase Chain Reaction) Supplies , PCR Pipette Tips , Pipette Tips , Pipettes, Pipettors and Tips |  | Molecular BioProducts,1-100 μL,colorless tip,barrier,pkg of 1000 tips (bulk),non-sterile | , |  |  | Molecular BioProducts,1-100 μL,colorless tip,barrier,pkg of 1000 tips (bulk),non-sterile
,ART 100E, volume range 1-100 μL, sterile,,,,, | A2973 |  | Sigma | ART ® self-sealing barrier pipette tips |  | ,,,, | ART PCR Pipette Tips , ART self-sealing barrier pipette tips , Aerosol Barrier Pipette Tips , Labware , Liquid Handling Equipment , MBP (Molecular BioProducts) , MBP Pipette Tips , Manufacturer Browser , Molecular Biology Supplies , PCR (Polymerase Chain Reaction) Supplies , PCR Pipette Tips , Pipette Tips , Pipettes, Pipettors and Tips |  | pkg of 960 tips (racked),Molecular BioProducts,1-100 μL,colorless tip,barrier,case of 5 packs,sterile | , |  |  | pkg of 960 tips (racked),Molecular BioProducts,1-100 μL,colorless tip,barrier,case of 5 packs,sterile
,ART XLP, volume range 5-100 μL, sterile,,,,, | A9473 |  | Sigma | ART ® self-sealing barrier pipette tips |  | ,,,, | ART PCR Pipette Tips , ART self-sealing barrier pipette tips , Aerosol Barrier Pipette Tips , Labware , Liquid Handling Equipment , MBP (Molecular BioProducts) , MBP Pipette Tips , Manufacturer Browser , Molecular Biology Supplies , PCR (Polymerase Chain Reaction) Supplies , PCR Pipette Tips , Pipette Tips , Pipettes, Pipettors and Tips |  | pkg of 960 tips (racked),Molecular BioProducts,5-100 μL,colorless tip,barrier,case of 4 packs,sterile | , |  |  | pkg of 960 tips (racked),Molecular BioProducts,5-100 μL,colorless tip,barrier,case of 4 packs,sterile
,ART 200, volume range 1-200 μL, sterile,,,,, | A3098 |  | Sigma | ART ® self-sealing barrier pipette tips |  | ,,,, | ART PCR Pipette Tips , ART self-sealing barrier pipette tips , Aerosol Barrier Pipette Tips , Labware , Liquid Handling Equipment , MBP (Molecular BioProducts) , MBP Pipette Tips , Manufacturer Browser , Molecular Biology Supplies , PCR (Polymerase Chain Reaction) Supplies , PCR Pipette Tips , Pipette Tips , Pipettes, Pipettors and Tips |  | pkg of 960 tips (racked),Molecular BioProducts,1-200 μL,colorless tip,barrier,case of 5 packs,sterile | , |  |  | pkg of 960 tips (racked),Molecular BioProducts,1-200 μL,colorless tip,barrier,case of 5 packs,sterile
,ART 200G, volume range 200 μL, sterile,,,,, | Z717207 |  | Sigma | ART ® self-sealing barrier pipette tips |  | ,,,, | ART PCR Pipette Tips , ART self-sealing barrier pipette tips , Aerosol Barrier Pipette Tips , Labware , Liquid Handling Equipment , MBP (Molecular BioProducts) , MBP Pipette Tips , Manufacturer Browser , Molecular Biology Supplies , PCR (Polymerase Chain Reaction) Supplies , PCR Pipette Tips , Pipette Tips , Pipettes, Pipettors and Tips |  | Molecular BioProducts,200 μL,colorless tip,barrier,pack of 960 tips (racked),sterile | , |  |  | Molecular BioProducts,200 μL,colorless tip,barrier,pack of 960 tips (racked),sterile
,ART XLP 200, volume range 5-200 μL, sterile,,,,, | Z709204 |  | Sigma | ART ® self-sealing barrier pipette tips |  | ,,,, | ART PCR Pipette Tips , ART self-sealing barrier pipette tips , Aerosol Barrier Pipette Tips , Labware , Liquid Handling Equipment , MBP (Molecular BioProducts) , MBP Pipette Tips , Manufacturer Browser , Molecular Biology Supplies , PCR (Polymerase Chain Reaction) Supplies , PCR Pipette Tips , Pipette Tips , Pipettes, Pipettors and Tips |  | Molecular BioProducts,5-200 μL,colorless tip,barrier,pkg of 768 tips (racked),sterile | , |  |  | Molecular BioProducts,5-200 μL,colorless tip,barrier,pkg of 768 tips (racked),sterile
,ART XLP 200, volume range 5-200 μL, non-sterile,,,,, | Z709212 |  | Sigma | ART ® self-sealing barrier pipette tips |  | ,,,, | ART PCR Pipette Tips , ART self-sealing barrier pipette tips , Aerosol Barrier Pipette Tips , Labware , Liquid Handling Equipment , MBP (Molecular BioProducts) , MBP Pipette Tips , Manufacturer Browser , Molecular Biology Supplies , PCR (Polymerase Chain Reaction) Supplies , PCR Pipette Tips , Pipette Tips , Pipettes, Pipettors and Tips |  | Molecular BioProducts,5-200 μL,colorless tip,barrier,pkg of 1000 tips (bulk),non-sterile | , |  |  | Molecular BioProducts,5-200 μL,colorless tip,barrier,pkg of 1000 tips (bulk),non-sterile
,ART XLG, volume range 5-200 μL, sterile,,,,, | Z709220 |  | Sigma | ART ® self-sealing barrier pipette tips |  | ,,,, | ART PCR Pipette Tips , ART self-sealing barrier pipette tips , Aerosol Barrier Pipette Tips , Labware , Liquid Handling Equipment , MBP (Molecular BioProducts) , MBP Pipette Tips , Manufacturer Browser , Molecular Biology Supplies , PCR (Polymerase Chain Reaction) Supplies , PCR Pipette Tips , Pipette Tips , Pipettes, Pipettors and Tips |  | Molecular BioProducts,5-200 μL,colorless tip,barrier,pkg of 768 tips (racked),sterile | , |  |  | Molecular BioProducts,5-200 μL,colorless tip,barrier,pkg of 768 tips (racked),sterile
,ART XLG, volume range 5-200 μL, non-sterile,,,,, | Z709239 |  | Sigma | ART ® self-sealing barrier pipette tips |  | ,,,, | ART PCR Pipette Tips , ART self-sealing barrier pipette tips , Aerosol Barrier Pipette Tips , Labware , Liquid Handling Equipment , MBP (Molecular BioProducts) , MBP Pipette Tips , Manufacturer Browser , Molecular Biology Supplies , PCR (Polymerase Chain Reaction) Supplies , PCR Pipette Tips , Pipette Tips , Pipettes, Pipettors and Tips |  | Molecular BioProducts,5-200 μL,colorless tip,barrier,pkg of 1000 tips (bulk),non-sterile | , |  |  | Molecular BioProducts,5-200 μL,colorless tip,barrier,pkg of 1000 tips (bulk),non-sterile
,ART 200U, volume range 1-200 μL, sterile,,,,, | Z709247 |  | Sigma | ART ® self-sealing barrier pipette tips |  | ,,,, | ART PCR Pipette Tips , ART self-sealing barrier pipette tips , Aerosol Barrier Pipette Tips , Labware , Liquid Handling Equipment , MBP (Molecular BioProducts) , MBP Pipette Tips , Manufacturer Browser , Molecular Biology Supplies , PCR (Polymerase Chain Reaction) Supplies , PCR Pipette Tips , Pipette Tips , Pipettes, Pipettors and Tips |  | Molecular BioProducts,1-200 μL,colorless tip,barrier,pkg of 960 tips (racked),sterile | , |  |  | Molecular BioProducts,1-200 μL,colorless tip,barrier,pkg of 960 tips (racked),sterile