## 信息
基本信息 | 产品编号 | CAS号 | 品牌 | 产品名 | 其他基本信息 | 性质 | Related categories | vapor pressure | 其他性质 | 安全信息 | 信号词 | 危险声明 | 其他安全信息
,ART 300, volume range 1-300 μL, sterile,,,,, | Z709263 |  | Sigma | ART ® self-sealing barrier pipette tips |  | ,,,, | ART PCR Pipette Tips , ART self-sealing barrier pipette tips , Aerosol Barrier Pipette Tips , Labware , Liquid Handling Equipment , MBP (Molecular BioProducts) , MBP Pipette Tips , Manufacturer Browser , Molecular Biology Supplies , PCR (Polymerase Chain Reaction) Supplies , PCR Pipette Tips , Pipette Tips , Pipettes, Pipettors and Tips |  | Molecular BioProducts,1-300 μL,colorless tip,barrier,pkg of 960 tips (racked),sterile | , |  |  | Molecular BioProducts,1-300 μL,colorless tip,barrier,pkg of 960 tips (racked),sterile
,ART 300, volume range 1-300 μL, non-sterile,,,,, | Z709271 |  | Sigma | ART ® self-sealing barrier pipette tips |  | ,,,, | ART PCR Pipette Tips , ART self-sealing barrier pipette tips , Aerosol Barrier Pipette Tips , Labware , Liquid Handling Equipment , MBP (Molecular BioProducts) , MBP Pipette Tips , Manufacturer Browser , Molecular Biology Supplies , PCR (Polymerase Chain Reaction) Supplies , PCR Pipette Tips , Pipette Tips , Pipettes, Pipettors and Tips |  | Molecular BioProducts,1-300 μL,colorless tip,barrier,pkg of 1000 tips (bulk),non-sterile | , |  |  | Molecular BioProducts,1-300 μL,colorless tip,barrier,pkg of 1000 tips (bulk),non-sterile
,ART 500, volume range 50-500 μL, sterile,,,,, | Z709298 |  | Sigma | ART ® self-sealing barrier pipette tips |  | ,,,, | ART PCR Pipette Tips , ART self-sealing barrier pipette tips , Aerosol Barrier Pipette Tips , Labware , Liquid Handling Equipment , MBP (Molecular BioProducts) , MBP Pipette Tips , Manufacturer Browser , Molecular Biology Supplies , PCR (Polymerase Chain Reaction) Supplies , PCR Pipette Tips , Pipette Tips , Pipettes, Pipettors and Tips |  | Molecular BioProducts,50-500 μL,colorless tip,barrier,pkg of 800 tips (racked),sterile | , |  |  | Molecular BioProducts,50-500 μL,colorless tip,barrier,pkg of 800 tips (racked),sterile
,ART 1000, volume range 100-1000 μL, sterile,,,,, | A3348 |  | Sigma | ART ® self-sealing barrier pipette tips |  | ,,,, | ART PCR Pipette Tips , ART self-sealing barrier pipette tips , Aerosol Barrier Pipette Tips , Labware , Liquid Handling Equipment , MBP (Molecular BioProducts) , MBP Pipette Tips , Manufacturer Browser , Molecular Biology Supplies , PCR (Polymerase Chain Reaction) Supplies , PCR Pipette Tips , Pipette Tips , Pipettes, Pipettors and Tips |  | pkg of 800 tips,Molecular BioProducts,100-1000 μL,colorless tip,barrier,case of 4 packs (3200 tips),sterile | , |  |  | pkg of 800 tips,Molecular BioProducts,100-1000 μL,colorless tip,barrier,case of 4 packs (3200 tips),sterile
,ART 1000, volume range 100-1000 μL, sterile,,,,, | Z709328 |  | Sigma | ART ® self-sealing barrier pipette tips |  | ,,,, | ART PCR Pipette Tips , ART self-sealing barrier pipette tips , Aerosol Barrier Pipette Tips , Labware , Liquid Handling Equipment , MBP (Molecular BioProducts) , MBP Pipette Tips , Manufacturer Browser , Molecular Biology Supplies , PCR (Polymerase Chain Reaction) Supplies , PCR Pipette Tips , Pipette Tips , Pipettes, Pipettors and Tips |  | Molecular BioProducts,100-1000 μL,colorless tip,barrier,pkg of 800 tips,sterile | , |  |  | Molecular BioProducts,100-1000 μL,colorless tip,barrier,pkg of 800 tips,sterile
,ART 1000, volume range 100-1000 μL, non-sterile,,,,, | Z709336 |  | Sigma | ART ® self-sealing barrier pipette tips |  | ,,,, | ART PCR Pipette Tips , ART self-sealing barrier pipette tips , Aerosol Barrier Pipette Tips , Labware , Liquid Handling Equipment , MBP (Molecular BioProducts) , MBP Pipette Tips , Manufacturer Browser , Molecular Biology Supplies , PCR (Polymerase Chain Reaction) Supplies , PCR Pipette Tips , Pipette Tips , Pipettes, Pipettors and Tips |  | Molecular BioProducts,100-1000 μL,colorless tip,barrier,pkg of 1000 tips,non-sterile | , |  |  | Molecular BioProducts,100-1000 μL,colorless tip,barrier,pkg of 1000 tips,non-sterile
,ART 1000G, volume range 100-1000 μL, sterile,,,,, | A9348 |  | Sigma | ART ® self-sealing barrier pipette tips |  | ,,,, | ART PCR Pipette Tips , ART self-sealing barrier pipette tips , Aerosol Barrier Pipette Tips , Labware , Liquid Handling Equipment , MBP (Molecular BioProducts) , MBP Pipette Tips , Manufacturer Browser , Molecular Biology Supplies , PCR (Polymerase Chain Reaction) Supplies , PCR Pipette Tips , Pipette Tips , Pipettes, Pipettors and Tips |  | pkg of 800 tips,Molecular BioProducts,100-1000 μL,colorless tip,barrier,case of 4 packs,sterile | , |  |  | pkg of 800 tips,Molecular BioProducts,100-1000 μL,colorless tip,barrier,case of 4 packs,sterile
,ART 1000 REACH, volume range 1000 μL, sterile,,,,, | Z717193 |  | Sigma | ART ® self-sealing barrier pipette tips |  | ,,,, | ART PCR Pipette Tips , ART self-sealing barrier pipette tips , Aerosol Barrier Pipette Tips , Labware , Liquid Handling Equipment , MBP (Molecular BioProducts) , MBP Pipette Tips , Manufacturer Browser , Molecular Biology Supplies , PCR (Polymerase Chain Reaction) Supplies , PCR Pipette Tips , Pipette Tips , Pipettes, Pipettors and Tips |  | Molecular BioProducts,1000 μL,colorless tip,barrier,package of 800 tips,sterile | , |  |  | Molecular BioProducts,1000 μL,colorless tip,barrier,package of 800 tips,sterile
,ART 5000, volume range 1000-5000 μL, sterile,,,,, | Z709344 |  | Sigma | ART ® self-sealing barrier pipette tips |  | ,,,, | ART PCR Pipette Tips , ART self-sealing barrier pipette tips , Aerosol Barrier Pipette Tips , Labware , Liquid Handling Equipment , MBP (Molecular BioProducts) , MBP Pipette Tips , Manufacturer Browser , Molecular Biology Supplies , PCR (Polymerase Chain Reaction) Supplies , PCR Pipette Tips , Pipette Tips , Pipettes, Pipettors and Tips |  | Molecular BioProducts,1000-5000 μL,colorless tip,barrier,pkg of 250 tips,sterile | , |  |  | Molecular BioProducts,1000-5000 μL,colorless tip,barrier,pkg of 250 tips,sterile
,volume range 20 μL, Tip design ART 20L, Reload insert,,,,, | Z676845 |  | Aldrich | ART ® Softfit L Reload System ™ |  | ,,,, | ART Softfit L Reload System , Aerosol Barrier Pipette Tips , Labware , MBP (Molecular BioProducts) , Manufacturer Browser , Molecular Biology Supplies , PCR (Polymerase Chain Reaction) Supplies |  | rack of 96,Thermo MBP 2749-RI,20 μL,colorless tip,barrier,pack of 960,sterile | , |  |  | rack of 96,Thermo MBP 2749-RI,20 μL,colorless tip,barrier,pack of 960,sterile
,volume range 20 μL, Tip design ART 20L, Reload insert,,,,, | Z676853 |  | Aldrich | ART ® Softfit L Reload System ™ |  | ,,,, | ART Softfit L Reload System , Aerosol Barrier Pipette Tips , Labware , MBP (Molecular BioProducts) , Manufacturer Browser , Molecular Biology Supplies , PCR (Polymerase Chain Reaction) Supplies |  | rack of 96,Thermo MBP 2749-05-RI,20 μL,colorless tip,barrier,pack of 960,sterile | , |  |  | rack of 96,Thermo MBP 2749-05-RI,20 μL,colorless tip,barrier,pack of 960,sterile
,volume range 20 μL, Tip design ART 20L, Hinged rack,,,,, | Z676861 |  | Aldrich | ART ® Softfit L Reload System ™ |  | ,,,, | ART Softfit L Reload System , Aerosol Barrier Pipette Tips , Labware , MBP (Molecular BioProducts) , Manufacturer Browser , Molecular Biology Supplies , PCR (Polymerase Chain Reaction) Supplies |  | rack of 96,Thermo MBP 2749-HR,20 μL,colorless tip,barrier,pack of 960,sterile | , |  |  | rack of 96,Thermo MBP 2749-HR,20 μL,colorless tip,barrier,pack of 960,sterile
,volume range 20 μL, Tip design ART 20L, Hinged rack,,,,, | Z676888 |  | Aldrich | ART ® Softfit L Reload System ™ |  | ,,,, | ART Softfit L Reload System , Aerosol Barrier Pipette Tips , Labware , MBP (Molecular BioProducts) , Manufacturer Browser , Molecular Biology Supplies , PCR (Polymerase Chain Reaction) Supplies |  | rack of 96,Thermo MBP 2749-05-HR,20 μL,colorless tip,barrier,pack of 960,sterile | , |  |  | rack of 96,Thermo MBP 2749-05-HR,20 μL,colorless tip,barrier,pack of 960,sterile
,volume range 200 μL, Tip design ART 200L, Reload insert,,,,, | Z676896 |  | Aldrich | ART ® Softfit L Reload System ™ |  | ,,,, | ART Softfit L Reload System , Aerosol Barrier Pipette Tips , Labware , MBP (Molecular BioProducts) , Manufacturer Browser , Molecular Biology Supplies , PCR (Polymerase Chain Reaction) Supplies |  | rack of 96,Thermo MBP 2769-RI,200 μL,colorless tip,barrier,pack of 960,sterile | , |  |  | rack of 96,Thermo MBP 2769-RI,200 μL,colorless tip,barrier,pack of 960,sterile
,volume range 200 μL, Tip design ART 200L, Reload insert,,,,, | Z676918 |  | Aldrich | ART ® Softfit L Reload System ™ |  | ,,,, | ART Softfit L Reload System , Aerosol Barrier Pipette Tips , Labware , MBP (Molecular BioProducts) , Manufacturer Browser , Molecular Biology Supplies , PCR (Polymerase Chain Reaction) Supplies |  | rack of 96,Thermo MBP 2769-05-RI,200 μL,colorless tip,barrier,pack of 960,sterile | , |  |  | rack of 96,Thermo MBP 2769-05-RI,200 μL,colorless tip,barrier,pack of 960,sterile
,volume range 200 μL, Tip design ART 200L, Hinged rack,,,,, | Z676926 |  | Aldrich | ART ® Softfit L Reload System ™ |  | ,,,, | ART Softfit L Reload System , Aerosol Barrier Pipette Tips , Labware , MBP (Molecular BioProducts) , Manufacturer Browser , Molecular Biology Supplies , PCR (Polymerase Chain Reaction) Supplies |  | rack of 96,Thermo MBP 2769-HR,200 μL,colorless tip,barrier,pack of 960,sterile | , |  |  | rack of 96,Thermo MBP 2769-HR,200 μL,colorless tip,barrier,pack of 960,sterile
,volume range 200 μL, Tip design ART 200L, Hinged rack,,,,, | Z676934 |  | Aldrich | ART ® Softfit L Reload System ™ |  | ,,,, | ART Softfit L Reload System , Aerosol Barrier Pipette Tips , Labware , MBP (Molecular BioProducts) , Manufacturer Browser , Molecular Biology Supplies , PCR (Polymerase Chain Reaction) Supplies |  | rack of 96,Thermo MBP 2769-05-HR,200 μL,colorless tip,barrier,pack of 960,sterile | , |  |  | rack of 96,Thermo MBP 2769-05-HR,200 μL,colorless tip,barrier,pack of 960,sterile
,volume range 300 μL, Tip design ART 300L, Reload insert,,,,, | Z676942 |  | Aldrich | ART ® Softfit L Reload System ™ |  | ,,,, | ART Softfit L Reload System , Aerosol Barrier Pipette Tips , Labware , MBP (Molecular BioProducts) , Manufacturer Browser , Molecular Biology Supplies , PCR (Polymerase Chain Reaction) Supplies |  | rack of 96,Thermo MBP 2739-RI,300 μL,colorless tip,barrier,pack of 960,sterile | , |  |  | rack of 96,Thermo MBP 2739-RI,300 μL,colorless tip,barrier,pack of 960,sterile
,volume range 300 μL, Tip design ART 300L, Reload insert,,,,, | Z676950 |  | Aldrich | ART ® Softfit L Reload System ™ |  | ,,,, | ART Softfit L Reload System , Aerosol Barrier Pipette Tips , Labware , MBP (Molecular BioProducts) , Manufacturer Browser , Molecular Biology Supplies , PCR (Polymerase Chain Reaction) Supplies |  | rack of 96,Thermo MBP 2739-05-RI,300 μL,colorless tip,barrier,pack of 960,sterile | , |  |  | rack of 96,Thermo MBP 2739-05-RI,300 μL,colorless tip,barrier,pack of 960,sterile
,volume range 300 μL, Tip design ART 300L, Hinged rack,,,,, | Z676969 |  | Aldrich | ART ® Softfit L Reload System ™ |  | ,,,, | ART Softfit L Reload System , Aerosol Barrier Pipette Tips , Labware , MBP (Molecular BioProducts) , Manufacturer Browser , Molecular Biology Supplies , PCR (Polymerase Chain Reaction) Supplies |  | rack of 96,Thermo MBP 2739-HR,300 μL,colorless tip,barrier,pack of 960,sterile | , |  |  | rack of 96,Thermo MBP 2739-HR,300 μL,colorless tip,barrier,pack of 960,sterile
,volume range 300 μL, Tip design ART 300L, Hinged rack,,,,, | Z676977 |  | Aldrich | ART ® Softfit L Reload System ™ |  | ,,,, | ART Softfit L Reload System , Aerosol Barrier Pipette Tips , Labware , MBP (Molecular BioProducts) , Manufacturer Browser , Molecular Biology Supplies , PCR (Polymerase Chain Reaction) Supplies |  | rack of 96,Thermo MBP 2739-05-HR,300 μL,colorless tip,barrier,pack of 960,sterile | , |  |  | rack of 96,Thermo MBP 2739-05-HR,300 μL,colorless tip,barrier,pack of 960,sterile
,volume range 1000 μL, Tip design ART 1000L, Reload insert,,,,, | Z676985 |  | Aldrich | ART ® Softfit L Reload System ™ |  | ,,,, | ART Softfit L Reload System , Aerosol Barrier Pipette Tips , Labware , MBP (Molecular BioProducts) , Manufacturer Browser , Molecular Biology Supplies , PCR (Polymerase Chain Reaction) Supplies |  | Tip design ART 1000L,Thermo MBP 2779-RI,1000 μL,colorless tip,barrier,pack of 768,sterile | , |  |  | Tip design ART 1000L,Thermo MBP 2779-RI,1000 μL,colorless tip,barrier,pack of 768,sterile
,volume range 1000 μL, Tip design ART 1000L, Reload insert,,,,, | Z676993 |  | Aldrich | ART ® Softfit L Reload System ™ |  | ,,,, | ART Softfit L Reload System , Aerosol Barrier Pipette Tips , Labware , MBP (Molecular BioProducts) , Manufacturer Browser , Molecular Biology Supplies , PCR (Polymerase Chain Reaction) Supplies |  | Tip design ART 1000L,Thermo MBP 2779-05-RI,1000 μL,colorless tip,barrier,pack of 768,sterile | , |  |  | Tip design ART 1000L,Thermo MBP 2779-05-RI,1000 μL,colorless tip,barrier,pack of 768,sterile
,volume range 1000 μL, Tip design ART 1000L, Hinged rack,,,,, | Z677000 |  | Aldrich | ART ® Softfit L Reload System ™ |  | ,,,, | ART Softfit L Reload System , Aerosol Barrier Pipette Tips , Labware , MBP (Molecular BioProducts) , Manufacturer Browser , Molecular Biology Supplies , PCR (Polymerase Chain Reaction) Supplies |  | Tip design ART 1000L,Thermo MBP 2779-HR,1000 μL,colorless tip,barrier,pack of 768,sterile | , |  |  | Tip design ART 1000L,Thermo MBP 2779-HR,1000 μL,colorless tip,barrier,pack of 768,sterile
,volume range 1000 μL, Tip design ART 1000L, Hinged rack,,,,, | Z677019 |  | Aldrich | ART ® Softfit L Reload System ™ |  | ,,,, | ART Softfit L Reload System , Aerosol Barrier Pipette Tips , Labware , MBP (Molecular BioProducts) , Manufacturer Browser , Molecular Biology Supplies , PCR (Polymerase Chain Reaction) Supplies |  | Tip design ART 1000L,Thermo MBP 2779-05-HR,1000 μL,colorless tip,barrier,pack of 768,sterile | , |  |  | Tip design ART 1000L,Thermo MBP 2779-05-HR,1000 μL,colorless tip,barrier,pack of 768,sterile
,volume range 1200 μL, Tip design ART 1200L, Reload insert,,,,, | Z677027 |  | Aldrich | ART ® Softfit L Reload System ™ |  | ,,,, | ART Softfit L Reload System , Aerosol Barrier Pipette Tips , Labware , MBP (Molecular BioProducts) , Manufacturer Browser , Molecular Biology Supplies , PCR (Polymerase Chain Reaction) Supplies |  | Tip design ART 1200L,Thermo MBP 2789-RI,1200 μL,colorless tip,barrier,pack of 768,sterile | , |  |  | Tip design ART 1200L,Thermo MBP 2789-RI,1200 μL,colorless tip,barrier,pack of 768,sterile
,volume range 1200 μL, Tip design ART 1200L, Reload insert,,,,, | Z677035 |  | Aldrich | ART ® Softfit L Reload System ™ |  | ,,,, | ART Softfit L Reload System , Aerosol Barrier Pipette Tips , Labware , MBP (Molecular BioProducts) , Manufacturer Browser , Molecular Biology Supplies , PCR (Polymerase Chain Reaction) Supplies |  | Tip design ART 1200L,Thermo MBP 2789-05-RI,1200 μL,colorless tip,barrier,pack of 768,sterile | , |  |  | Tip design ART 1200L,Thermo MBP 2789-05-RI,1200 μL,colorless tip,barrier,pack of 768,sterile
,volume range 1200 μL, Tip design ART 1200L, Hinged rack,,,,, | Z677043 |  | Aldrich | ART ® Softfit L Reload System ™ |  | ,,,, | ART Softfit L Reload System , Aerosol Barrier Pipette Tips , Labware , MBP (Molecular BioProducts) , Manufacturer Browser , Molecular Biology Supplies , PCR (Polymerase Chain Reaction) Supplies |  | Tip design ART 1200L,Thermo MBP 2789-HR,1200 μL,colorless tip,barrier,pack of 768,sterile | , |  |  | Tip design ART 1200L,Thermo MBP 2789-HR,1200 μL,colorless tip,barrier,pack of 768,sterile
,volume range 1200 μL, Tip design ART 1200L, Hinged rack,,,,, | Z677051 |  | Aldrich | ART ® Softfit L Reload System ™ |  | ,,,, | ART Softfit L Reload System , Aerosol Barrier Pipette Tips , Labware , MBP (Molecular BioProducts) , Manufacturer Browser , Molecular Biology Supplies , PCR (Polymerase Chain Reaction) Supplies |  | Tip design ART 1200L,Thermo MBP 2789-05-HR,1200 μL,colorless tip,barrier,pack of 768,sterile | , |  |  | Tip design ART 1200L,Thermo MBP 2789-05-HR,1200 μL,colorless tip,barrier,pack of 768,sterile
,Micro 10, sterile,,,,, | Z708933 |  | Sigma | MBP Pipette Tips |  | ,,,, | Labware , Liquid Handling Equipment , MBP (Molecular BioProducts) , MBP Pipette Tips , Manufacturer Browser , Pipette Tips , Pipettes, Pipettors and Tips |  | package of 960 tips,MBP, 3501,sterile,0.1-10 μL dispensing volume | , |  |  | package of 960 tips,MBP, 3501,sterile,0.1-10 μL dispensing volume
,Micro 10, non-sterile,,,,, | Z708941 |  | Sigma | MBP Pipette Tips |  | ,,,, | Labware , Liquid Handling Equipment , MBP (Molecular BioProducts) , MBP Pipette Tips , Manufacturer Browser , Pipette Tips , Pipettes, Pipettors and Tips |  | package of 960 tips,MBP, 3502,non-sterile,0.1-10 μL dispensing volume | , |  |  | package of 960 tips,MBP, 3502,non-sterile,0.1-10 μL dispensing volume
,10 Reach, sterile,,,,, | Z708968 |  | Sigma | MBP Pipette Tips |  | ,,,, | Labware , Liquid Handling Equipment , MBP (Molecular BioProducts) , MBP Pipette Tips , Manufacturer Browser , Pipette Tips , Pipettes, Pipettors and Tips |  | package of 960 tips,MBP, 3511,sterile,0.1-10 μL dispensing volume | , |  |  | package of 960 tips,MBP, 3511,sterile,0.1-10 μL dispensing volume
,10 Reach, non-sterile,,,,, | Z708976 |  | Sigma | MBP Pipette Tips |  | ,,,, | Labware , Liquid Handling Equipment , MBP (Molecular BioProducts) , MBP Pipette Tips , Manufacturer Browser , Pipette Tips , Pipettes, Pipettors and Tips |  | package of 960 tips,MBP, 3512,non-sterile,0.1-10 μL dispensing volume | , |  |  | package of 960 tips,MBP, 3512,non-sterile,0.1-10 μL dispensing volume
,Ultra-micro, sterile,,,,, | Z708984 |  | Sigma | MBP Pipette Tips |  | ,,,, | Labware , Liquid Handling Equipment , MBP (Molecular BioProducts) , MBP Pipette Tips , Manufacturer Browser , Pipette Tips , Pipettes, Pipettors and Tips |  | package of 960 tips,MBP, 3521,sterile,0.5-20 μL dispensing volume | , |  |  | package of 960 tips,MBP, 3521,sterile,0.5-20 μL dispensing volume
,Ultra-micro, non-sterile,,,,, | Z708992 |  | Sigma | MBP Pipette Tips |  | ,,,, | Labware , Liquid Handling Equipment , MBP (Molecular BioProducts) , MBP Pipette Tips , Manufacturer Browser , Pipette Tips , Pipettes, Pipettors and Tips |  | package of 960 tips,MBP, 3522,non-sterile,0.5-20 μL dispensing volume | , |  |  | package of 960 tips,MBP, 3522,non-sterile,0.5-20 μL dispensing volume
,XLP, sterile,,,,, | Z709018 |  | Sigma | MBP Pipette Tips |  | ,,,, | Labware , Liquid Handling Equipment , MBP (Molecular BioProducts) , MBP Pipette Tips , Manufacturer Browser , Pipette Tips , Pipettes, Pipettors and Tips |  | package of 768 tips,MBP, 3541,sterile,5-200 μL dispensing volume | , |  |  | package of 768 tips,MBP, 3541,sterile,5-200 μL dispensing volume
,XLP, non-sterile,,,,, | Z709026 |  | Sigma | MBP Pipette Tips |  | ,,,, | Labware , Liquid Handling Equipment , MBP (Molecular BioProducts) , MBP Pipette Tips , Manufacturer Browser , Pipette Tips , Pipettes, Pipettors and Tips |  | package of 768 tips,MBP, 3542,non-sterile,5-200 μL dispensing volume | , |  |  | package of 768 tips,MBP, 3542,non-sterile,5-200 μL dispensing volume
,200, sterile,,,,, | Z709034 |  | Sigma | MBP Pipette Tips |  | ,,,, | Labware , Liquid Handling Equipment , MBP (Molecular BioProducts) , MBP Pipette Tips , Manufacturer Browser , Pipette Tips , Pipettes, Pipettors and Tips |  | package of 960 tips,MBP, 3551,sterile,0.5-200 μL dispensing volume | , |  |  | package of 960 tips,MBP, 3551,sterile,0.5-200 μL dispensing volume
,200, non-sterile,,,,, | Z709042 |  | Sigma | MBP Pipette Tips |  | ,,,, | Labware , Liquid Handling Equipment , MBP (Molecular BioProducts) , MBP Pipette Tips , Manufacturer Browser , Pipette Tips , Pipettes, Pipettors and Tips |  | package of 960 tips,MBP, 3552,non-sterile,0.5-200 μL dispensing volume | , |  |  | package of 960 tips,MBP, 3552,non-sterile,0.5-200 μL dispensing volume
,300, sterile,,,,, | Z709050 |  | Sigma | MBP Pipette Tips |  | ,,,, | Labware , Liquid Handling Equipment , MBP (Molecular BioProducts) , MBP Pipette Tips , Manufacturer Browser , Pipette Tips , Pipettes, Pipettors and Tips |  | package of 960 tips,MBP, 3571,sterile,1-300 μL dispensing volume | , |  |  | package of 960 tips,MBP, 3571,sterile,1-300 μL dispensing volume
,300, non-sterile,,,,, | Z709069 |  | Sigma | MBP Pipette Tips |  | ,,,, | Labware , Liquid Handling Equipment , MBP (Molecular BioProducts) , MBP Pipette Tips , Manufacturer Browser , Pipette Tips , Pipettes, Pipettors and Tips |  | package of 960 tips,MBP, 3572,non-sterile,1-300 μL dispensing volume | , |  |  | package of 960 tips,MBP, 3572,non-sterile,1-300 μL dispensing volume
,300U, sterile,,,,, | Z709077 |  | Sigma | MBP Pipette Tips |  | ,,,, | Labware , Liquid Handling Equipment , MBP (Molecular BioProducts) , MBP Pipette Tips , Manufacturer Browser , Pipette Tips , Pipettes, Pipettors and Tips |  | package of 960 tips,MBP, 3771,sterile,1-300 μL dispensing volume | , |  |  | package of 960 tips,MBP, 3771,sterile,1-300 μL dispensing volume
,300U, non-sterile,,,,, | Z709085 |  | Sigma | MBP Pipette Tips |  | ,,,, | Labware , Liquid Handling Equipment , MBP (Molecular BioProducts) , MBP Pipette Tips , Manufacturer Browser , Pipette Tips , Pipettes, Pipettors and Tips |  | package of 960 tips,MBP, 3772,non-sterile,1-300 μL dispensing volume | , |  |  | package of 960 tips,MBP, 3772,non-sterile,1-300 μL dispensing volume
,1000, sterile,,,,, | Z709093 |  | Sigma | MBP Pipette Tips |  | ,,,, | Labware , Liquid Handling Equipment , MBP (Molecular BioProducts) , MBP Pipette Tips , Manufacturer Browser , Pipette Tips , Pipettes, Pipettors and Tips |  | package of 800 tips,MBP, 3581,sterile,100-1000 μL dispensing volume, (Length: 9.5 cm) | , |  |  | package of 800 tips,MBP, 3581,sterile,100-1000 μL dispensing volume, (Length: 9.5 cm)
,1000, non-sterile,,,,, | Z709107 |  | Sigma | MBP Pipette Tips |  | ,,,, | Labware , Liquid Handling Equipment , MBP (Molecular BioProducts) , MBP Pipette Tips , Manufacturer Browser , Pipette Tips , Pipettes, Pipettors and Tips |  | package of 800 tips,MBP, 3582,non-sterile,100-1000 μL dispensing volume, (Length: 9.5 cm) | , |  |  | package of 800 tips,MBP, 3582,non-sterile,100-1000 μL dispensing volume, (Length: 9.5 cm)
,200G pure, volume range 200 μL,,,,, | Z711039 |  | Sigma | MBP Pipette Tips |  | ,,,, | ART PCR Pipette Tips , Labware , Liquid Handling Equipment , MBP (Molecular BioProducts) , MBP Pipette Tips , Manufacturer Browser , Molecular Biology Supplies , PCR (Polymerase Chain Reaction) Supplies , PCR Pipette Tips , Pipette Tips , Pipettes, Pipettors and Tips |  | MBP, 3531,200 μL,colorless tip,barrier: No,pack of 960,sterile | , |  |  | MBP, 3531,200 μL,colorless tip,barrier: No,pack of 960,sterile
,volume 0.2 mL, 0.2mL PCR tubes, nuclease and pyrogen-free,,,,, | P3114 |  | Sigma | PurePak PCR microtubes |  | ,,,, | Genomics, PCR and Arrays , Labware , MBP (Molecular BioProducts) , Manufacturer Browser , Molecular Biology Supplies , PCR (Polymerase Chain Reaction) Supplies , PCR Tubes , Plant Biotechnology , Plant Laboratory Supplies and Books , PurePak PCR microtubes , PurePak PCR tubes , Supplies for PCR , 分子生物学 |  | case of 10 packs,pkg of 1,000 tubes,non-sterile,thin walls,0.2 mL | , |  |  | case of 10 packs,pkg of 1,000 tubes,non-sterile,thin walls,0.2 mL
,volume 0.5 mL, 0.5 mL PCR tubes, nuclease and pyrogen-free,,,,, | P3364 |  | Sigma | PurePak PCR microtubes |  | ,,,, | Genomics, PCR and Arrays , Labware , MBP (Molecular BioProducts) , Manufacturer Browser , Molecular Biology Supplies , PCR (Polymerase Chain Reaction) Supplies , PCR Tubes , Plant Biotechnology , Plant Laboratory Supplies and Books , PurePak PCR microtubes , PurePak PCR tubes , Supplies for PCR , 分子生物学 |  | pkg of 1,000 tubes,0.5 mL,non-sterile,thin walls | , |  |  | pkg of 1,000 tubes,0.5 mL,non-sterile,thin walls
,volume range 1-200 μL,,,,, | S7939 |  | Sigma | Solvent Safe ™ pipette tips |  | ,,,, | Labware , Liquid Handling Equipment , MBP (Molecular BioProducts) , MBP Pipette Tips , Manufacturer Browser , Pipette Tips , Pipettes, Pipettors and Tips , Solvent Safe pipette tips |  | colorless tip,MBP, 5069B,1-200 μL,carbon fiber,barrier,2 5/16 in. (58.8 mm),pack of 500,non-sterile | , |  |  | colorless tip,MBP, 5069B,1-200 μL,carbon fiber,barrier,2 5/16 in. (58.8 mm),pack of 500,non-sterile
,volume range 1-200 μL, sterile,,,,, | S7814 |  | Sigma | Solvent Safe ™ pipette tips |  | ,,,, | Labware , Liquid Handling Equipment , MBP (Molecular BioProducts) , MBP Pipette Tips , Manufacturer Browser , Pipette Tips , Pipettes, Pipettors and Tips , Solvent Safe pipette tips |  | colorless tip,MBP, 5469,1-200 μL,carbon fiber,barrier,2 5/16 in. (58.8 mm),rack of 96,sterile | , |  |  | colorless tip,MBP, 5469,1-200 μL,carbon fiber,barrier,2 5/16 in. (58.8 mm),rack of 96,sterile
,volume range 100-1000 μL, sterile,,,,, | S8064 |  | Sigma | Solvent Safe ™ pipette tips |  | ,,,, | Labware , Liquid Handling Equipment , MBP (Molecular BioProducts) , MBP Pipette Tips , Manufacturer Browser , Pipette Tips , Pipettes, Pipettors and Tips , Solvent Safe pipette tips |  | colorless tip,MBP, 5479E,100-1000 μL,carbon fiber,barrier,3.5 in. (88.3 mm),pack of 100,sterile | , |  |  | colorless tip,MBP, 5479E,100-1000 μL,carbon fiber,barrier,3.5 in. (88.3 mm),pack of 100,sterile
,Model 301, reference,,,,, | Z311677 |  | Aldrich | Inlab ® half-cell and reference electrodes |  | ,,,, | InLab half-cell and reference electrodes , Labware , Manufacturer Browser , Mettler-Toledo , pH Electrodes , pH Supplies |  | Model 301,S7 head (requires cable),120 mm × 12 mm,available only in EU | , |  |  | Model 301,S7 head (requires cable),120 mm × 12 mm,available only in EU
,size S,,,,, | Z645583 |  | Aldrich | Microflex ® ComfortGrip powder-free latex gloves |  | ,,,, | ComfortGrip powder-free latex gloves , Disposable Gloves , Disposable Latex Gloves , Gloves , Labware , Manufacturer Browser , Microflex , Powder-Free Disposable Latex Gloves |  | powder-free,Microflex CFG-900-S,natural colored gloves,CE compliant,package of 100 ea,9.7 in. (245 mm) × 5.1 mil (0.13 mm),non-sterile,S | , |  |  | powder-free,Microflex CFG-900-S,natural colored gloves,CE compliant,package of 100 ea,9.7 in. (245 mm) × 5.1 mil (0.13 mm),non-sterile,S
,size M,,,,, | Z645591 |  | Aldrich | Microflex ® ComfortGrip powder-free latex gloves |  | ,,,, | ComfortGrip powder-free latex gloves , Disposable Gloves , Disposable Latex Gloves , Gloves , Labware , Manufacturer Browser , Microflex , Powder-Free Disposable Latex Gloves |  | powder-free,Microflex CFG-900-M,natural colored gloves,CE compliant,package of 100 ea,9.7 in. (245 mm) × 5.1 mil (0.13 mm),non-sterile,M | , |  |  | powder-free,Microflex CFG-900-M,natural colored gloves,CE compliant,package of 100 ea,9.7 in. (245 mm) × 5.1 mil (0.13 mm),non-sterile,M
,size L,,,,, | Z645605 |  | Aldrich | Microflex ® ComfortGrip powder-free latex gloves |  | ,,,, | ComfortGrip powder-free latex gloves , Disposable Gloves , Disposable Latex Gloves , Gloves , Labware , Manufacturer Browser , Microflex , Powder-Free Disposable Latex Gloves |  | powder-free,Microflex CFG-900-L,natural colored gloves,CE compliant,package of 100 ea,9.7 in. (245 mm) × 5.1 mil (0.13 mm),non-sterile,L | , |  |  | powder-free,Microflex CFG-900-L,natural colored gloves,CE compliant,package of 100 ea,9.7 in. (245 mm) × 5.1 mil (0.13 mm),non-sterile,L
,size XL,,,,, | Z645613 |  | Aldrich | Microflex ® ComfortGrip powder-free latex gloves |  | ,,,, | ComfortGrip powder-free latex gloves , Disposable Gloves , Disposable Latex Gloves , Gloves , Labware , Manufacturer Browser , Microflex , Powder-Free Disposable Latex Gloves |  | powder-free,Microflex CFG-900-XL,natural colored gloves,CE compliant,package of 100 ea,9.7 in. (245 mm) × 5.1 mil (0.13 mm),non-sterile,XL | , |  |  | powder-free,Microflex CFG-900-XL,natural colored gloves,CE compliant,package of 100 ea,9.7 in. (245 mm) × 5.1 mil (0.13 mm),non-sterile,XL
,size 6‑6 1/2 S,,,,, | Z288349 |  | Aldrich | Microflex ® Diamond Grip ® powder-free latex gloves |  | ,,,, | Diamond Grip powder-free latex gloves , Disposable Gloves , Disposable Latex Gloves , Gloves , Labware , Manufacturer Browser , Microflex , Powder-Free Disposable Latex Gloves |  | powder-free,Microflex, MF-300-S,vinyl,disposable,pack of 100,9.8 in. (248 mm) × 6.3 mil (0.16 mm),non-sterile,6‑6 1/2 S | , |  |  | powder-free,Microflex, MF-300-S,vinyl,disposable,pack of 100,9.8 in. (248 mm) × 6.3 mil (0.16 mm),non-sterile,6‑6 1/2 S
,size 7‑7 1/2 M,,,,, | Z288357 |  | Aldrich | Microflex ® Diamond Grip ® powder-free latex gloves |  | ,,,, | Diamond Grip powder-free latex gloves , Disposable Gloves , Disposable Latex Gloves , Gloves , Labware , Manufacturer Browser , Microflex , Powder-Free Disposable Latex Gloves |  | powder-free,Microflex, MF-300-M,vinyl,disposable,pack of 100,9.8 in. (248 mm) × 6.3 mil (0.16 mm),non-sterile,7‑7 1/2 M | , |  |  | powder-free,Microflex, MF-300-M,vinyl,disposable,pack of 100,9.8 in. (248 mm) × 6.3 mil (0.16 mm),non-sterile,7‑7 1/2 M
,size 8‑8- 1/2 L,,,,, | Z288365 |  | Aldrich | Microflex ® Diamond Grip ® powder-free latex gloves |  | ,,,, | Diamond Grip powder-free latex gloves , Disposable Gloves , Disposable Latex Gloves , Gloves , Labware , Manufacturer Browser , Microflex , Powder-Free Disposable Latex Gloves |  | powder-free,Microflex, MF-300-L,vinyl,disposable,pack of 100,9.8 in. (248 mm) × 6.3 mil (0.16 mm),non-sterile,8‑8- 1/2 L | , |  |  | powder-free,Microflex, MF-300-L,vinyl,disposable,pack of 100,9.8 in. (248 mm) × 6.3 mil (0.16 mm),non-sterile,8‑8- 1/2 L
,size 9‑9 1/2 XL,,,,, | Z288373 |  | Aldrich | Microflex ® Diamond Grip ® powder-free latex gloves |  | ,,,, | Diamond Grip powder-free latex gloves , Disposable Gloves , Disposable Latex Gloves , Gloves , Labware , Manufacturer Browser , Microflex , Powder-Free Disposable Latex Gloves |  | powder-free,Microflex, MF-300-XL,vinyl,disposable,pack of 100,9.8 in. (248 mm) × 6.3 mil (0.16 mm),non-sterile,9‑9 1/2 XL | , |  |  | powder-free,Microflex, MF-300-XL,vinyl,disposable,pack of 100,9.8 in. (248 mm) × 6.3 mil (0.16 mm),non-sterile,9‑9 1/2 XL
,size S,,,,, | Z675814 |  | Aldrich | Microflex ® Dura Flock ® nitrile gloves |  | ,,,, | Disposable Gloves , Disposable Nitrile Gloves , Dura Flock nitrile flock lined gloves , Flock Lined Disposable Nitrile Gloves , Gloves , Labware , Manufacturer Browser , Microflex |  | powder-free,Microflex DFK-608-S,green gloves,latex free,package of 50 ea,9.7 in. (245 mm) × 4.7 mil (0.12 mm),non-sterile,S | , |  |  | powder-free,Microflex DFK-608-S,green gloves,latex free,package of 50 ea,9.7 in. (245 mm) × 4.7 mil (0.12 mm),non-sterile,S
,size M,,,,, | Z675822 |  | Aldrich | Microflex ® Dura Flock ® nitrile gloves |  | ,,,, | Disposable Gloves , Disposable Nitrile Gloves , Dura Flock nitrile flock lined gloves , Flock Lined Disposable Nitrile Gloves , Gloves , Labware , Manufacturer Browser , Microflex |  | powder-free,Microflex DFK-608-M,green gloves,latex free,package of 50 ea,9.7 in. (245 mm) × 4.7 mil (0.12 mm),non-sterile,M | , |  |  | powder-free,Microflex DFK-608-M,green gloves,latex free,package of 50 ea,9.7 in. (245 mm) × 4.7 mil (0.12 mm),non-sterile,M
,size L,,,,, | Z675830 |  | Aldrich | Microflex ® Dura Flock ® nitrile gloves |  | ,,,, | Disposable Gloves , Disposable Nitrile Gloves , Dura Flock nitrile flock lined gloves , Flock Lined Disposable Nitrile Gloves , Gloves , Labware , Manufacturer Browser , Microflex |  | powder-free,Microflex DFK-608-L,green gloves,latex free,package of 50 ea,9.7 in. (245 mm) × 4.7 mil (0.12 mm),non-sterile,L | , |  |  | powder-free,Microflex DFK-608-L,green gloves,latex free,package of 50 ea,9.7 in. (245 mm) × 4.7 mil (0.12 mm),non-sterile,L
,size XL,,,,, | Z675849 |  | Aldrich | Microflex ® Dura Flock ® nitrile gloves |  | ,,,, | Disposable Gloves , Disposable Nitrile Gloves , Dura Flock nitrile flock lined gloves , Flock Lined Disposable Nitrile Gloves , Gloves , Labware , Manufacturer Browser , Microflex |  | powder-free,Microflex DFK-608-XL,green gloves,latex free,package of 50 ea,9.7 in. (245 mm) × 4.7 mil (0.12 mm),non-sterile,XL | , |  |  | powder-free,Microflex DFK-608-XL,green gloves,latex free,package of 50 ea,9.7 in. (245 mm) × 4.7 mil (0.12 mm),non-sterile,XL
,size XXL,,,,, | Z675857 |  | Aldrich | Microflex ® Dura Flock ® nitrile gloves |  | ,,,, | Disposable Gloves , Disposable Nitrile Gloves , Dura Flock nitrile flock lined gloves , Flock Lined Disposable Nitrile Gloves , Gloves , Labware , Manufacturer Browser , Microflex |  | powder-free,Microflex DFK-608-XXL,green gloves,latex free,package of 50 ea,9.7 in. (245 mm) × 4.7 mil (0.12 mm),non-sterile,XXL | , |  |  | powder-free,Microflex DFK-608-XXL,green gloves,latex free,package of 50 ea,9.7 in. (245 mm) × 4.7 mil (0.12 mm),non-sterile,XXL
Microflex ® Evolution One ® latex gloves, powder-free,size XS,,,,, | Z564346 |  | Aldrich | Microflex ® Evolution One ® latex gloves, powder-free, XS |  | ,,,, | Disposable Gloves , Disposable Latex Gloves , Evolution One latex gloves, powder-free , Extended Cuff Disposable Latex Gloves , Gloves , Labware , Manufacturer Browser , Microflex , Powder-Free Disposable Latex Gloves |  | powder-free,Microflex, EV-2050-XS,natural rubber,CE compliant,package of 100 ea,10 in. (255 mm) × 5.5 mil (0.14 mm),non-sterile,XS | , |  |  | powder-free,Microflex, EV-2050-XS,natural rubber,CE compliant,package of 100 ea,10 in. (255 mm) × 5.5 mil (0.14 mm),non-sterile,XS
Microflex ® Evolution One ® latex gloves, powder-free,size M,,,,, | Z564362 |  | Aldrich | Microflex ® Evolution One ® latex gloves, powder-free, XS |  | ,,,, | Disposable Gloves , Disposable Latex Gloves , Evolution One latex gloves, powder-free , Extended Cuff Disposable Latex Gloves , Gloves , Labware , Manufacturer Browser , Microflex , Powder-Free Disposable Latex Gloves |  | powder-free,Microflex, EV-2050-M,natural rubber,CE compliant,package of 100 ea,10 in. (255 mm) × 5.5 mil (0.14 mm),non-sterile,M | , |  |  | powder-free,Microflex, EV-2050-M,natural rubber,CE compliant,package of 100 ea,10 in. (255 mm) × 5.5 mil (0.14 mm),non-sterile,M
Microflex ® Evolution One ® latex gloves, powder-free,size L,,,,, | Z564370 |  | Aldrich | Microflex ® Evolution One ® latex gloves, powder-free, XS |  | ,,,, | Disposable Gloves , Disposable Latex Gloves , Evolution One latex gloves, powder-free , Extended Cuff Disposable Latex Gloves , Gloves , Labware , Manufacturer Browser , Microflex , Powder-Free Disposable Latex Gloves |  | powder-free,Microflex, EV-2050-L,natural rubber,CE compliant,package of 100 ea,10 in. (255 mm) × 5.5 mil (0.14 mm),non-sterile,L | , |  |  | powder-free,Microflex, EV-2050-L,natural rubber,CE compliant,package of 100 ea,10 in. (255 mm) × 5.5 mil (0.14 mm),non-sterile,L
Microflex ® Evolution One ® latex gloves, powder-free,size XL,,,,, | Z564389 |  | Aldrich | Microflex ® Evolution One ® latex gloves, powder-free, XS |  | ,,,, | Disposable Gloves , Disposable Latex Gloves , Evolution One latex gloves, powder-free , Extended Cuff Disposable Latex Gloves , Gloves , Labware , Manufacturer Browser , Microflex , Powder-Free Disposable Latex Gloves |  | powder-free,Microflex, EV-2050-XL,natural rubber,CE compliant,package of 100 ea,10 in. (255 mm) × 5.5 mil (0.14 mm),non-sterile,XL | , |  |  | powder-free,Microflex, EV-2050-XL,natural rubber,CE compliant,package of 100 ea,10 in. (255 mm) × 5.5 mil (0.14 mm),non-sterile,XL
,size 5‑5.5 XS,,,,, | Z560804 |  | Aldrich | Microflex ® NeoPro ® powder-free chloroprene gloves |  | ,,,, | Chloroprene Heavyweight Gloves , Gloves , Heavyweight Gloves , Labware , Manufacturer Browser , Microflex , Microflex NeoPro Powder-Free Chloroprene Gloves , NeoPro powder-free chloroprene gloves , Specialist Gloves |  | powder-free,Microflex, NPG-888-XS,green (chloroprene),disposable,pkg of 100 ea,9.7 in. (245 mm) × 5.1 mil (0.13 mm),non-sterile,5‑5.5 XS | , |  |  | powder-free,Microflex, NPG-888-XS,green (chloroprene),disposable,pkg of 100 ea,9.7 in. (245 mm) × 5.1 mil (0.13 mm),non-sterile,5‑5.5 XS
,size 6‑6.5 S,,,,, | Z536318 |  | Aldrich | Microflex ® NeoPro ® powder-free chloroprene gloves |  | ,,,, | Chloroprene Heavyweight Gloves , Gloves , Heavyweight Gloves , Labware , Manufacturer Browser , Microflex , Microflex NeoPro Powder-Free Chloroprene Gloves , NeoPro powder-free chloroprene gloves , Specialist Gloves |  | powder-free,Microflex, NPG-888-S,green (chloroprene),disposable,pkg of 100 ea,9.7 in. (245 mm) × 5.1 mil (0.13 mm),non-sterile,6‑6.5 S | , |  |  | powder-free,Microflex, NPG-888-S,green (chloroprene),disposable,pkg of 100 ea,9.7 in. (245 mm) × 5.1 mil (0.13 mm),non-sterile,6‑6.5 S
,size 7‑7.5 M,,,,, | Z536415 |  | Aldrich | Microflex ® NeoPro ® powder-free chloroprene gloves |  | ,,,, | Chloroprene Heavyweight Gloves , Gloves , Heavyweight Gloves , Labware , Manufacturer Browser , Microflex , Microflex NeoPro Powder-Free Chloroprene Gloves , NeoPro powder-free chloroprene gloves , Specialist Gloves |  | powder-free,Microflex, NPG-888-M,green (chloroprene),disposable,pkg of 100 ea,9.7 in. (245 mm) × 5.1 mil (0.13 mm),non-sterile,7‑7.5 M | , |  |  | powder-free,Microflex, NPG-888-M,green (chloroprene),disposable,pkg of 100 ea,9.7 in. (245 mm) × 5.1 mil (0.13 mm),non-sterile,7‑7.5 M
,size 8‑8.5 L,,,,, | Z536520 |  | Aldrich | Microflex ® NeoPro ® powder-free chloroprene gloves |  | ,,,, | Chloroprene Heavyweight Gloves , Gloves , Heavyweight Gloves , Labware , Manufacturer Browser , Microflex , Microflex NeoPro Powder-Free Chloroprene Gloves , NeoPro powder-free chloroprene gloves , Specialist Gloves |  | powder-free,Microflex, NPG-888-L,green (chloroprene),disposable,pkg of 100 ea,9.7 in. (245 mm) × 5.1 mil (0.13 mm),non-sterile,not available in EU,8‑8.5 L | , |  |  | powder-free,Microflex, NPG-888-L,green (chloroprene),disposable,pkg of 100 ea,9.7 in. (245 mm) × 5.1 mil (0.13 mm),non-sterile,not available in EU,8‑8.5 L
,size 9‑9.5 XL,,,,, | Z536644 |  | Aldrich | Microflex ® NeoPro ® powder-free chloroprene gloves |  | ,,,, | Chloroprene Heavyweight Gloves , Gloves , Heavyweight Gloves , Labware , Manufacturer Browser , Microflex , Microflex NeoPro Powder-Free Chloroprene Gloves , NeoPro powder-free chloroprene gloves , Specialist Gloves |  | powder-free,Microflex, NPG-888-XL,green (chloroprene),disposable,pkg of 100 ea,9.7 in. (245 mm) × 5.1 mil (0.13 mm),non-sterile,9‑9.5 XL | , |  |  | powder-free,Microflex, NPG-888-XL,green (chloroprene),disposable,pkg of 100 ea,9.7 in. (245 mm) × 5.1 mil (0.13 mm),non-sterile,9‑9.5 XL
,size S,,,,, | Z412384 |  | Aldrich | Microflex ® Supreno ™ powder-free nitrile gloves |  | ,,,, | Disposable Gloves , Disposable Nitrile Gloves , Gloves , Labware , Manufacturer Browser , Microflex , Microflex Supreno nitrile gloves , Powder-Free Disposable Nitrile Gloves , Supreno powder-free nitrile gloves |  | powder-free,Microflex, SU-690-S,blue gloves,disposable,pkg of 100 ea,9.7 in. (245 mm) × 5.5 mil (0.14 mm),non-sterile,S | , |  |  | powder-free,Microflex, SU-690-S,blue gloves,disposable,pkg of 100 ea,9.7 in. (245 mm) × 5.5 mil (0.14 mm),non-sterile,S
,size M,,,,, | Z412392 |  | Aldrich | Microflex ® Supreno ™ powder-free nitrile gloves |  | ,,,, | Disposable Gloves , Disposable Nitrile Gloves , Gloves , Labware , Manufacturer Browser , Microflex , Microflex Supreno nitrile gloves , Powder-Free Disposable Nitrile Gloves , Supreno powder-free nitrile gloves |  | powder-free,Microflex, SU-690-M,blue gloves,disposable,pkg of 100 ea,9.7 in. (245 mm) × 5.5 mil (0.14 mm),non-sterile,M | , |  |  | powder-free,Microflex, SU-690-M,blue gloves,disposable,pkg of 100 ea,9.7 in. (245 mm) × 5.5 mil (0.14 mm),non-sterile,M
,size L,,,,, | Z412406 |  | Aldrich | Microflex ® Supreno ™ powder-free nitrile gloves |  | ,,,, | Disposable Gloves , Disposable Nitrile Gloves , Gloves , Labware , Manufacturer Browser , Microflex , Microflex Supreno nitrile gloves , Powder-Free Disposable Nitrile Gloves , Supreno powder-free nitrile gloves |  | powder-free,Microflex, SU-690-L,blue gloves,disposable,pkg of 100 ea,9.7 in. (245 mm) × 5.5 mil (0.14 mm),non-sterile,L | , |  |  | powder-free,Microflex, SU-690-L,blue gloves,disposable,pkg of 100 ea,9.7 in. (245 mm) × 5.5 mil (0.14 mm),non-sterile,L
,size XL,,,,, | Z412414 |  | Aldrich | Microflex ® Supreno ™ powder-free nitrile gloves |  | ,,,, | Disposable Gloves , Disposable Nitrile Gloves , Gloves , Labware , Manufacturer Browser , Microflex , Microflex Supreno nitrile gloves , Powder-Free Disposable Nitrile Gloves , Supreno powder-free nitrile gloves |  | powder-free,Microflex, SU-690-XL,blue gloves,disposable,pkg of 100 ea,9.7 in. (245 mm) × 5.5 mil (0.14 mm),non-sterile,XL | , |  |  | powder-free,Microflex, SU-690-XL,blue gloves,disposable,pkg of 100 ea,9.7 in. (245 mm) × 5.5 mil (0.14 mm),non-sterile,XL
,size S,,,,, | Z674923 |  | Aldrich | Microflex ® Synetron ® Plus latex extended cuff examination gloves |  | ,,,, | Disposable Gloves , Disposable Latex Gloves , Extended Cuff Disposable Latex Gloves , Gloves , Labware , Manufacturer Browser , Microflex , Synetron Plus latex extended cuff examination gloves |  | powder-free,Microflex, SYP-INT-S,natural colored gloves,CE compliant,pack of 1 ea,11.4 in. (290 mm) × 9.1 mil (0.23 mm),non-sterile,not available in USA and Canada,S | , |  |  | powder-free,Microflex, SYP-INT-S,natural colored gloves,CE compliant,pack of 1 ea,11.4 in. (290 mm) × 9.1 mil (0.23 mm),non-sterile,not available in USA and Canada,S
,size M,,,,, | Z674931 |  | Aldrich | Microflex ® Synetron ® Plus latex extended cuff examination gloves |  | ,,,, | Disposable Gloves , Disposable Latex Gloves , Extended Cuff Disposable Latex Gloves , Gloves , Labware , Manufacturer Browser , Microflex , Synetron Plus latex extended cuff examination gloves |  | powder-free,Microflex, SYP-INT-M,natural colored gloves,CE compliant,pack of 1 ea,11.4 in. (290 mm) × 9.1 mil (0.23 mm),non-sterile,not available in USA and Canada,M | , |  |  | powder-free,Microflex, SYP-INT-M,natural colored gloves,CE compliant,pack of 1 ea,11.4 in. (290 mm) × 9.1 mil (0.23 mm),non-sterile,not available in USA and Canada,M
,size L,,,,, | Z674958 |  | Aldrich | Microflex ® Synetron ® Plus latex extended cuff examination gloves |  | ,,,, | Disposable Gloves , Disposable Latex Gloves , Extended Cuff Disposable Latex Gloves , Gloves , Labware , Manufacturer Browser , Microflex , Synetron Plus latex extended cuff examination gloves |  | powder-free,Microflex, SYP-INT-L,natural colored gloves,CE compliant,pack of 1 ea,11.4 in. (290 mm) × 9.1 mil (0.23 mm),non-sterile,not available in USA and Canada,L | , |  |  | powder-free,Microflex, SYP-INT-L,natural colored gloves,CE compliant,pack of 1 ea,11.4 in. (290 mm) × 9.1 mil (0.23 mm),non-sterile,not available in USA and Canada,L
,size XL,,,,, | Z674966 |  | Aldrich | Microflex ® Synetron ® Plus latex extended cuff examination gloves |  | ,,,, | Disposable Gloves , Disposable Latex Gloves , Extended Cuff Disposable Latex Gloves , Gloves , Labware , Manufacturer Browser , Microflex , Synetron Plus latex extended cuff examination gloves |  | powder-free,Microflex, SYP-INT-XL,natural colored gloves,CE compliant,pack of 1 ea,11.4 in. (290 mm) × 9.1 mil (0.23 mm),non-sterile,not available in USA and Canada,XL | , |  |  | powder-free,Microflex, SYP-INT-XL,natural colored gloves,CE compliant,pack of 1 ea,11.4 in. (290 mm) × 9.1 mil (0.23 mm),non-sterile,not available in USA and Canada,XL
,size S,,,,, | Z673676 |  | Aldrich | Microflex ® TRANQUILITY ™ powder-free white nitrile exam gloves |  | ,,,, | Disposable Gloves , Disposable Nitrile Gloves , Gloves , Labware , Manufacturer Browser , Microflex , Microflex Tranquility gloves , Powder-Free Disposable Nitrile Gloves , Tranquility powder-free white nitrile exam gloves |  | powder-free,Microflex, TQ-601-S,white gloves,disposable,package of 100 ea,9.5 in. (240 mm) × 3.1 mil (0.08 mm),non-sterile,not available in EU,S | , |  |  | powder-free,Microflex, TQ-601-S,white gloves,disposable,package of 100 ea,9.5 in. (240 mm) × 3.1 mil (0.08 mm),non-sterile,not available in EU,S
,size M,,,,, | Z673684 |  | Aldrich | Microflex ® TRANQUILITY ™ powder-free white nitrile exam gloves |  | ,,,, | Disposable Gloves , Disposable Nitrile Gloves , Gloves , Labware , Manufacturer Browser , Microflex , Microflex Tranquility gloves , Powder-Free Disposable Nitrile Gloves , Tranquility powder-free white nitrile exam gloves |  | powder-free,Microflex, TQ-601-M,white gloves,disposable,package of 100 ea,9.5 in. (240 mm) × 3.1 mil (0.08 mm),non-sterile,not available in EU,M | , |  |  | powder-free,Microflex, TQ-601-M,white gloves,disposable,package of 100 ea,9.5 in. (240 mm) × 3.1 mil (0.08 mm),non-sterile,not available in EU,M
,size L,,,,, | Z673692 |  | Aldrich | Microflex ® TRANQUILITY ™ powder-free white nitrile exam gloves |  | ,,,, | Disposable Gloves , Disposable Nitrile Gloves , Gloves , Labware , Manufacturer Browser , Microflex , Microflex Tranquility gloves , Powder-Free Disposable Nitrile Gloves , Tranquility powder-free white nitrile exam gloves |  | powder-free,Microflex, TQ-601-L,white gloves,disposable,package of 100 ea,9.5 in. (240 mm) × 3.1 mil (0.08 mm),non-sterile,not available in EU,L | , |  |  | powder-free,Microflex, TQ-601-L,white gloves,disposable,package of 100 ea,9.5 in. (240 mm) × 3.1 mil (0.08 mm),non-sterile,not available in EU,L
,size 6‑6.5 S,,,,, | Z265160 |  | Aldrich | Microflex ® ULTRA ONE ® powder-free latex gloves |  | ,,,, | Disposable Gloves , Disposable Latex Gloves , Extended Cuff Disposable Latex Gloves , Gloves , Labware , Manufacturer Browser , Microflex , Powder-Free Disposable Latex Gloves , ULTRA ONE powder-free latex gloves |  | powder-free,Microflex, UL-315-S,vinyl,disposable,pack of 50,11.8 in. (300 mm) × 9.8 mil (0.25 mm),non-sterile,6‑6.5 S | , |  |  | powder-free,Microflex, UL-315-S,vinyl,disposable,pack of 50,11.8 in. (300 mm) × 9.8 mil (0.25 mm),non-sterile,6‑6.5 S
,size 7‑7.5 M,,,,, | Z265179 |  | Aldrich | Microflex ® ULTRA ONE ® powder-free latex gloves |  | ,,,, | Disposable Gloves , Disposable Latex Gloves , Extended Cuff Disposable Latex Gloves , Gloves , Labware , Manufacturer Browser , Microflex , Powder-Free Disposable Latex Gloves , ULTRA ONE powder-free latex gloves |  | powder-free,Microflex, UL-315-M,vinyl,disposable,pack of 50,11.8 in. (300 mm) × 9.8 mil (0.25 mm),non-sterile,7‑7.5 M | , |  |  | powder-free,Microflex, UL-315-M,vinyl,disposable,pack of 50,11.8 in. (300 mm) × 9.8 mil (0.25 mm),non-sterile,7‑7.5 M
,size 8‑8.5 L,,,,, | Z265187 |  | Aldrich | Microflex ® ULTRA ONE ® powder-free latex gloves |  | ,,,, | Disposable Gloves , Disposable Latex Gloves , Extended Cuff Disposable Latex Gloves , Gloves , Labware , Manufacturer Browser , Microflex , Powder-Free Disposable Latex Gloves , ULTRA ONE powder-free latex gloves |  | powder-free,Microflex, UL-315-L,vinyl,disposable,pack of 50,11.8 in. (300 mm) × 9.8 mil (0.25 mm),non-sterile,8‑8.5 L | , |  |  | powder-free,Microflex, UL-315-L,vinyl,disposable,pack of 50,11.8 in. (300 mm) × 9.8 mil (0.25 mm),non-sterile,8‑8.5 L
,size 9‑9.5 XL,,,,, | Z265195 |  | Aldrich | Microflex ® ULTRA ONE ® powder-free latex gloves |  | ,,,, | Disposable Gloves , Disposable Latex Gloves , Extended Cuff Disposable Latex Gloves , Gloves , Labware , Manufacturer Browser , Microflex , Powder-Free Disposable Latex Gloves , ULTRA ONE powder-free latex gloves |  | powder-free,Microflex, UL-315-XL,vinyl,disposable,pack of 50,11.8 in. (300 mm) × 9.8 mil (0.25 mm),non-sterile,9‑9.5 XL | , |  |  | powder-free,Microflex, UL-315-XL,vinyl,disposable,pack of 50,11.8 in. (300 mm) × 9.8 mil (0.25 mm),non-sterile,9‑9.5 XL
,size S,,,,, | Z645621 |  | Aldrich | Microflex ® UltraSense ™ nitrile gloves |  | ,,,, | Disposable Gloves , Disposable Nitrile Gloves , Gloves , Labware , Manufacturer Browser , Microflex , Microflex UltraSense nitrile gloves , Powder-Free Disposable Nitrile Gloves , Superior Fit Disposable Nitrile Gloves , UltraSense nitrile gloves |  | Microflex, US-INT-S (European),Microflex US-220-S (USA),blue gloves,CE compliant,package of 100 ea,9.7 in. (245 mm) × 3.5 mil (0.09 mm),non-sterile,S | , |  |  | Microflex, US-INT-S (European),Microflex US-220-S (USA),blue gloves,CE compliant,package of 100 ea,9.7 in. (245 mm) × 3.5 mil (0.09 mm),non-sterile,S
,size M,,,,, | Z645648 |  | Aldrich | Microflex ® UltraSense ™ nitrile gloves |  | ,,,, | Disposable Gloves , Disposable Nitrile Gloves , Gloves , Labware , Manufacturer Browser , Microflex , Microflex UltraSense nitrile gloves , Powder-Free Disposable Nitrile Gloves , Superior Fit Disposable Nitrile Gloves , UltraSense nitrile gloves |  | Microflex, US-INT-M (European),Microflex US-220-M (USA),blue gloves,CE compliant,package of 100 ea,9.7 in. (245 mm) × 3.5 mil (0.09 mm),non-sterile,M | , |  |  | Microflex, US-INT-M (European),Microflex US-220-M (USA),blue gloves,CE compliant,package of 100 ea,9.7 in. (245 mm) × 3.5 mil (0.09 mm),non-sterile,M
,size L,,,,, | Z645656 |  | Aldrich | Microflex ® UltraSense ™ nitrile gloves |  | ,,,, | Disposable Gloves , Disposable Nitrile Gloves , Gloves , Labware , Manufacturer Browser , Microflex , Microflex UltraSense nitrile gloves , Powder-Free Disposable Nitrile Gloves , Superior Fit Disposable Nitrile Gloves , UltraSense nitrile gloves |  | Microflex, US-INT-L (European),Microflex US-220-L (USA),blue gloves,CE compliant,package of 100 ea,9.7 in. (245 mm) × 3.5 mil (0.09 mm),non-sterile,L | , |  |  | Microflex, US-INT-L (European),Microflex US-220-L (USA),blue gloves,CE compliant,package of 100 ea,9.7 in. (245 mm) × 3.5 mil (0.09 mm),non-sterile,L
,size XL,,,,, | Z645664 |  | Aldrich | Microflex ® UltraSense ™ nitrile gloves |  | ,,,, | Disposable Gloves , Disposable Nitrile Gloves , Gloves , Labware , Manufacturer Browser , Microflex , Microflex UltraSense nitrile gloves , Powder-Free Disposable Nitrile Gloves , Superior Fit Disposable Nitrile Gloves , UltraSense nitrile gloves |  | Microflex, US-INT-XL (European),Microflex US-220-XL (USA),blue gloves,CE compliant,package of 100 ea,9.7 in. (245 mm) × 3.5 mil (0.09 mm),non-sterile,XL | , |  |  | Microflex, US-INT-XL (European),Microflex US-220-XL (USA),blue gloves,CE compliant,package of 100 ea,9.7 in. (245 mm) × 3.5 mil (0.09 mm),non-sterile,XL
,size L,,,,, | Z687421 |  | Aldrich | Microflex ® XCEED ® nitrile gloves, powder-free |  | ,,,, | Disposable Gloves , Disposable Nitrile Gloves , Gloves , Labware , Microflex XCEED nitrile gloves , Powder-Free Disposable Nitrile Gloves |  | powder-free,Microflex, XC-310-L,blue gloves,CE compliant,package of 250 ea,9.3 in. (235 mm) × 2.8 mil (0.07 mm),non-sterile,L | , |  |  | powder-free,Microflex, XC-310-L,blue gloves,CE compliant,package of 250 ea,9.3 in. (235 mm) × 2.8 mil (0.07 mm),non-sterile,L
,size M,,,,, | Z687448 |  | Aldrich | Microflex ® XCEED ® nitrile gloves, powder-free |  | ,,,, | Disposable Gloves , Disposable Nitrile Gloves , Gloves , Labware , Microflex XCEED nitrile gloves , Powder-Free Disposable Nitrile Gloves |  | powder-free,Microflex, XC-310-M,blue gloves,CE compliant,package of 250 ea,9.3 in. (235 mm) × 2.8 mil (0.07 mm),non-sterile,M | , |  |  | powder-free,Microflex, XC-310-M,blue gloves,CE compliant,package of 250 ea,9.3 in. (235 mm) × 2.8 mil (0.07 mm),non-sterile,M
,size S,,,,, | Z687456 |  | Aldrich | Microflex ® XCEED ® nitrile gloves, powder-free |  | ,,,, | Disposable Gloves , Disposable Nitrile Gloves , Gloves , Labware , Microflex XCEED nitrile gloves , Powder-Free Disposable Nitrile Gloves |  | powder-free,Microflex, XC-310-S,blue gloves,CE compliant,package of 250 ea,9.3 in. (235 mm) × 2.8 mil (0.07 mm),non-sterile,S | , |  |  | powder-free,Microflex, XC-310-S,blue gloves,CE compliant,package of 250 ea,9.3 in. (235 mm) × 2.8 mil (0.07 mm),non-sterile,S
,size XL,,,,, | Z687464 |  | Aldrich | Microflex ® XCEED ® nitrile gloves, powder-free |  | ,,,, | Disposable Gloves , Disposable Nitrile Gloves , Gloves , Labware , Microflex XCEED nitrile gloves , Powder-Free Disposable Nitrile Gloves |  | powder-free,Microflex, XC-310-XL,blue gloves,CE compliant,package of 250 ea,9.3 in. (235 mm) × 2.8 mil (0.07 mm),non-sterile,XL | , |  |  | powder-free,Microflex, XC-310-XL,blue gloves,CE compliant,package of 250 ea,9.3 in. (235 mm) × 2.8 mil (0.07 mm),non-sterile,XL
,size XS,,,,, | Z687472 |  | Aldrich | Microflex ® XCEED ® nitrile gloves, powder-free |  | ,,,, | Disposable Gloves , Disposable Nitrile Gloves , Gloves , Labware , Microflex XCEED nitrile gloves , Powder-Free Disposable Nitrile Gloves |  | powder-free,Microflex, XC-310-XS,blue gloves,CE compliant,package of 250 ea,9.3 in. (235 mm) × 2.8 mil (0.07 mm),non-sterile,XS | , |  |  | powder-free,Microflex, XC-310-XS,blue gloves,CE compliant,package of 250 ea,9.3 in. (235 mm) × 2.8 mil (0.07 mm),non-sterile,XS
,pore size 0.4 μm, diam. 12 mm,,,,, | Z354988 |  | Sigma | Millicell ® CM culture plate inserts |  | ,,,, | Cell Culture Supplies , Culture Plate Inserts , Labware , Manufacturer Browser , Millicell inserts , Millipore , Millipore Culture Supplies |  | polystyrene,Millipore, PICM01250,Non-treated surface treatment,clear,PTFE filter (hydrophilic Biopore),0.4 μm,pack of 50 × individually packaged,sterile,12 mm,24 wells | , |  |  | polystyrene,Millipore, PICM01250,Non-treated surface treatment,clear,PTFE filter (hydrophilic Biopore),0.4 μm,pack of 50 × individually packaged,sterile,12 mm,24 wells
,pore size 0.4 μm, diam. 30 mm,,,,, | Z354996 |  | Sigma | Millicell ® CM culture plate inserts |  | ,,,, | Cell Culture Supplies , Culture Plate Inserts , Labware , Manufacturer Browser , Millicell inserts , Millipore , Millipore Culture Supplies |  | Millipore, PICM03050,Non-treated surface treatment,clear,polystyrene plate,0.4 μm,sterile,30 mm,6 wells | , |  |  | Millipore, PICM03050,Non-treated surface treatment,clear,polystyrene plate,0.4 μm,sterile,30 mm,6 wells
,pore size 0.45 μm, diam. 12 mm,,,,, | Z355003 |  | Sigma | Millicell ® HA culture plate inserts |  | ,,,, | Cell Culture Supplies , Culture Plate Inserts , Labware , Manufacturer Browser , Millicell inserts , Millipore , Millipore Culture Supplies |  | Millipore, PIHA01250,Non-treated surface treatment,clear,polystyrene plate,0.45 μm,sterile,12 mm,24 wells | , |  |  | Millipore, PIHA01250,Non-treated surface treatment,clear,polystyrene plate,0.45 μm,sterile,12 mm,24 wells
,pore size 0.4 μm, diam. 12 mm, tissue-culture treated,,,,, | Z353078 |  | Sigma | Millipore ® Millicell ® cell culture plate inserts |  | ,,,, | Cell Culture Supplies , Culture Plate Inserts , Labware , Manufacturer Browser , Millicell inserts , Millipore , Millipore Culture Supplies |  | Millipore, PIHP01250,Tissue culture treated surface treatment,clear,polycarbonate plate,0.4 μm,sterile,12 mm,24 wells | , |  |  | Millipore, PIHP01250,Tissue culture treated surface treatment,clear,polycarbonate plate,0.4 μm,sterile,12 mm,24 wells
,pore size 0.4 μm, diam. 30 mm, tissue-culture treated,,,,, | Z353086 |  | Sigma | Millipore ® Millicell ® cell culture plate inserts |  | ,,,, | Cell Culture Supplies , Culture Plate Inserts , Labware , Manufacturer Browser , Millicell inserts , Millipore , Millipore Culture Supplies |  | Millipore, PIHP03050,Tissue culture treated surface treatment,clear,polycarbonate plate,0.4 μm,sterile,30 mm,6 wells | , |  |  | Millipore, PIHP03050,Tissue culture treated surface treatment,clear,polycarbonate plate,0.4 μm,sterile,30 mm,6 wells
,pore size 3.0 μm, diam. 12 mm, non-treated,,,,, | Z352985 |  | Sigma | Millipore ® Millicell ® cell culture plate inserts |  | ,,,, | Cell Culture Supplies , Culture Plate Inserts , Labware , Manufacturer Browser , Millicell inserts , Millipore , Millipore Culture Supplies |  | Millipore, PITT01250,clear,Non-treated surface treatment,3.0 μm,sterile,12 mm | , |  |  | Millipore, PITT01250,clear,Non-treated surface treatment,3.0 μm,sterile,12 mm
,pore size 3.0 μm, diam. 12 mm, tissue-culture treated,,,,, | Z353051 |  | Sigma | Millipore ® Millicell ® cell culture plate inserts |  | ,,,, | Cell Culture Supplies , Culture Plate Inserts , Labware , Manufacturer Browser , Millicell inserts , Millipore , Millipore Culture Supplies |  | polycarbonate plate,Millipore, PITP01250,Tissue culture treated surface treatment,clear,polycarbonate filter,3.0 μm,case of 50 ea for 24-well plate,0.6 cm 2,13 mm,sterile,12 mm,24 wells | , |  |  | polycarbonate plate,Millipore, PITP01250,Tissue culture treated surface treatment,clear,polycarbonate filter,3.0 μm,case of 50 ea for 24-well plate,0.6 cm 2,13 mm,sterile,12 mm,24 wells
,pore size 12.0 μm, diam. 12 mm, tissue-culture treated,,,,, | Z353027 |  | Sigma | Millipore ® Millicell ® cell culture plate inserts |  | ,,,, | Cell Culture Supplies , Culture Plate Inserts , Labware , Manufacturer Browser , Millicell inserts , Millipore , Millipore Culture Supplies |  | Millipore, PIXP01250,clear,Tissue culture treated surface treatment,12.0 μm,sterile,12 mm | , |  |  | Millipore, PIXP01250,clear,Tissue culture treated surface treatment,12.0 μm,sterile,12 mm
,L × W 10 ft × 1 ft,,,,,24897787 | N6645 |  | Sigma | Immobilon ® -NC HAHY membranes |  | ,,,, | Blotting Membranes and Paper , Electrophoresis Supplies , Immobilon PVDF Membranes , Labware , Manufacturer Browser , Membranes & Blotting Paper , Millipore , Millipore Electrophoresis Supplies , Western Blotting , 分子生物学 , 蛋白电泳 , 蛋白质组学 |  | Millipore, HAHY00010,10 ft × 1 ft,0.45 μm | , |  |  | Millipore, HAHY00010,10 ft × 1 ft,0.45 μm
,diam. 82 mm,,,,,24897814 | N7145 |  | Sigma | Immobilon ® -NC HATF membranes |  | ,,,, | Blotting Membranes and Paper , Electrophoresis Supplies , Labware , Manufacturer Browser , Millipore , Millipore Electrophoresis Supplies |  | Millipore, HATF08250,82 mm,0.45 μm | , |  |  | Millipore, HATF08250,82 mm,0.45 μm
,diam. 85 mm,,,,,24897821 | N7270 |  | Sigma | Immobilon ® -NC HATF membranes |  | ,,,, | Blotting Membranes and Paper , Electrophoresis Supplies , Labware , Manufacturer Browser , Millipore , Millipore Electrophoresis Supplies |  | Millipore, HATF08550,85 mm,0.45 μm | , |  |  | Millipore, HATF08550,85 mm,0.45 μm
,diam. 132 mm,,,,,24897827 | N7395 |  | Sigma | Immobilon ® -NC HATF membranes |  | ,,,, | Blotting Membranes and Paper , Electrophoresis Supplies , Labware , Manufacturer Browser , Millipore , Millipore Electrophoresis Supplies |  | Millipore, HATF13250,132 mm,0.45 μm | , |  |  | Millipore, HATF13250,132 mm,0.45 μm
,roll W × L 30 cm × 3.5 m,,,,, | N8647 |  | Sigma | Immobilon ® -S Nylon membranes |  | ,,,, | Blotting Membranes and Paper , Electrophoresis Supplies , Labware , Manufacturer Browser , Millipore , Millipore Electrophoresis Supplies |  | Millipore, INYC00010,0.45 μm,30 cm × 3.5 m | , |  |  | Millipore, INYC00010,0.45 μm,30 cm × 3.5 m
,size 9 cm × 12 cm,,,,, | P2438 |  | Sigma | Immobilon ® -P Polyvinylidene difluoride membranes |  | ,,,, | Blotting Membranes and Paper , Electrophoresis Supplies , Immobilon PVDF Membranes , Labware , Manufacturer Browser , Membranes & Blotting Paper , Millipore , Millipore Electrophoresis Supplies , Western Blotting , 分子生物学 , 蛋白电泳 , 蛋白质组学 |  | Millipore, IPVH09120,9 cm × 12 cm | , |  |  | Millipore, IPVH09120,9 cm × 12 cm
,L × W 10 cm × 10 cm,,,,, | P4188 |  | Sigma | Immobilon ® -P Polyvinylidene difluoride membranes |  | ,,,, | Blotting Membranes and Paper , Electrophoresis Supplies , Immobilon PVDF Membranes , Labware , Manufacturer Browser , Membranes & Blotting Paper , Millipore , Millipore Electrophoresis Supplies , Western Blotting , 分子生物学 , 蛋白电泳 , 蛋白质组学 |  | Millipore, IPVH10100,10 cm × 10 cm | , |  |  | Millipore, IPVH10100,10 cm × 10 cm
,size 15 cm × 15 cm,,,,, | P2563 |  | Sigma | Immobilon ® -P Polyvinylidene difluoride membranes |  | ,,,, | Blotting Membranes and Paper , Electrophoresis Supplies , Immobilon PVDF Membranes , Labware , Manufacturer Browser , Membranes & Blotting Paper , Millipore , Millipore Electrophoresis Supplies , Western Blotting , 分子生物学 , 蛋白电泳 , 蛋白质组学 |  | Millipore, IPVH15150,15 cm × 15 cm | , |  |  | Millipore, IPVH15150,15 cm × 15 cm
,size 20 cm × 20 cm,,,,, | P2688 |  | Sigma | Immobilon ® -P Polyvinylidene difluoride membranes |  | ,,,, | Blotting Membranes and Paper , Electrophoresis Supplies , Immobilon PVDF Membranes , Labware , Manufacturer Browser , Membranes & Blotting Paper , Millipore , Millipore Electrophoresis Supplies , Western Blotting , 分子生物学 , 蛋白电泳 , 蛋白质组学 |  | Millipore, IPVH20200,20 cm × 20 cm | , |  |  | Millipore, IPVH20200,20 cm × 20 cm
,size 26 cm × 26 cm,,,,, | P2813 |  | Sigma | Immobilon ® -P Polyvinylidene difluoride membranes |  | ,,,, | Blotting Membranes and Paper , Electrophoresis Supplies , Immobilon PVDF Membranes , Labware , Manufacturer Browser , Membranes & Blotting Paper , Millipore , Millipore Electrophoresis Supplies , Western Blotting , 分子生物学 , 蛋白电泳 , 蛋白质组学 |  | Millipore, IPVH304F0,26 cm × 26 cm | , |  |  | Millipore, IPVH304F0,26 cm × 26 cm
,size 26.5 cm × 375 cm,,,,, | P2938 |  | Sigma | Immobilon ® -P Polyvinylidene difluoride membranes |  | ,,,, | Blotting Membranes and Paper , Electrophoresis Supplies , Immobilon PVDF Membranes , Labware , Manufacturer Browser , Membranes & Blotting Paper , Millipore , Millipore Electrophoresis Supplies , Western Blotting , 分子生物学 , 蛋白电泳 , 蛋白质组学 |  | Millipore, IPVH00010,26.5 cm × 375 cm | , |  |  | Millipore, IPVH00010,26.5 cm × 375 cm
,size 10 cm × 10 cm,,,,, | P3063 |  | Sigma | Immobilon ® -PSQ Polyvinylidene difluoride membranes |  | ,,,, | Blotting Membranes and Paper , Electrophoresis Supplies , Immobilon PVDF Membranes , Labware , Manufacturer Browser , Membranes & Blotting Paper , Millipore , Millipore Electrophoresis Supplies , Western Blotting , 分子生物学 , 蛋白电泳 , 蛋白质组学 |  | Millipore, ISEQ10100,Millipore ISEQ10100,0.2 μm,10 cm × 10 cm | , |  |  | Millipore, ISEQ10100,Millipore ISEQ10100,0.2 μm,10 cm × 10 cm
,size 15 cm × 15 cm,,,,, | P3188 |  | Sigma | Immobilon ® -PSQ Polyvinylidene difluoride membranes |  | ,,,, | Blotting Membranes and Paper , Electrophoresis Supplies , Immobilon PVDF Membranes , Labware , Manufacturer Browser , Membranes & Blotting Paper , Millipore , Millipore Electrophoresis Supplies , Western Blotting , 分子生物学 , 蛋白电泳 , 蛋白质组学 |  | Millipore, ISEQ15150,0.2 μm,15 cm × 15 cm | , |  |  | Millipore, ISEQ15150,0.2 μm,15 cm × 15 cm
,size 20 cm × 20 cm,,,,, | P3313 |  | Sigma | Immobilon ® -PSQ Polyvinylidene difluoride membranes |  | ,,,, | Blotting Membranes and Paper , Electrophoresis Supplies , Immobilon PVDF Membranes , Labware , Manufacturer Browser , Membranes & Blotting Paper , Millipore , Millipore Electrophoresis Supplies , Western Blotting , 分子生物学 , 蛋白电泳 , 蛋白质组学 |  | Millipore, ISEQ20200,0.2 μm,20 cm × 20 cm | , |  |  | Millipore, ISEQ20200,0.2 μm,20 cm × 20 cm
,C 18 , pack of 8,,,,, | Z720038 |  | Sigma | Millipore ® Ziptips |  | ,,,, | Labware , Liquid Handling Equipment , Manufacturer Browser , Millipore , Millipore Forceps , Millipore ZipTip Pipette Tips , Pipette Tips , Pipettes, Pipettors and Tips , What’s New |  | Millipore, ZTC18s008,0.1-10 μL,colorless tip,barrier: No,pack of 8,non-sterile | , |  |  | Millipore, ZTC18s008,0.1-10 μL,colorless tip,barrier: No,pack of 8,non-sterile
,C 18 , pack of 96,,,,, | Z720070 |  | Sigma | Millipore ® Ziptips |  | ,,,, | Labware , Liquid Handling Equipment , Manufacturer Browser , Millipore , Millipore Forceps , Millipore ZipTip Pipette Tips , Pipette Tips , Pipettes, Pipettors and Tips , What’s New |  | Millipore, ZTC18S096,0.1-10 μL,colorless tip,barrier: No,pack of 96,non-sterile | , |  |  | Millipore, ZTC18S096,0.1-10 μL,colorless tip,barrier: No,pack of 96,non-sterile
,C 18 , rack of 96,,,,, | Z720046 |  | Sigma | Millipore ® Ziptips |  | ,,,, | Labware , Liquid Handling Equipment , Manufacturer Browser , Millipore , Millipore Forceps , Millipore ZipTip Pipette Tips , Pipette Tips , Pipettes, Pipettors and Tips , What’s New |  | Millipore, ZTC18s960,0.1-10 μL,colorless tip,barrier: No,rack of 96,non-sterile | , |  |  | Millipore, ZTC18s960,0.1-10 μL,colorless tip,barrier: No,rack of 96,non-sterile
,Micro-C 18 , pack of 8,,,,, | Z719986 |  | Sigma | Millipore ® Ziptips |  | ,,,, | Labware , Liquid Handling Equipment , Manufacturer Browser , Millipore , Millipore Forceps , Millipore ZipTip Pipette Tips , Pipette Tips , Pipettes, Pipettors and Tips , What’s New |  | Millipore, ZTC18m008,0.1-10 μL,colorless tip,barrier: No,pack of 8,non-sterile | , |  |  | Millipore, ZTC18m008,0.1-10 μL,colorless tip,barrier: No,pack of 8,non-sterile
,Micro-C 18 , pack of 96,,,,, | Z720003 |  | Sigma | Millipore ® Ziptips |  | ,,,, | Labware , Liquid Handling Equipment , Manufacturer Browser , Millipore , Millipore Forceps , Millipore ZipTip Pipette Tips , Pipette Tips , Pipettes, Pipettors and Tips , What’s New |  | Millipore, ZTC18M096,0.1-10 μL,colorless tip,barrier: No,pack of 96,non-sterile | , |  |  | Millipore, ZTC18M096,0.1-10 μL,colorless tip,barrier: No,pack of 96,non-sterile
,Micro-C 18 , pack of 960,,,,, | Z720011 |  | Sigma | Millipore ® Ziptips |  | ,,,, | Labware , Liquid Handling Equipment , Manufacturer Browser , Millipore , Millipore Forceps , Millipore ZipTip Pipette Tips , Pipette Tips , Pipettes, Pipettors and Tips , What’s New |  | Millipore, ZTC18M960,0.1-10 μL,colorless tip,barrier: No,pack of 960,non-sterile | , |  |  | Millipore, ZTC18M960,0.1-10 μL,colorless tip,barrier: No,pack of 960,non-sterile
,Hydrogen, no. of holes, 1,,,,, | Z543896 |  | Aldrich | Molymod ® Atoms and Bonds |  | ,,,, | Atoms and Bonds , Labware , Manufacturer Browser , Molecular Models , Molecular Models and Educational Aids , Molymod , Molymod models |  | pkg of 10 packs,Molymod,white,no. of holes 1,pack of 10,17 mm | , |  |  | pkg of 10 packs,Molymod,white,no. of holes 1,pack of 10,17 mm
,Bromine, no. of holes, 1, diam. 17 mm,,,,, | Z543934 |  | Aldrich | Molymod ® Atoms and Bonds |  | ,,,, | Atoms and Bonds , Labware , Manufacturer Browser , Molecular Models , Molecular Models and Educational Aids , Molymod , Molymod models |  | pkg of 10 packs,Molymod,orange,no. of holes 1,pack of 10,17 mm | , |  |  | pkg of 10 packs,Molymod,orange,no. of holes 1,pack of 10,17 mm
,Iodine, no. of holes, 1, diam. 17 mm,,,,, | Z543942 |  | Aldrich | Molymod ® Atoms and Bonds |  | ,,,, | Atoms and Bonds , Labware , Manufacturer Browser , Molecular Models , Molecular Models and Educational Aids , Molymod , Molymod models |  | pkg of 10 packs,Molymod,purple,no. of holes 1,pack of 10,17 mm | , |  |  | pkg of 10 packs,Molymod,purple,no. of holes 1,pack of 10,17 mm
,Fluorine, no. of holes, 1, diam. 17 mm,,,,, | Z543950 |  | Aldrich | Molymod ® Atoms and Bonds |  | ,,,, | Atoms and Bonds , Labware , Manufacturer Browser , Molecular Models , Molecular Models and Educational Aids , Molymod , Molymod models |  | pkg of 10 packs,Molymod,light green,no. of holes 1,pack of 10,17 mm | , |  |  | pkg of 10 packs,Molymod,light green,no. of holes 1,pack of 10,17 mm
,Oxygen, no. of holes, 1, diam. 20 mm,,,,, | Z543993 |  | Aldrich | Molymod ® Atoms and Bonds |  | ,,,, | Atoms and Bonds , Labware , Manufacturer Browser , Molecular Models , Molecular Models and Educational Aids , Molymod , Molymod models |  | pkg of 10 packs,Molymod,red,no. of holes 1,pack of 10,20 mm | , |  |  | pkg of 10 packs,Molymod,red,no. of holes 1,pack of 10,20 mm
,Halogen, no. of holes, 1, diam. 23 mm,,,,, | Z544019 |  | Aldrich | Molymod ® Atoms and Bonds |  | ,,,, | Atoms and Bonds , Labware , Manufacturer Browser , Molecular Models , Molecular Models and Educational Aids , Molymod , Molymod models |  | pkg of 10 packs,Molymod,green,no. of holes 1,pack of 10,23 mm | , |  |  | pkg of 10 packs,Molymod,green,no. of holes 1,pack of 10,23 mm
,Nitrogen, no. of holes, 1, diam. 23 mm,,,,, | Z544035 |  | Aldrich | Molymod ® Atoms and Bonds |  | ,,,, | Atoms and Bonds , Labware , Manufacturer Browser , Molecular Models , Molecular Models and Educational Aids , Molymod , Molymod models |  | pkg of 10 packs,Molymod,blue,no. of holes 1,pack of 10,23 mm | , |  |  | pkg of 10 packs,Molymod,blue,no. of holes 1,pack of 10,23 mm
,Oxygen, no. of holes, 2, diam. 23 mm, angle, 105.00,,,,, | Z544078 |  | Aldrich | Molymod ® Atoms and Bonds |  | ,,,, | Atoms and Bonds , Labware , Manufacturer Browser , Molecular Models , Molecular Models and Educational Aids , Molymod , Molymod models |  | pkg of 10 packs,Molymod,red,angle 105.00,pack of 10,23 mm | , |  |  | pkg of 10 packs,Molymod,red,angle 105.00,pack of 10,23 mm
,Sulfur, no. of holes, 2, diam. 23 mm, angle, 105.00,,,,, | Z544086 |  | Aldrich | Molymod ® Atoms and Bonds |  | ,,,, | Atoms and Bonds , Labware , Manufacturer Browser , Molecular Models , Molecular Models and Educational Aids , Molymod , Molymod models |  | pkg of 10 packs,Molymod,yellow,angle 105.00,pack of 10,23 mm | , |  |  | pkg of 10 packs,Molymod,yellow,angle 105.00,pack of 10,23 mm
,Metal, no. of holes, 2, diam. 23 mm, angle, 105.00,,,,, | Z544094 |  | Aldrich | Molymod ® Atoms and Bonds |  | ,,,, | Atoms and Bonds , Labware , Manufacturer Browser , Molecular Models , Molecular Models and Educational Aids , Molymod , Molymod models |  | pkg of 10 packs,Molymod,gray,angle 105.00,pack of 10,23 mm | , |  |  | pkg of 10 packs,Molymod,gray,angle 105.00,pack of 10,23 mm
,Nitrogen, no. of holes, 2, diam. 23 mm, angle, 105.00,,,,, | Z544108 |  | Aldrich | Molymod ® Atoms and Bonds |  | ,,,, | Atoms and Bonds , Labware , Manufacturer Browser , Molecular Models , Molecular Models and Educational Aids , Molymod , Molymod models |  | pkg of 10 packs,Molymod,blue,angle 105.00,pack of 10,23 mm | , |  |  | pkg of 10 packs,Molymod,blue,angle 105.00,pack of 10,23 mm
,Nitrogen, no. of holes, 3, diam. 23 mm, angle, 120.00,,,,, | Z544159 |  | Aldrich | Molymod ® Atoms and Bonds |  | ,,,, | Atoms and Bonds , Labware , Manufacturer Browser , Molecular Models , Molecular Models and Educational Aids , Molymod , Molymod models |  | pkg of 10 packs,Molymod,blue,angle 120.00,pack of 10,23 mm | , |  |  | pkg of 10 packs,Molymod,blue,angle 120.00,pack of 10,23 mm
,Carbon, no. of holes, 4, diam. 23 mm, angle, 109.5,,,,, | Z544167 |  | Aldrich | Molymod ® Atoms and Bonds |  | ,,,, | Atoms and Bonds , Labware , Manufacturer Browser , Molecular Models , Molecular Models and Educational Aids , Molymod , Molymod models |  | pkg of 10 packs,Molymod,black,angle 109.5,pack of 10,23 mm | , |  |  | pkg of 10 packs,Molymod,black,angle 109.5,pack of 10,23 mm
,Nitrogen, no. of holes, 4, diam. 23 mm, angle, 109.50,,,,, | Z544175 |  | Aldrich | Molymod ® Atoms and Bonds |  | ,,,, | Atoms and Bonds , Labware , Manufacturer Browser , Molecular Models , Molecular Models and Educational Aids , Molymod , Molymod models |  | pkg of 10 packs,Molymod,blue,angle 109.50,pack of 10,23 mm | , |  |  | pkg of 10 packs,Molymod,blue,angle 109.50,pack of 10,23 mm
,Sulfur, no. of holes, 4, diam. 23 mm, angle, 109.50,,,,, | Z544191 |  | Aldrich | Molymod ® Atoms and Bonds |  | ,,,, | Atoms and Bonds , Labware , Manufacturer Browser , Molecular Models , Molecular Models and Educational Aids , Molymod , Molymod models |  | pkg of 10 packs,Molymod,yellow,angle 109.50,pack of 10,23 mm | , |  |  | pkg of 10 packs,Molymod,yellow,angle 109.50,pack of 10,23 mm
,Silicon, no. of holes, 4, diam. 23 mm, angle, 109.50,,,,, | Z544213 |  | Aldrich | Molymod ® Atoms and Bonds |  | ,,,, | Atoms and Bonds , Labware , Manufacturer Browser , Molecular Models , Molecular Models and Educational Aids , Molymod , Molymod models |  | pkg of 10 packs,Molymod,gray,angle 109.50,pack of 10,23 mm | , |  |  | pkg of 10 packs,Molymod,gray,angle 109.50,pack of 10,23 mm
,Halogen, no. of holes, 4, diam. 23 mm, angle, 109.50,,,,, | Z544221 |  | Aldrich | Molymod ® Atoms and Bonds |  | ,,,, | Atoms and Bonds , Labware , Manufacturer Browser , Molecular Models , Molecular Models and Educational Aids , Molymod , Molymod models |  | pkg of 10 packs,Molymod,green,angle 109.50,pack of 10,23 mm | , |  |  | pkg of 10 packs,Molymod,green,angle 109.50,pack of 10,23 mm
,Phosphorus, no. of holes, 4, diam. 23 mm, angle, 109.50,,,,, | Z544248 |  | Aldrich | Molymod ® Atoms and Bonds |  | ,,,, | Atoms and Bonds , Labware , Manufacturer Browser , Molecular Models , Molecular Models and Educational Aids , Molymod , Molymod models |  | pkg of 10 packs,Molymod,purple,angle 109.50,pack of 10,23 mm | , |  |  | pkg of 10 packs,Molymod,purple,angle 109.50,pack of 10,23 mm
,Carbon, no. of holes, 5, diam. 23 mm, angle, 120/90,,,,, | Z544264 |  | Aldrich | Molymod ® Atoms and Bonds |  | ,,,, | Atoms and Bonds , Labware , Manufacturer Browser , Molecular Models , Molecular Models and Educational Aids , Molymod , Molymod models |  | pkg of 10 packs,Molymod,black,angle 120/90,pack of 10,23 mm | , |  |  | pkg of 10 packs,Molymod,black,angle 120/90,pack of 10,23 mm
,Metal, no. of holes, 6, diam. 23 mm, angle, 90.00,,,,, | Z544310 |  | Aldrich | Molymod ® Atoms and Bonds |  | ,,,, | Atoms and Bonds , Labware , Manufacturer Browser , Molecular Models , Molecular Models and Educational Aids , Molymod , Molymod models |  | pkg of 10 packs,Molymod,gray,angle 90.00,pack of 10,23 mm | , |  |  | pkg of 10 packs,Molymod,gray,angle 90.00,pack of 10,23 mm
,Sulfur, no. of holes, 6, diam. 23 mm, angle, 90.00,,,,, | Z544337 |  | Aldrich | Molymod ® Atoms and Bonds |  | ,,,, | Atoms and Bonds , Labware , Manufacturer Browser , Molecular Models , Molecular Models and Educational Aids , Molymod , Molymod models |  | pkg of 10 packs,Molymod,yellow,angle 90.00,pack of 10,23 mm | , |  |  | pkg of 10 packs,Molymod,yellow,angle 90.00,pack of 10,23 mm
,Hydrogen, no. of holes, 1, diam. 16 mm, angle, Atomlink ™,,,,, | Z544590 |  | Aldrich | Molymod ® Atoms and Bonds |  | ,,,, | Atoms and Bonds , Labware , Manufacturer Browser , Molecular Models , Molecular Models and Educational Aids , Molymod , Molymod models |  | pkg of 10 packs,Molymod,white,angle Atomlink ™,pack of 10,16 mm | , |  |  | pkg of 10 packs,Molymod,white,angle Atomlink ™,pack of 10,16 mm
,Flex bond, purple,,,,, | Z544353 |  | Aldrich | Molymod ® bonding links |  | ,,,, | Bonding links , Labware , Manufacturer Browser , Molecular Models , Molecular Models and Educational Aids , Molymod , Molymod models |  | pkg of 25,pkg of 4 pkg,35 mm,purple,Molymod | , |  |  | pkg of 25,pkg of 4 pkg,35 mm,purple,Molymod
,Rigid bond, purple,,,,, | Z544361 |  | Aldrich | Molymod ® bonding links |  | ,,,, | Bonding links , Labware , Manufacturer Browser , Molecular Models , Molecular Models and Educational Aids , Molymod , Molymod models |  | pkg of 25,pkg of 4 pkg,20 mm,purple,Molymod | , |  |  | pkg of 25,pkg of 4 pkg,20 mm,purple,Molymod
,Rigid bond, gray,,,,, | Z544388 |  | Aldrich | Molymod ® bonding links |  | ,,,, | Bonding links , Labware , Manufacturer Browser , Molecular Models , Molecular Models and Educational Aids , Molymod , Molymod models |  | pkg of 25,pkg of 4 pkg,20 mm,gray,Molymod | , |  |  | pkg of 25,pkg of 4 pkg,20 mm,gray,Molymod
,Rigid bond, white,,,,, | Z545140 |  | Aldrich | Molymod ® bonding links |  | ,,,, | Bonding links , Labware , Manufacturer Browser , Molecular Models , Molecular Models and Educational Aids , Molymod , Molymod models |  | pkg of 25,pkg of 4 pkg,20 mm,white,Molymod | , |  |  | pkg of 25,pkg of 4 pkg,20 mm,white,Molymod
,short bond, white,,,,, | Z544396 |  | Aldrich | Molymod ® bonding links |  | ,,,, | Bonding links , Labware , Manufacturer Browser , Molecular Models , Molecular Models and Educational Aids , Molymod , Molymod models |  | pkg of 25,pkg of 4 pkg,1 mm,white,Molymod | , |  |  | pkg of 25,pkg of 4 pkg,1 mm,white,Molymod
,Short bond, translucent,,,,, | Z544418 |  | Aldrich | Molymod ® bonding links |  | ,,,, | Bonding links , Labware , Manufacturer Browser , Molecular Models , Molecular Models and Educational Aids , Molymod , Molymod models |  | pkg of 25,pkg of 4 pkg,1 mm,translucent,Molymod | , |  |  | pkg of 25,pkg of 4 pkg,1 mm,translucent,Molymod
,V-bond, gray,,,,, | Z544426 |  | Aldrich | Molymod ® bonding links |  | ,,,, | Bonding links , Labware , Manufacturer Browser , Molecular Models , Molecular Models and Educational Aids , Molymod , Molymod models |  | pkg of 25,pkg of 4 pkg,3 mm,gray,Molymod | , |  |  | pkg of 25,pkg of 4 pkg,3 mm,gray,Molymod
,Cesium chloride,,,,, | Z545635 |  | Aldrich | Molymod ® Crystal Structures Pre-Assembled model set |  | ,,,, | Crystal Structures Pre-Assembled model set , Labware , Manufacturer Browser , Molecular Models , Molecular Models and Educational Aids , Molymod , Molymod models |  | Molymod,no. of atoms 30 | , |  |  | Molymod,no. of atoms 30
,Calcite (calcium carbonate),,,,, | Z545643 |  | Aldrich | Molymod ® Crystal Structures Pre-Assembled model set |  | ,,,, | Crystal Structures Pre-Assembled model set , Labware , Manufacturer Browser , Molecular Models , Molecular Models and Educational Aids , Molymod , Molymod models |  | Molymod,no. of atoms 66 | , |  |  | Molymod,no. of atoms 66
,Calcium fluoride (fluorite),,,,, | Z545651 |  | Aldrich | Molymod ® Crystal Structures Pre-Assembled model set |  | ,,,, | Crystal Structures Pre-Assembled model set , Labware , Manufacturer Browser , Molecular Models , Molecular Models and Educational Aids , Molymod , Molymod models |  | Molymod,no. of atoms 30 | , |  |  | Molymod,no. of atoms 30
,copper, Iron, Zinc (three compact models),,,,, | Z545686 |  | Aldrich | Molymod ® Crystal Structures Pre-Assembled model set |  | ,,,, | Crystal Structures Pre-Assembled model set , Labware , Manufacturer Browser , Molecular Models , Molecular Models and Educational Aids , Molymod , Molymod models |  | Molymod,no. of atoms 40 | , |  |  | Molymod,no. of atoms 40
,Sodium chloride,,,,, | Z545511 |  | Aldrich | Molymod ® Crystal Structures Self-Assembly Model Set |  | ,,,, | Crystal Structures Self-Assembly Model Set , Labware , Manufacturer Browser , Molecular Models , Molecular Models and Educational Aids , Molymod , Molymod models |  | Molymod,no. of atoms 36 | , |  |  | Molymod,no. of atoms 36
,Sodium chloride (Cl ions bigger than Na ion),,,,, | Z545538 |  | Aldrich | Molymod ® Crystal Structures Self-Assembly Model Set |  | ,,,, | Crystal Structures Self-Assembly Model Set , Labware , Manufacturer Browser , Molecular Models , Molecular Models and Educational Aids , Molymod , Molymod models |  | Molymod,no. of atoms 27 | , |  |  | Molymod,no. of atoms 27
,Diamond,,,,, | Z545546 |  | Aldrich | Molymod ® Crystal Structures Self-Assembly Model Set |  | ,,,, | Crystal Structures Self-Assembly Model Set , Labware , Manufacturer Browser , Molecular Models , Molecular Models and Educational Aids , Molymod , Molymod models |  | Molymod,no. of atoms 30 | , |  |  | Molymod,no. of atoms 30
,Graphite (three layers),,,,, | Z545562 |  | Aldrich | Molymod ® Crystal Structures Self-Assembly Model Set |  | ,,,, | Crystal Structures Self-Assembly Model Set , Labware , Manufacturer Browser , Molecular Models , Molecular Models and Educational Aids , Molymod , Molymod models |  | Molymod,no. of atoms 45 | , |  |  | Molymod,no. of atoms 45
,Buckminsterfullerence (C 60 ),,,,, | Z545570 |  | Aldrich | Molymod ® Crystal Structures Self-Assembly Model Set |  | ,,,, | Crystal Structures Self-Assembly Model Set , Labware , Manufacturer Browser , Molecular Models , Molecular Models and Educational Aids , Molymod , Molymod models |  | Molymod,no. of atoms 60 | , |  |  | Molymod,no. of atoms 60
,Zinc blend (zinc sulfide),,,,, | Z545589 |  | Aldrich | Molymod ® Crystal Structures Self-Assembly Model Set |  | ,,,, | Crystal Structures Self-Assembly Model Set , Labware , Manufacturer Browser , Molecular Models , Molecular Models and Educational Aids , Molymod , Molymod models |  | Molymod,no. of atoms 45 | , |  |  | Molymod,no. of atoms 45
,Ice,,,,, | Z545597 |  | Aldrich | Molymod ® Crystal Structures Self-Assembly Model Set |  | ,,,, | Crystal Structures Self-Assembly Model Set , Labware , Manufacturer Browser , Molecular Models , Molecular Models and Educational Aids , Molymod , Molymod models |  | Molymod,water units 26 | , |  |  | Molymod,water units 26
,Silicon Dioxide,,,,, | Z545619 |  | Aldrich | Molymod ® Crystal Structures Self-Assembly Model Set |  | ,,,, | Crystal Structures Self-Assembly Model Set , Labware , Manufacturer Browser , Molecular Models , Molecular Models and Educational Aids , Molymod , Molymod models |  | Molymod,no. of atoms 66 | , |  |  | Molymod,no. of atoms 66
,PVC,,,,, | Z544604 |  | Aldrich | Molymod ® Individual organic model set |  | ,,,, | Individual organic model set , Labware , Manufacturer Browser , Molecular Models , Molecular Models and Educational Aids , Molymod , Molymod models |  | Molymod,monomer units 5 | , |  |  | Molymod,monomer units 5
,Starch or cellulose,,,,, | Z544701 |  | Aldrich | Molymod ® Individual organic model set |  | ,,,, | Individual organic model set , Labware , Manufacturer Browser , Molecular Models , Molecular Models and Educational Aids , Molymod , Molymod models |  | Molymod,glucose units 3 | , |  |  | Molymod,glucose units 3
,Fat (Tripalmitin),,,,, | Z544728 |  | Aldrich | Molymod ® Individual organic model set |  | ,,,, | Individual organic model set , Labware , Manufacturer Browser , Molecular Models , Molecular Models and Educational Aids , Molymod , Molymod models |  | Molymod,molecule(s) 1 | , |  |  | Molymod,molecule(s) 1
,Amino acid models collection set,,,,, | Z544760 |  | Aldrich | Molymod ® Individual organic model set |  | ,,,, | Individual organic model set , Labware , Manufacturer Browser , Molecular Models , Molecular Models and Educational Aids , Molymod , Molymod models |  | Molymod,models 7 (L-config.) | , |  |  | Molymod,models 7 (L-config.)
,Amino acid collection set,,,,, | Z545449 |  | Aldrich | Molymod ® Individual organic model set |  | ,,,, | Individual organic model set , Labware , Manufacturer Browser , Molecular Models , Molecular Models and Educational Aids , Molymod , Molymod models |  | Molymod,models 20 | , |  |  | Molymod,models 20
,Protein (beta pleated sheet),,,,, | Z545465 |  | Aldrich | Molymod ® Individual organic model set |  | ,,,, | Individual organic model set , Labware , Manufacturer Browser , Molecular Models , Molecular Models and Educational Aids , Molymod , Molymod models |  | Molymod,peptides units 15 | , |  |  | Molymod,peptides units 15
,DNA (includes stand, 11cm H), base-pairs, 2,,,,, | Z545481 |  | Aldrich | Molymod ® Individual organic model set |  | ,,,, | Individual organic model set , Labware , Manufacturer Browser , Molecular Models , Molecular Models and Educational Aids , Molymod , Molymod models |  | Molymod,base-pairs 2 | , |  |  | Molymod,base-pairs 2
,DNA (includes stand, 46cm H),,,,, | Z545503 |  | Aldrich | Molymod ® Individual organic model set |  | ,,,, | Individual organic model set , Labware , Manufacturer Browser , Molecular Models , Molecular Models and Educational Aids , Molymod , Molymod models |  | Molymod,base-pairs 10 | , |  |  | Molymod,base-pairs 10
,student set, biochemistry,,,,, | Z544531 |  | Aldrich | Molymod ® molecular model set |  | ,,,, | Labware , Manufacturer Browser , Molecular Models , Molecular Models and Educational Aids , Molecular model set , Molymod , Molymod models |  | no. of bonds 50,Molymod,no. of atoms 72 | , |  |  | no. of bonds 50,Molymod,no. of atoms 72
,Student Organic/Inorganic,,,,, | Z544523 |  | Aldrich | Molymod ® molecular model set |  | ,,,, | Labware , Manufacturer Browser , Molecular Models , Molecular Models and Educational Aids , Molecular model set , Molymod , Molymod models |  | no. of bonds 38,Molymod,no. of atoms 52 | , |  |  | no. of bonds 38,Molymod,no. of atoms 52
,student set, p and pi orbital upgrade,,,,, | Z544442 |  | Aldrich | Molymod ® molecular model set |  | ,,,, | Labware , Manufacturer Browser , Molecular Models , Molecular Models and Educational Aids , Molecular model set , Molymod , Molymod models |  | Molymod,12 p and 12 pi lobes, flat, purple/pink | , |  |  | Molymod,12 p and 12 pi lobes, flat, purple/pink
,classroom set, basic organic chemistry,,,,, | Z545716 |  | Aldrich | Molymod ® molecular model set |  | ,,,, | Labware , Manufacturer Browser , Molecular Models , Molecular Models and Educational Aids , Molecular model set , Molymod , Molymod models |  | no. of bonds 24,Molymod,no. of atoms 19,pkg of 6 sets | , |  |  | no. of bonds 24,Molymod,no. of atoms 19,pkg of 6 sets
,classroom set, basic inorganic chemistry,,,,, | Z545724 |  | Aldrich | Molymod ® molecular model set |  | ,,,, | Labware , Manufacturer Browser , Molecular Models , Molecular Models and Educational Aids , Molecular model set , Molymod , Molymod models |  | no. of bonds 20,Molymod,no. of atoms 17,pkg of 6 sets | , |  |  | no. of bonds 20,Molymod,no. of atoms 17,pkg of 6 sets
,teacher/researcher set, biochemistry,,,,, | Z544485 |  | Aldrich | Molymod ® molecular model set |  | ,,,, | Labware , Manufacturer Browser , Molecular Models , Molecular Models and Educational Aids , Molecular model set , Molymod , Molymod models |  | no. of bonds 160,Molymod,no. of atoms 257 | , |  |  | no. of bonds 160,Molymod,no. of atoms 257
,teacher/researcher set, complex ions,,,,, | Z544477 |  | Aldrich | Molymod ® molecular model set |  | ,,,, | Labware , Manufacturer Browser , Molecular Models , Molecular Models and Educational Aids , Molecular model set , Molymod , Molymod models |  | no. of bonds 160,Molymod,no. of atoms 156 | , |  |  | no. of bonds 160,Molymod,no. of atoms 156
,teacher/researcher set, organic,,,,, | Z544450 |  | Aldrich | Molymod ® molecular model set |  | ,,,, | Labware , Manufacturer Browser , Molecular Models , Molecular Models and Educational Aids , Molecular model set , Molymod , Molymod models |  | no. of bonds 140,Molymod,no. of atoms 111 | , |  |  | no. of bonds 140,Molymod,no. of atoms 111
,teacher/researcher set, organic/inorganic,,,,, | Z544469 |  | Aldrich | Molymod ® molecular model set |  | ,,,, | Labware , Manufacturer Browser , Molecular Models , Molecular Models and Educational Aids , Molecular model set , Molymod , Molymod models |  | no. of bonds 86,Molymod,no. of atoms 106 | , |  |  | no. of bonds 86,Molymod,no. of atoms 106
,teacher/researcher set, organic stereochemistry,,,,, | Z544493 |  | Aldrich | Molymod ® molecular model set |  | ,,,, | Labware , Manufacturer Browser , Molecular Models , Molecular Models and Educational Aids , Molecular model set , Molymod , Molymod models |  | no. of bonds 192,Molymod,no. of atoms 168 | , |  |  | no. of bonds 192,Molymod,no. of atoms 168
,Organic structures,,,,, | Z544558 |  | Aldrich | Molyorbital ™ set |  | ,,,, | Labware , Manufacturer Browser , Molecular Models , Molecular Models and Educational Aids , Molymod , Molymod models , Molyorbital set |  | Molymod,4-model collection set | , |  |  | Molymod,4-model collection set
,Atomic Orbital,,,,, | Z544566 |  | Aldrich | Molyorbital ™ set |  | ,,,, | Labware , Manufacturer Browser , Molecular Models , Molecular Models and Educational Aids , Molymod , Molymod models , Molyorbital set |  | Molymod,14-model collection set | , |  |  | Molymod,14-model collection set
,Electron repulsion theory,,,,, | Z544574 |  | Aldrich | Molyorbital ™ set |  | ,,,, | Labware , Manufacturer Browser , Molecular Models , Molecular Models and Educational Aids , Molymod , Molymod models , Molyorbital set |  | Molymod,8-model collection set | , |  |  | Molymod,8-model collection set
,10 mL volume, accuracy: 0.1 mL, polymethylpentene,,,,, | Z131016 |  | Aldrich | Nalgene ® graduated cylinders |  | ,,,, | Labware , Nalgene Volumetric Cylinders , Volumetric , Volumetric Cylinders |  | transparent,Nalgene 3663,polymethylpentene,10 mL volume, accuracy: 0.1 mL,subdivision 0.2 mL | , |  |  | transparent,Nalgene 3663,polymethylpentene,10 mL volume, accuracy: 0.1 mL,subdivision 0.2 mL
,25 mL volume, accuracy: 0.3 mL, polymethylpentene,,,,, | Z131024 |  | Aldrich | Nalgene ® graduated cylinders |  | ,,,, | Labware , Nalgene Volumetric Cylinders , Volumetric , Volumetric Cylinders |  | transparent,Nalgene 3663,polymethylpentene,25 mL volume, accuracy: 0.3 mL,subdivision 0.5 mL | , |  |  | transparent,Nalgene 3663,polymethylpentene,25 mL volume, accuracy: 0.3 mL,subdivision 0.5 mL
,50 mL volume, accuracy: 0.4 mL, polymethylpentene,,,,, | Z131032 |  | Aldrich | Nalgene ® graduated cylinders |  | ,,,, | Labware , Nalgene Volumetric Cylinders , Volumetric , Volumetric Cylinders |  | transparent,Nalgene 3663,polymethylpentene,50 mL volume, accuracy: 0.4 mL,subdivision 1.0 mL | , |  |  | transparent,Nalgene 3663,polymethylpentene,50 mL volume, accuracy: 0.4 mL,subdivision 1.0 mL
,100 mL volume, accuracy: 0.6 mL, polymethylpentene,,,,, | Z131040 |  | Aldrich | Nalgene ® graduated cylinders |  | ,,,, | Labware , Nalgene Volumetric Cylinders , Volumetric , Volumetric Cylinders |  | transparent,Nalgene 3663,polymethylpentene,100 mL volume, accuracy: 0.6 mL,subdivision 1.0 mL | , |  |  | transparent,Nalgene 3663,polymethylpentene,100 mL volume, accuracy: 0.6 mL,subdivision 1.0 mL
,500 mL volume, accuracy: 2.6 mL, polymethylpentene,,,,, | Z131059 |  | Aldrich | Nalgene ® graduated cylinders |  | ,,,, | Labware , Nalgene Volumetric Cylinders , Volumetric , Volumetric Cylinders |  | transparent,Nalgene 3663,polymethylpentene,500 mL volume, accuracy: 2.6 mL,subdivision 5.0 mL | , |  |  | transparent,Nalgene 3663,polymethylpentene,500 mL volume, accuracy: 2.6 mL,subdivision 5.0 mL
,1000 mL volume, accuracy: 5.0 mL, polymethylpentene,,,,, | Z131067 |  | Aldrich | Nalgene ® graduated cylinders |  | ,,,, | Labware , Nalgene Volumetric Cylinders , Volumetric , Volumetric Cylinders |  | transparent,Nalgene 3663,polymethylpentene,1000 mL volume, accuracy: 5.0 mL,subdivision 10.0 mL | , |  |  | transparent,Nalgene 3663,polymethylpentene,1000 mL volume, accuracy: 5.0 mL,subdivision 10.0 mL
,2000 mL volume, accuracy: 12.0 mL, polymethylpentene,,,,, | Z720445 |  | Sigma | Nalgene ® graduated cylinders |  | ,,,, | Labware , Nalgene Volumetric Cylinders , Volumetric , Volumetric Cylinders |  | transparent,Nalgene, 3663,polymethylpentene,2000 mL volume, accuracy: 12.0 mL,subdivision 20.0 mL | , |  |  | transparent,Nalgene, 3663,polymethylpentene,2000 mL volume, accuracy: 12.0 mL,subdivision 20.0 mL
,4000 mL volume, accuracy: 29.0 mL, polymethylpentene,,,,, | Z720453 |  | Sigma | Nalgene ® graduated cylinders |  | ,,,, | Labware , Nalgene Volumetric Cylinders , Volumetric , Volumetric Cylinders |  | transparent,Nalgene, 3663,polymethylpentene,4000 mL volume, accuracy: 29.0 mL,subdivision 50.0 mL | , |  |  | transparent,Nalgene, 3663,polymethylpentene,4000 mL volume, accuracy: 29.0 mL,subdivision 50.0 mL
,10 mL volume, accuracy: 0.1 mL, polypropylene,,,,, | Z131075 |  | Aldrich | Nalgene ® graduated cylinders |  | ,,,, | Labware , Nalgene Volumetric Cylinders , Volumetric , Volumetric Cylinders |  | translucent,Nalgene 3662,polypropylene,10 mL volume, accuracy: 0.1 mL,subdivision 0.2 mL | , |  |  | translucent,Nalgene 3662,polypropylene,10 mL volume, accuracy: 0.1 mL,subdivision 0.2 mL
,25 mL volume, accuracy: 0.3 mL, polypropylene,,,,, | Z131083 |  | Aldrich | Nalgene ® graduated cylinders |  | ,,,, | Labware , Nalgene Volumetric Cylinders , Volumetric , Volumetric Cylinders |  | translucent,Nalgene 3662,polypropylene,25 mL volume, accuracy: 0.3 mL,subdivision 0.5 mL | , |  |  | translucent,Nalgene 3662,polypropylene,25 mL volume, accuracy: 0.3 mL,subdivision 0.5 mL
,50 mL volume, accuracy: 0.4 mL, polypropylene,,,,, | Z131091 |  | Aldrich | Nalgene ® graduated cylinders |  | ,,,, | Labware , Nalgene Volumetric Cylinders , Volumetric , Volumetric Cylinders |  | translucent,Nalgene 3662,polypropylene,50 mL volume, accuracy: 0.4 mL,subdivision 1.0 mL | , |  |  | translucent,Nalgene 3662,polypropylene,50 mL volume, accuracy: 0.4 mL,subdivision 1.0 mL
,100 mL volume, accuracy: 0.6 mL, polypropylene,,,,, | Z131105 |  | Aldrich | Nalgene ® graduated cylinders |  | ,,,, | Labware , Nalgene Volumetric Cylinders , Volumetric , Volumetric Cylinders |  | translucent,Nalgene 3662,polypropylene,100 mL volume, accuracy: 0.6 mL,subdivision 1.0 mL | , |  |  | translucent,Nalgene 3662,polypropylene,100 mL volume, accuracy: 0.6 mL,subdivision 1.0 mL
,500 mL volume, accuracy: 2.6 mL, polypropylene,,,,, | Z131113 |  | Aldrich | Nalgene ® graduated cylinders |  | ,,,, | Labware , Nalgene Volumetric Cylinders , Volumetric , Volumetric Cylinders |  | translucent,Nalgene 3662,polypropylene,500 mL volume, accuracy: 2.6 mL,subdivision 5.0 mL | , |  |  | translucent,Nalgene 3662,polypropylene,500 mL volume, accuracy: 2.6 mL,subdivision 5.0 mL
,1000 mL volume, accuracy: 5.0 mL, polypropylene,,,,, | Z131121 |  | Aldrich | Nalgene ® graduated cylinders |  | ,,,, | Labware , Nalgene Volumetric Cylinders , Volumetric , Volumetric Cylinders |  | translucent,Nalgene 3662,polypropylene,1000 mL volume, accuracy: 5.0 mL,subdivision 10.0 mL | , |  |  | translucent,Nalgene 3662,polypropylene,1000 mL volume, accuracy: 5.0 mL,subdivision 10.0 mL
,including Griffin beakers, graduated cylinders, wash bottles, jars, and racks,,,,, | Z756350 |  | Aldrich | Nalgene ® labware value pack start up kit |  | ,,,, | Beakers , Labware , Nalgene Volumetric Cylinders , Plastic Beakers , Volumetric , Volumetric Cylinders |  | Thermo Scientific, 1350-0001 | , |  |  | Thermo Scientific, 1350-0001
,capacity 1.8 L,,,,, | Z360376 |  | Sigma | Autoclave pans |  | ,,,, | Containers , Labware , Manufacturer Browser , Nalgene , Nalgene Containers , Pans and Trays |  | Nalgene,260 mm × 159 mm × 64 mm,1.8 L | , |  |  | Nalgene,260 mm × 159 mm × 64 mm,1.8 L
,capacity 2.8 L,,,,, | Z360384 |  | Sigma | Autoclave pans |  | ,,,, | Containers , Labware , Manufacturer Browser , Nalgene , Nalgene Containers , Pans and Trays |  | Nalgene,260 mm × 159 mm × 105 mm,2.8 L | , |  |  | Nalgene,260 mm × 159 mm × 105 mm,2.8 L
,capacity 3.1 L,,,,, | Z360392 |  | Sigma | Autoclave pans |  | ,,,, | Containers , Labware , Manufacturer Browser , Nalgene , Nalgene Containers , Pans and Trays |  | Nalgene,324 mm × 260 mm × 70 mm,3.1 L | , |  |  | Nalgene,324 mm × 260 mm × 70 mm,3.1 L
,capacity 5 L,,,,, | Z360406 |  | Sigma | Autoclave pans |  | ,,,, | Containers , Labware , Manufacturer Browser , Nalgene , Nalgene Containers , Pans and Trays |  | Nalgene,324 mm × 257 mm × 108 mm,5 L | , |  |  | Nalgene,324 mm × 257 mm × 108 mm,5 L
,size 456 mm × 152 mm × 67 mm, polypropylene,,,,, | Z360511 |  | Sigma | Instrument sterilizing pan |  | ,,,, | Containers , Labware , Manufacturer Browser , Nalgene , Nalgene Containers , Pans and Trays |  | Nalgene,polypropylene,456 mm × 152 mm × 67 mm | , |  |  | Nalgene,polypropylene,456 mm × 152 mm × 67 mm
,capacity 9.5 L,,,,, | Z360341 |  | Sigma | Sterilizing pans |  | ,,,, | Containers , Labware , Manufacturer Browser , Nalgene , Nalgene Containers , Pans and Trays |  | Nalgene,361 mm × 311 mm × 143 mm,9.5 L | , |  |  | Nalgene,361 mm × 311 mm × 143 mm,9.5 L
,capacity 14.2 L,,,,, | Z360368 |  | Sigma | Sterilizing pans |  | ,,,, | Containers , Labware , Manufacturer Browser , Nalgene , Nalgene Containers , Pans and Trays |  | Nalgene,543 mm × 435 mm × 130 mm,14.2 L | , |  |  | Nalgene,543 mm × 435 mm × 130 mm,14.2 L
,polycarbonate, can be washed and autoclaved repeatedly,,,,, | S7031 |  | Sigma | Storage box |  | ,,,, | Cryo Containers , Cryoware , Labware , Manufacturer Browser , Nalgene , Nalgene Containers |  | Nalgene,5 1/4 in. × 5 1/4 in. × 2 in.,polycarbonate | , |  |  | Nalgene,5 1/4 in. × 5 1/4 in. × 2 in.,polycarbonate
,L × W × H 127 mm × 73 mm × 175 mm,,,,, | Z360481 |  | Sigma | Utility boxes, plastic |  | ,,,, | Boxes , Containers , Labware , Manufacturer Browser , Nalgene , Nalgene Containers |  | Nalgene ® 5700,127 mm × 73 mm × 175 mm,styrene-acrylonitrile | , |  |  | Nalgene ® 5700,127 mm × 73 mm × 175 mm,styrene-acrylonitrile
,L × W × H 129 mm × 75 mm × 59 mm,,,,, | Z360457 |  | Sigma | Utility boxes, plastic |  | ,,,, | Boxes , Containers , Labware , Manufacturer Browser , Nalgene , Nalgene Containers |  | Nalgene ® 5700,129 mm × 75 mm × 59 mm,styrene-acrylonitrile | , |  |  | Nalgene ® 5700,129 mm × 75 mm × 59 mm,styrene-acrylonitrile
,L × W × H 191 mm × 156 mm × 37 mm,,,,, | Z360465 |  | Sigma | Utility boxes, plastic |  | ,,,, | Boxes , Containers , Labware , Manufacturer Browser , Nalgene , Nalgene Containers |  | Nalgene ® 5700,191 mm × 156 mm × 37 mm,styrene-acrylonitrile | , |  |  | Nalgene ® 5700,191 mm × 156 mm × 37 mm,styrene-acrylonitrile
,diam. 230 mm, 24 holes,,,,, | Z360422 |  | Sigma | Desiccator plate |  | ,,,, | Desiccators and Desiccants , Labware , Manufacturer Browser , Nalgene , Nalgene Desiccation , Plastic Desiccators |  | Nalgene, 5312-0230,230 mm,230 mm | , |  |  | Nalgene, 5312-0230,230 mm,230 mm
,overall I.D. × H 150 mm × 150 mm,,,,, | D2672 |  | Sigma | Nalgene ® desiccator |  | ,,,, | Desiccators and Desiccants , Labware , Manufacturer Browser , Nalgene , Nalgene Desiccation , Plastic Desiccators |  | Nalgene, 5315-0150,150 mm × 150 mm | , |  |  | Nalgene, 5315-0150,150 mm × 150 mm
,with stopcock, overall H 262 mm,,,,, | Z354074 |  | Sigma | Nalgene ® vacuum desiccator |  | ,,,, | Desiccators and Desiccants , Labware , Manufacturer Browser , Nalgene , Nalgene Desiccation , Plastic Desiccators |  | Nalgene 5310-0250,polycarbonate cover (250 mm diam.),262 mm,330 mm × 246 mm , including stopcock,autoclavable: No | , |  |  | Nalgene 5310-0250,polycarbonate cover (250 mm diam.),262 mm,330 mm × 246 mm , including stopcock,autoclavable: No
,overall H 329 mm,,,,, | D2797 |  | Sigma | Nalgene ® vacuum desiccator |  | ,,,, | Desiccators and Desiccants , Labware , Manufacturer Browser , Nalgene , Nalgene Desiccation , Plastic Desiccators |  | Nalgene 5311-0250,polycarbonate cover (250 mm diam.),329 mm,280 mm × 251 mm,autoclavable: No | , |  |  | Nalgene 5311-0250,polycarbonate cover (250 mm diam.),329 mm,280 mm × 251 mm,autoclavable: No
,without stopcock, overall H 262 mm,,,,, | D2547 |  | Sigma | Nalgene ® vacuum desiccator |  | ,,,, | Desiccators and Desiccants , Labware , Manufacturer Browser , Nalgene , Nalgene Desiccation , Plastic Desiccators |  | Nalgene, 5309-0250,polycarbonate cover (250 mm diam.),262 mm,330 mm × 246 mm,autoclavable | , |  |  | Nalgene, 5309-0250,polycarbonate cover (250 mm diam.),262 mm,330 mm × 246 mm,autoclavable
,capacity 1 L,,,,, | F9401 |  | Sigma | Nalgene ® Dewars |  | ,,,, | Cryoware , Labware , Manufacturer Browser , Nalgene , Nalgene Dewars |  | urethane foam-filled high-density polyethylene,Nalgene,polyethylene handle,1 L,7 5/8 in. (194 mm) × 3 3/4 in. (95 mm) | , |  |  | urethane foam-filled high-density polyethylene,Nalgene,polyethylene handle,1 L,7 5/8 in. (194 mm) × 3 3/4 in. (95 mm)
,capacity 2 L,,,,, | F9526 |  | Sigma | Nalgene ® Dewars |  | ,,,, | Cryoware , Labware , Manufacturer Browser , Nalgene , Nalgene Dewars |  | urethane foam-filled high-density polyethylene,Nalgene,polyethylene handle,2 L,8 7/8 in. (225 mm) × 4 3/4 in. (121 mm) | , |  |  | urethane foam-filled high-density polyethylene,Nalgene,polyethylene handle,2 L,8 7/8 in. (225 mm) × 4 3/4 in. (121 mm)
,capacity 4 L,,,,, | F9651 |  | Sigma | Nalgene ® Dewars |  | ,,,, | Cryoware , Labware , Manufacturer Browser , Nalgene , Nalgene Dewars |  | urethane foam-filled high-density polyethylene,Nalgene,polyethylene handle,4 L,11 3/8 in. (287 mm) × 5 3/4 in. (146 mm) | , |  |  | urethane foam-filled high-density polyethylene,Nalgene,polyethylene handle,4 L,11 3/8 in. (287 mm) × 5 3/4 in. (146 mm)
,capacity 10 L,,,,, | F9776 |  | Sigma | Nalgene ® Dewars |  | ,,,, | Cryoware , Labware , Manufacturer Browser , Nalgene , Nalgene Dewars |  | urethane foam-filled high-density polyethylene,Nalgene,no handle,10 L,15 1/2 in. (394 mm) × 7 3/4 in. (197 mm) | , |  |  | urethane foam-filled high-density polyethylene,Nalgene,no handle,10 L,15 1/2 in. (394 mm) × 7 3/4 in. (197 mm)
,L × W × H 12.5 cm × 12.5 cm × 5 cm,,,,, | Z358290 |  | Sigma | Nalgene ® staining box |  | ,,,, | Electrophoresis Supplies , Gel Staining , Labware , Manufacturer Browser , Nalgene , Nalgene Electrophoresis Supplies |  | Nalgene,12.5 cm × 12.5 cm × 5 cm | , |  |  | Nalgene,12.5 cm × 12.5 cm × 5 cm
,capacity 125 mL,,,,, | Z260681 |  | Aldrich | Nalgene ® FEP separatory funnel |  | ,,,, | Funnels , Labware , Manufacturer Browser , Nalgene , Nalgene Funnels , Separatory Funnels |  | Nalgene ® 4301,125 mL,28 mm | , |  |  | Nalgene ® 4301,125 mL,28 mm
,capacity 250 mL,,,,, | Z260703 |  | Aldrich | Nalgene ® FEP separatory funnel |  | ,,,, | Funnels , Labware , Manufacturer Browser , Nalgene , Nalgene Funnels , Separatory Funnels |  | Nalgene ® 4301,250 mL,33 mm | , |  |  | Nalgene ® 4301,250 mL,33 mm
,capacity 500 mL,,,,, | Z260711 |  | Aldrich | Nalgene ® FEP separatory funnel |  | ,,,, | Funnels , Labware , Manufacturer Browser , Nalgene , Nalgene Funnels , Separatory Funnels |  | Nalgene ® 4301,500 mL,43 mm | , |  |  | Nalgene ® 4301,500 mL,43 mm
,capacity 1,000 mL,,,,, | Z260738 |  | Aldrich | Nalgene ® FEP separatory funnel |  | ,,,, | Funnels , Labware , Manufacturer Browser , Nalgene , Nalgene Funnels , Separatory Funnels |  | Nalgene ® 4301,1,000 mL,53 mm | , |  |  | Nalgene ® 4301,1,000 mL,53 mm
,capacity 2,000 mL,,,,, | Z260746 |  | Aldrich | Nalgene ® FEP separatory funnel |  | ,,,, | Funnels , Labware , Manufacturer Browser , Nalgene , Nalgene Funnels , Separatory Funnels |  | Nalgene ® 4301,2,000 mL,53 mm | , |  |  | Nalgene ® 4301,2,000 mL,53 mm
,capacity 125 mL,,,,, | Z261017 |  | Aldrich | Nalgene ® polypropylene separatory funnel |  | ,,,, | Funnels , Labware , Manufacturer Browser , Nalgene , Nalgene Funnels , Separatory Funnels |  | Nalgene ® 4300,125 mL,28 mm | , |  |  | Nalgene ® 4300,125 mL,28 mm
,capacity 250 mL,,,,, | Z261025 |  | Aldrich | Nalgene ® polypropylene separatory funnel |  | ,,,, | Funnels , Labware , Manufacturer Browser , Nalgene , Nalgene Funnels , Separatory Funnels |  | Nalgene ® 4300,250 mL,33 mm | , |  |  | Nalgene ® 4300,250 mL,33 mm
,capacity 500 mL,,,,, | Z261033 |  | Aldrich | Nalgene ® polypropylene separatory funnel |  | ,,,, | Funnels , Labware , Manufacturer Browser , Nalgene , Nalgene Funnels , Separatory Funnels |  | Nalgene ® 4300,500 mL,43 mm | , |  |  | Nalgene ® 4300,500 mL,43 mm
,capacity 1,000 mL,,,,, | Z261041 |  | Aldrich | Nalgene ® polypropylene separatory funnel |  | ,,,, | Funnels , Labware , Manufacturer Browser , Nalgene , Nalgene Funnels , Separatory Funnels |  | Nalgene ® 4300,1,000 mL,53 mm | , |  |  | Nalgene ® 4300,1,000 mL,53 mm
,complete, capacity 4 L,,,,, | Z409383 |  | Aldrich | Nalgene ® safety waste systems |  | ,,,, | Containers , Disposal Containers , General Disposal Contaners , Labware , Manufacturer Browser , Nalgene , Nalgene Funnels , Safety Equipment , Safety/disposal |  | Nalgene,4 L | , |  |  | Nalgene,4 L
,complete, capacity 10 L,,,,, | Z409391 |  | Aldrich | Nalgene ® safety waste systems |  | ,,,, | Containers , Disposal Containers , General Disposal Contaners , Labware , Manufacturer Browser , Nalgene , Nalgene Funnels , Safety Equipment , Safety/disposal |  | Nalgene,10 L | , |  |  | Nalgene,10 L
,bottle only, capacity 10 L,,,,, | Z409405 |  | Aldrich | Nalgene ® safety waste systems |  | ,,,, | Labware , Manufacturer Browser , Nalgene , Nalgene Funnels , Plastic Safety Containers , Safety Containers , Safety Equipment |  | Nalgene,10 L | , |  |  | Nalgene,10 L
,Nalgene rectangular D.O.T. carboy, closure size, 70 mm, capacity 20 L,,,,, | Z268208 |  | Aldrich | Waste Solvent Container |  | ,,,, | Labware , Manufacturer Browser , Nalgene , Nalgene Funnels , Plastic Safety Containers , Safety Containers , Safety Equipment |  | Nalgene,20 L,closure size 70 mm | , |  |  | Nalgene,20 L,closure size 70 mm
,sheet of 20 labels,,,,, | L0277 |  | Sigma | Cryoware labels, plain |  | ,,,, | Cryo Containers , Cryoware , Labware , Manufacturer Browser , Nalgene , Nalgene Labels & Markers |  | pkg of 10 sheets,sheet of 20 labels,Nalgene | , |  |  | pkg of 10 sheets,sheet of 20 labels,Nalgene
,assorted colors, one each red, green, blue, and black,,,,, | M6163 |  | Sigma | Nalgene ® Cryoware marker set |  | ,,,, | Cryo Containers , Cryoware , Labware , Manufacturer Browser , Nalgene , Nalgene Labels & Markers |  | pkg of 4,Nalgene,assorted colors, one each red, green, blue, and black | , |  |  | pkg of 4,Nalgene,assorted colors, one each red, green, blue, and black
,black,,,,, | Z377317 |  | Sigma | Nalgene ® Cryoware marker set |  | ,,,, | Cryo Containers , Cryoware , Labware , Manufacturer Browser , Nalgene , Nalgene Labels & Markers |  | pkg of 4,Nalgene,black | , |  |  | pkg of 4,Nalgene,black
,standard paper pages, 1 / 4 in. grid,,,,, | Z260991 |  | Aldrich | Nalgene ® laboratory notebooks |  | ,,,, | Labware , Manufacturer Browser , Nalgene , Nalgene Notebooks , Notebooks and Clipboards |  | forest green Cover,, 96 pp., hard cover,1 / 4 in. grid,Nalge-Nunc 6301-1000 | , |  |  | forest green Cover,, 96 pp., hard cover,1 / 4 in. grid,Nalge-Nunc 6301-1000
,standard paper pages, 5 mm grid,,,,, | Z511668 |  | Aldrich | Nalgene ® laboratory notebooks |  | ,,,, | Labware , Manufacturer Browser , Nalgene , Nalgene Notebooks , Notebooks and Clipboards |  | forest green Cover,, 96 pp., hard cover,5 mm grid,Nalge-Nunc 6301-3000 | , |  |  | forest green Cover,, 96 pp., hard cover,5 mm grid,Nalge-Nunc 6301-3000
,standard paper pages, lined (3 lines per in.),,,,, | Z261009 |  | Aldrich | Nalgene ® laboratory notebooks |  | ,,,, | Labware , Manufacturer Browser , Nalgene , Nalgene Notebooks , Notebooks and Clipboards |  | burgundy Cover,, 96 pp., hard cover,lined (3 lines per in.),Nalge-Nunc 6301-2000 | , |  |  | burgundy Cover,, 96 pp., hard cover,lined (3 lines per in.),Nalge-Nunc 6301-2000
,standard paper pages, lined (5 mm spacing),,,,, | Z511676 |  | Aldrich | Nalgene ® laboratory notebooks |  | ,,,, | Labware , Manufacturer Browser , Nalgene , Nalgene Notebooks , Notebooks and Clipboards |  | burgundy Cover,, 96 pp., hard cover,lined (5 mm spacing),Nalge-Nunc 6301-4000 | , |  |  | burgundy Cover,, 96 pp., hard cover,lined (5 mm spacing),Nalge-Nunc 6301-4000
,Deluxe Duplex, grid,,,,, | Z260983 |  | Aldrich | Nalgene ® laboratory notebooks |  | ,,,, | Labware , Manufacturer Browser , Nalgene , Nalgene Notebooks , Notebooks and Clipboards |  | brown Cover,, 100 pp., hard cover,grid,Nalge-Nunc 6302-1000 | , |  |  | brown Cover,, 100 pp., hard cover,grid,Nalge-Nunc 6302-1000
,PE cover, 1 / 4 in. grid,,,,, | Z135569 |  | Aldrich | Nalgene ® laboratory notebooks |  | ,,,, | Labware , Manufacturer Browser , Nalgene , Nalgene Notebooks , Notebooks and Clipboards |  | black,, 100 pp., hard cover,1 / 4 in. grid,Nalge-Nunc 6300-1000 | , |  |  | black,, 100 pp., hard cover,1 / 4 in. grid,Nalge-Nunc 6300-1000
,size B, max. pipette length 200 mm(8 in.,,,,, | Z275786 |  | Aldrich | Nalgene ® pipette baskets |  | ,,,, | Labware , Liquid Handling Equipment , Manufacturer Browser , Nalgene , Nalgene Pipets , Pipette Bulbs and Fillers |  | B,200 mm (8 in.),133 mm,not available in EU,Nalgene | , |  |  | B,200 mm (8 in.),133 mm,not available in EU,Nalgene
,size D, max. pipette length 400 mm(16 in.,,,,, | Z275794 |  | Aldrich | Nalgene ® pipette baskets |  | ,,,, | Labware , Liquid Handling Equipment , Manufacturer Browser , Nalgene , Nalgene Pipets , Pipette Bulbs and Fillers |  | D,400 mm (16 in.),133 mm,not available in EU,Nalgene | , |  |  | D,400 mm (16 in.),133 mm,not available in EU,Nalgene
,size E, max. pipette length 600 mm(24 in.,,,,, | Z275808 |  | Aldrich | Nalgene ® pipette baskets |  | ,,,, | Labware , Liquid Handling Equipment , Manufacturer Browser , Nalgene , Nalgene Pipets , Pipette Bulbs and Fillers |  | E,600 mm (24 in.),133 mm,not available in EU,Nalgene | , |  |  | E,600 mm (24 in.),133 mm,not available in EU,Nalgene
,PVC body,,,,, | Z248096 |  | Aldrich | Nalgene ® hand-operated vacuum pump |  | ,,,, | Labware , Manufacturer Browser , Nalgene , Nalgene Pumps , Pump Aspirators , Pumps |  | Nalgene,PVC body | , |  |  | Nalgene,PVC body
,PVC body,,,,, | Z248118 |  | Aldrich | Nalgene ® hand-operated vacuum pump |  | ,,,, | Labware , Manufacturer Browser , Nalgene , Nalgene Pumps , Pump Aspirators , Pumps |  | Nalgene,PVC body | , |  |  | Nalgene,PVC body
,aluminum body,,,,, | Z248134 |  | Aldrich | Nalgene ® hand-operated vacuum pump |  | ,,,, | Labware , Manufacturer Browser , Nalgene , Nalgene Pumps , Pump Aspirators , Pumps |  | Nalgene,aluminum body | , |  |  | Nalgene,aluminum body
,set of 1,,,,, | Z248126 |  | Aldrich | Repair kit for Nalgene ® hand-operated pump |  | ,,,, | Labware , Manufacturer Browser , Nalgene , Nalgene Pumps , Pump Aspirators , Pumps |  | set of 1,Nalgene | , |  |  | set of 1,Nalgene
,capacity 19 L (5 gal),,,,, | Z370665 |  | Sigma | Biohazard waste container |  | ,,,, | Biohazard Disposal Contaners , Disposal Containers , Labware , Manufacturer Browser , Nalgene , Nalgene Safety Equipment , Safety Equipment |  | Nalgene,28 cm (11 in.) × 43 cm (17 in.),19 L (5 gal) | , |  |  | Nalgene,28 cm (11 in.) × 43 cm (17 in.),19 L (5 gal)
,capacity 57 L (15 gal),,,,, | Z370673 |  | Sigma | Biohazard waste container |  | ,,,, | Biohazard Disposal Contaners , Disposal Containers , Labware , Manufacturer Browser , Nalgene , Nalgene Safety Equipment , Safety Equipment |  | Nalgene,34 cm (13.25 in.) × 74 cm (29 in.),57 L (15 gal) | , |  |  | Nalgene,34 cm (13.25 in.) × 74 cm (29 in.),57 L (15 gal)
,capacity 1,000 mL,,,,, | Z362883 |  | Sigma | Nalgene ® benchtop β waste container |  | ,,,, | Disposal Containers , Labware , Manufacturer Browser , Nalgene , Nalgene Safety Equipment , Radiation Disposal Contaners , Radiation Safety , Radiation Safety Containers , Safety Equipment |  | Nalgene,acrylic,1,000 mL | , |  |  | Nalgene,acrylic,1,000 mL
,capacity 2,000 mL,,,,, | Z362891 |  | Sigma | Nalgene ® benchtop β waste container |  | ,,,, | Disposal Containers , Labware , Manufacturer Browser , Nalgene , Nalgene Safety Equipment , Radiation Disposal Contaners , Radiation Safety , Radiation Safety Containers , Safety Equipment |  | Nalgene,acrylic,2,000 mL | , |  |  | Nalgene,acrylic,2,000 mL
,W × H × thickness 8 1/2 in. × 12 in. × 1/8 in.,,,,, | Z358312 |  | Sigma | Nalgene ® splash shield |  | ,,,, | Labware , Manufacturer Browser , Nalgene , Nalgene Safety Equipment , Safety Equipment , Safety Shields , Splash Safety Shields |  | Nalgene,8 1/2 in. × 12 in. × 1/8 in.,not available in EU | , |  |  | Nalgene,8 1/2 in. × 12 in. × 1/8 in.,not available in EU
,inside L × W × H 11 1/4 in. (286 mm) × 11 1/4 in. (286 mm) × 16 in. (406 mm),,,,, | D3422 |  | Sigma | β-Waste disposal container, Nalgene ® |  | ,,,, | Disposal Containers , Labware , Manufacturer Browser , Nalgene , Nalgene Safety Equipment , Radiation Disposal Contaners , Radiation Safety , Radiation Safety Containers , Safety Equipment |  | Nalgene,11 1/4 in. (286 mm) × 11 1/4 in. (286 mm) × 16 in. (406 mm),acrylic | , |  |  | Nalgene,11 1/4 in. (286 mm) × 11 1/4 in. (286 mm) × 16 in. (406 mm),acrylic
,inside L × W × H 16 in. (406 mm) × 16 in. (406 mm) × 29 in. (736 mm),,,,, | D3547 |  | Sigma | β-Waste disposal container, Nalgene ® |  | ,,,, | Disposal Containers , Labware , Manufacturer Browser , Nalgene , Nalgene Safety Equipment , Radiation Disposal Contaners , Radiation Safety , Radiation Safety Containers , Safety Equipment |  | Nalgene,16 in. (406 mm) × 16 in. (406 mm) × 29 in. (736 mm),acrylic | , |  |  | Nalgene,16 in. (406 mm) × 16 in. (406 mm) × 29 in. (736 mm),acrylic
,polypropylene,,,,, | Z275727 |  | Aldrich | Nalgene ® stirring rods |  | ,,,, | Labware , Manufacturer Browser , Nalgene , Nalgene Spatulas , Spatulas and Scoops |  | pkg of 12 ea,Nalgene ® 6169,polypropylene,9 3/4 in. | , |  |  | pkg of 12 ea,Nalgene ® 6169,polypropylene,9 3/4 in.
,Tefzel ®,,,,, | Z275719 |  | Aldrich | Nalgene ® stirring rods |  | ,,,, | Labware , Manufacturer Browser , Nalgene , Nalgene Spatulas , Spatulas and Scoops |  | Nalgene ® 6169,Tefzel ®,9 3/4 in. | , |  |  | Nalgene ® 6169,Tefzel ®,9 3/4 in.
,size 54 mm × 28 mm, fits beaker size, 250 mL,,,,, | Z362905 |  | Sigma | Suspended stirring bars |  | ,,,, | Labware , Manufacturer Browser , Nalgene , Nalgene Stirrers , Specialty Stir Bars , Stir Bars , Stirrers , Suspended Stir Bars |  | Nalgene,fits beaker size 250 mL,54 mm × 28 mm | , |  |  | Nalgene,fits beaker size 250 mL,54 mm × 28 mm
,size 61 mm × 28 mm, fits beaker size, 400 mL,,,,, | Z362913 |  | Sigma | Suspended stirring bars |  | ,,,, | Labware , Manufacturer Browser , Nalgene , Nalgene Stirrers |  | Nalgene,fits beaker size 400 mL,61 mm × 28 mm | , |  |  | Nalgene,fits beaker size 400 mL,61 mm × 28 mm
,I.D. × O.D. × wall 3/16 in. × 9/16 in. × 3/16 in.,,,,, | Z255912 |  | Aldrich | Nalgene ® 180 vacuum tubing |  | ,,,, | Filtration Flasks , Filtration Supplies , Labware , Manufacturer Browser , Nalgene , Nalgene Tubing |  | pkg of 10 feet,Nalgene,3/16 in. × 9/16 in. × 3/16 in.,35 psi max. pressure (52 °C),70 psi max. pressure (25 °C) | , |  |  | pkg of 10 feet,Nalgene,3/16 in. × 9/16 in. × 3/16 in.,35 psi max. pressure (52 °C),70 psi max. pressure (25 °C)
,I.D. × O.D. × wall 1/4 in. × 5/8 in. × 3/16 in.,,,,, | Z255920 |  | Aldrich | Nalgene ® 180 vacuum tubing |  | ,,,, | Filtration Flasks , Filtration Supplies , Labware , Manufacturer Browser , Nalgene , Nalgene Tubing |  | pkg of 10 feet,Nalgene,1/4 in. × 5/8 in. × 3/16 in.,32 psi max. pressure (52 °C),63 psi max. pressure (25 °C) | , |  |  | pkg of 10 feet,Nalgene,1/4 in. × 5/8 in. × 3/16 in.,32 psi max. pressure (52 °C),63 psi max. pressure (25 °C)
,I.D. × O.D. × wall 3/8 in. × 7/8 in. × 1/4 in.,,,,, | Z255939 |  | Aldrich | Nalgene ® 180 vacuum tubing |  | ,,,, | Filtration Flasks , Filtration Supplies , Labware , Manufacturer Browser , Nalgene , Nalgene Tubing |  | pkg of 10 feet,Nalgene,3/8 in. × 7/8 in. × 1/4 in.,30 psi max. pressure (52 °C),60 psi max. pressure (25 °C) | , |  |  | pkg of 10 feet,Nalgene,3/8 in. × 7/8 in. × 1/4 in.,30 psi max. pressure (52 °C),60 psi max. pressure (25 °C)
,I.D. × O.D. × wall 1/2 in. × 1 1/8 in. × 5/16 in.,,,,, | Z255947 |  | Aldrich | Nalgene ® 180 vacuum tubing |  | ,,,, | Filtration Flasks , Filtration Supplies , Labware , Manufacturer Browser , Nalgene , Nalgene Tubing |  | pkg of 10 feet,Nalgene,1/2 in. × 1 1/8 in. × 5/16 in.,28 psi max. pressure (25 °C),56 psi max. pressure (25 °C) | , |  |  | pkg of 10 feet,Nalgene,1/2 in. × 1 1/8 in. × 5/16 in.,28 psi max. pressure (25 °C),56 psi max. pressure (25 °C)
,volume 0.5-10 μL,,,,, | Z760781 |  | Aldrich | Nichipet EX-Plus II pipette |  | ,,,, | Labware , Liquid Handling Equipment , Manufacturer Browser , Nichipet EX-Plus II pipette , Nichiryo , Nichiryo Pipettors , Pipettes, Pipettors and Tips , Pipettors |  | pkg of 1 ea,Nichiryo, 00-NPL02-10,0.5-10 μL | , |  |  | pkg of 1 ea,Nichiryo, 00-NPL02-10,0.5-10 μL
,volume 10-100 μL,,,,, | Z760803 |  | Aldrich | Nichipet EX-Plus II pipette |  | ,,,, | Labware , Liquid Handling Equipment , Manufacturer Browser , Nichipet EX-Plus II pipette , Nichiryo , Nichiryo Pipettors , Pipettes, Pipettors and Tips , Pipettors |  | pkg of 1 ea,Nichiryo, 00-NPL02-100,10-100 μL | , |  |  | pkg of 1 ea,Nichiryo, 00-NPL02-100,10-100 μL
,volume 1-10 mL,,,,, | Z760838 |  | Aldrich | Nichipet EX-Plus II pipette |  | ,,,, | Labware , Liquid Handling Equipment , Manufacturer Browser , Nichipet EX-Plus II pipette , Nichiryo , Nichiryo Pipettors , Pipettes, Pipettors and Tips , Pipettors |  | pkg of 1 ea,Nichiryo, 00-NPL02-10ML,1-10 mL | , |  |  | pkg of 1 ea,Nichiryo, 00-NPL02-10ML,1-10 mL
,volume 0.1-2.0 μL,,,,, | Z760846 |  | Aldrich | Nichipet EX-Plus II pipette |  | ,,,, | Labware , Liquid Handling Equipment , Manufacturer Browser , Nichipet EX-Plus II pipette , Nichiryo , Nichiryo Pipettors , Pipettes, Pipettors and Tips , Pipettors |  | pkg of 1 ea,Nichiryo, 00-NPL02-2,0.1-2.0 μL | , |  |  | pkg of 1 ea,Nichiryo, 00-NPL02-2,0.1-2.0 μL
,volume 2-20 μL,,,,, | Z760854 |  | Aldrich | Nichipet EX-Plus II pipette |  | ,,,, | Labware , Liquid Handling Equipment , Manufacturer Browser , Nichipet EX-Plus II pipette , Nichiryo , Nichiryo Pipettors , Pipettes, Pipettors and Tips , Pipettors |  | pkg of 1 ea,Nichiryo, 00-NPL02-20,2-20 μL | , |  |  | pkg of 1 ea,Nichiryo, 00-NPL02-20,2-20 μL
,volume 20-200 μL,,,,, | Z760862 |  | Aldrich | Nichipet EX-Plus II pipette |  | ,,,, | Labware , Liquid Handling Equipment , Manufacturer Browser , Nichipet EX-Plus II pipette , Nichiryo , Nichiryo Pipettors , Pipettes, Pipettors and Tips , Pipettors |  | pkg of 1 ea,Nichiryo, 00-NPL02-200,20-200 μL | , |  |  | pkg of 1 ea,Nichiryo, 00-NPL02-200,20-200 μL
,volume 1000-5000 μL,,,,, | Z760870 |  | Aldrich | Nichipet EX-Plus II pipette |  | ,,,, | Labware , Liquid Handling Equipment , Manufacturer Browser , Nichipet EX-Plus II pipette , Nichiryo , Nichiryo Pipettors , Pipettes, Pipettors and Tips , Pipettors |  | pkg of 1 ea,Nichiryo, 00-NPL02-5000,1000-5000 μL | , |  |  | pkg of 1 ea,Nichiryo, 00-NPL02-5000,1000-5000 μL
,one instrument with 1ea of 0.6 mL, 1.5 mL and 6.0 mL syringes,,,,, | Z717428 |  | Sigma | Nichiryo 8100 variable volume repetitive syringe dispenser |  | ,,,, | Labware , Liquid Handling Equipment , Manufacturer Browser , Miscellaneous Pipette Tips , Nichiryo , Nichiryo Model 8100 Variable Volume Repetitive Syringe Dispenser , Pipette Tips , Pipettes, Pipettors and Tips |  | Nichiryo | , |  |  | Nichiryo
,2.0-10.0 mL dispensing volume,,,,, | Z376892 |  | Sigma | Nichiryo digital hand-held dispenser |  | ,,,, | Dispensers , Labware , Liquid Handling Equipment , Manufacturer Browser , Nichiryo , Nichiryo Digital Hand-Held Dispenser |  | 2.0-10.0 mL dispensing volume | , |  |  | 2.0-10.0 mL dispensing volume
,20-200 μL volume,,,,, | Z710180 |  | Sigma | Nichipet Eco pipette |  | ,,,, | Labware , Liquid Handling Equipment , Manufacturer Browser , Nichiryo , Nichiryo Nichipet Eco pipette , Nichiryo Pipettors , Pipettes, Pipettors and Tips , Pipettors |  | Nichiryo,20-200 μL volume,With glass tip,not available in (Not available in France) | , |  |  | Nichiryo,20-200 μL volume,With glass tip,not available in (Not available in France)
,100-1000 μL volume,,,,, | Z710199 |  | Sigma | Nichipet Eco pipette |  | ,,,, | Labware , Liquid Handling Equipment , Manufacturer Browser , Nichiryo , Nichiryo Nichipet Eco pipette , Nichiryo Pipettors , Pipettes, Pipettors and Tips , Pipettors |  | Nichiryo,100-1000 μL volume,With glass tip,not available in (Not available in France) | , |  |  | Nichiryo,100-1000 μL volume,With glass tip,not available in (Not available in France)
,1000-5000 μL volume,,,,, | Z710202 |  | Sigma | Nichipet Eco pipette |  | ,,,, | Labware , Liquid Handling Equipment , Manufacturer Browser , Nichiryo , Nichiryo Nichipet Eco pipette , Nichiryo Pipettors , Pipettes, Pipettors and Tips , Pipettors |  | Nichiryo,1000-5000 μL volume,With glass tip,not available in (Not available in France) | , |  |  | Nichiryo,1000-5000 μL volume,With glass tip,not available in (Not available in France)
,1000-10,000 μL volume,,,,, | Z710210 |  | Sigma | Nichipet Eco pipette |  | ,,,, | Labware , Liquid Handling Equipment , Manufacturer Browser , Nichiryo , Nichiryo Nichipet Eco pipette , Nichiryo Pipettors , Pipettes, Pipettors and Tips , Pipettors |  | Nichiryo,1000-10,000 μL volume,With glass tip,not available in (Not available in France) | , |  |  | Nichiryo,1000-10,000 μL volume,With glass tip,not available in (Not available in France)
Oxford ® Benchmate ® pipette tips,volume range 1000 μL, blue,,,,, | P0738 |  | Sigma | Oxford ® Benchmate ® 移液管吸头 |  | ,,,, | Labware , Liquid Handling Equipment , Manufacturer Browser , Nichiryo , Nichiryo Oxford Benchmate Pipette Tips , Oxford Pipette Tips , Pipette Tips , Pipettes, Pipettors and Tips |  | Nichiryo,1000 μL,blue tip,barrier: No,rack of 100,non-sterile | , |  |  | Nichiryo,1000 μL,blue tip,barrier: No,rack of 100,non-sterile
,volume range 20-200 μL,,,,, | Z710229 |  | Sigma | Nichipet glass tip for Eco pipette |  | ,,,, | Labware , Liquid Handling Equipment , Manufacturer Browser , Nichiryo , Nichiryo Nichipet Glass Tip for Eco Pipette , Nichiryo Pipettors , Pipettes, Pipettors and Tips , Pipettors |  | colorless tip,Nichiryo,20-200 μL,glass,barrier: No,rack of 10,non-sterile,not available in (Not available in France) | , |  |  | colorless tip,Nichiryo,20-200 μL,glass,barrier: No,rack of 10,non-sterile,not available in (Not available in France)
,volume range 100-1000 μL,,,,, | Z710237 |  | Sigma | Nichipet glass tip for Eco pipette |  | ,,,, | Labware , Liquid Handling Equipment , Manufacturer Browser , Nichiryo , Nichiryo Nichipet Glass Tip for Eco Pipette , Nichiryo Pipettors , Pipettes, Pipettors and Tips , Pipettors |  | colorless tip,Nichiryo,100-1000 μL,glass,barrier: No,rack of 10,non-sterile,not available in (Not available in France) | , |  |  | colorless tip,Nichiryo,100-1000 μL,glass,barrier: No,rack of 10,non-sterile,not available in (Not available in France)
,volume range 1000-5000 μL,,,,, | Z710245 |  | Sigma | Nichipet glass tip for Eco pipette |  | ,,,, | Labware , Liquid Handling Equipment , Manufacturer Browser , Nichiryo , Nichiryo Nichipet Glass Tip for Eco Pipette , Nichiryo Pipettors , Pipettes, Pipettors and Tips , Pipettors |  | colorless tip,Nichiryo,1000-5000 μL,glass,barrier: No,rack of 10,non-sterile,not available in (Not available in France) | , |  |  | colorless tip,Nichiryo,1000-5000 μL,glass,barrier: No,rack of 10,non-sterile,not available in (Not available in France)
,volume range 1000-10000 μL,,,,, | Z710253 |  | Sigma | Nichipet glass tip for Eco pipette |  | ,,,, | Labware , Liquid Handling Equipment , Manufacturer Browser , Nichiryo , Nichiryo Nichipet Glass Tip for Eco Pipette , Nichiryo Pipettors , Pipettes, Pipettors and Tips , Pipettors |  | colorless tip,Nichiryo,1000-10000 μL,glass,barrier: No,rack of 10,non-sterile,not available in (Not available in France) | , |  |  | colorless tip,Nichiryo,1000-10000 μL,glass,barrier: No,rack of 10,non-sterile,not available in (Not available in France)
,volume 0.1-2.0 μL,,,,, | Z717283 |  | Sigma | Nichipet EX-Plus II pipette |  | ,,,, | Labware , Liquid Handling Equipment , Manufacturer Browser , Nichiryo , Nichiryo Nichipet EX-Plus Pipette , Nichiryo Pipettors , Pipettes, Pipettors and Tips , Pipettors |  | pkg of 1 ea,Nichiryo, 00-NPL02-2,not available in (Not available in France),0.1-2.0 μL | , |  |  | pkg of 1 ea,Nichiryo, 00-NPL02-2,not available in (Not available in France),0.1-2.0 μL
,volume 0.5-10 μL,,,,, | Z717290 |  | Sigma | Nichipet EX-Plus II pipette |  | ,,,, | Labware , Liquid Handling Equipment , Manufacturer Browser , Nichiryo , Nichiryo Nichipet EX-Plus Pipette , Nichiryo Pipettors , Pipettes, Pipettors and Tips , Pipettors |  | pkg of 1 ea,Nichiryo, 00-NPL02-10,not available in (Not available in France),0.5-10 μL | , |  |  | pkg of 1 ea,Nichiryo, 00-NPL02-10,not available in (Not available in France),0.5-10 μL
,volume 2-20 μL,,,,, | Z717304 |  | Sigma | Nichipet EX-Plus II pipette |  | ,,,, | Labware , Liquid Handling Equipment , Manufacturer Browser , Nichiryo , Nichiryo Nichipet EX-Plus Pipette , Nichiryo Pipettors , Pipettes, Pipettors and Tips , Pipettors |  | pkg of 1 ea,Nichiryo, 00-NPL02-20,not available in (Not available in France),2-20 μL | , |  |  | pkg of 1 ea,Nichiryo, 00-NPL02-20,not available in (Not available in France),2-20 μL
,volume 10-100 μL,,,,, | Z717312 |  | Sigma | Nichipet EX-Plus II pipette |  | ,,,, | Labware , Liquid Handling Equipment , Manufacturer Browser , Nichiryo , Nichiryo Nichipet EX-Plus Pipette , Nichiryo Pipettors , Pipettes, Pipettors and Tips , Pipettors |  | pkg of 1 ea,Nichiryo, 00-NPL02-100,not available in (Not available in France),10-100 μL | , |  |  | pkg of 1 ea,Nichiryo, 00-NPL02-100,not available in (Not available in France),10-100 μL
,volume 20-200 μL,,,,, | Z717320 |  | Sigma | Nichipet EX-Plus II pipette |  | ,,,, | Labware , Liquid Handling Equipment , Manufacturer Browser , Nichiryo , Nichiryo Nichipet EX-Plus Pipette , Nichiryo Pipettors , Pipettes, Pipettors and Tips , Pipettors |  | pkg of 1 ea,Nichiryo, 00-NPL02-200,not available in (Not available in France),20-200 μL | , |  |  | pkg of 1 ea,Nichiryo, 00-NPL02-200,not available in (Not available in France),20-200 μL
,volume 100-1000 μL,,,,, | Z717339 |  | Sigma | Nichipet EX-Plus II pipette |  | ,,,, | Labware , Liquid Handling Equipment , Manufacturer Browser , Nichiryo , Nichiryo Nichipet EX-Plus Pipette , Nichiryo Pipettors , Pipettes, Pipettors and Tips , Pipettors |  | pkg of 1 ea,Nichiryo, 00-NPL02-1000,not available in (Not available in France),100-1000 μL | , |  |  | pkg of 1 ea,Nichiryo, 00-NPL02-1000,not available in (Not available in France),100-1000 μL
,volume 1000-5000 μL,,,,, | Z717347 |  | Sigma | Nichipet EX-Plus II pipette |  | ,,,, | Labware , Liquid Handling Equipment , Manufacturer Browser , Nichiryo , Nichiryo Nichipet EX-Plus Pipette , Nichiryo Pipettors , Pipettes, Pipettors and Tips , Pipettors |  | pkg of 1 ea,Nichiryo, 00-NPL02-5000,not available in (Not available in France),1000-5000 μL | , |  |  | pkg of 1 ea,Nichiryo, 00-NPL02-5000,not available in (Not available in France),1000-5000 μL
,volume 1-10 mL,,,,, | Z717355 |  | Sigma | Nichipet EX-Plus II pipette |  | ,,,, | Labware , Liquid Handling Equipment , Manufacturer Browser , Nichiryo , Nichiryo Nichipet EX-Plus Pipette , Nichiryo Pipettors , Pipettes, Pipettors and Tips , Pipettors |  | pkg of 1 ea,Nichiryo, 00-NPL02-10ML,not available in (Not available in France),1-10 mL | , |  |  | pkg of 1 ea,Nichiryo, 00-NPL02-10ML,not available in (Not available in France),1-10 mL
,without tip, volume 0.06 mL,,,,, | Z717436 |  | Sigma | Syringe tips for Nichiryo 8100 repetitive volume dispenser |  | ,,,, | Labware , Liquid Handling Equipment , Manufacturer Browser , Miscellaneous Pipette Tips , Nichiryo , Pipette Tips , Pipettes, Pipettors and Tips , Syringe tips for Nichiryo 8100 Repetitive Volume Dispenser |  | 0.06 mL,Nichiryo,not available in (Not available in France) | , |  |  | 0.06 mL,Nichiryo,not available in (Not available in France)
,volume 0.6 mL,,,,, | Z717444 |  | Sigma | Syringe tips for Nichiryo 8100 repetitive volume dispenser |  | ,,,, | Labware , Liquid Handling Equipment , Manufacturer Browser , Miscellaneous Pipette Tips , Nichiryo , Pipette Tips , Pipettes, Pipettors and Tips , Syringe tips for Nichiryo 8100 Repetitive Volume Dispenser |  | 0.6 mL,Nichiryo,not available in (Not available in France) | , |  |  | 0.6 mL,Nichiryo,not available in (Not available in France)
,without tip, with spacer, volume 1.5 mL,,,,, | Z717460 |  | Sigma | Syringe tips for Nichiryo 8100 repetitive volume dispenser |  | ,,,, | Labware , Liquid Handling Equipment , Manufacturer Browser , Miscellaneous Pipette Tips , Nichiryo , Pipette Tips , Pipettes, Pipettors and Tips , Syringe tips for Nichiryo 8100 Repetitive Volume Dispenser |  | 1.5 mL,Nichiryo,not available in (Not available in France) | , |  |  | 1.5 mL,Nichiryo,not available in (Not available in France)
,volume 3.0 mL,,,,, | Z717479 |  | Sigma | Syringe tips for Nichiryo 8100 repetitive volume dispenser |  | ,,,, | Labware , Liquid Handling Equipment , Manufacturer Browser , Miscellaneous Pipette Tips , Nichiryo , Pipette Tips , Pipettes, Pipettors and Tips , Syringe tips for Nichiryo 8100 Repetitive Volume Dispenser |  | 3.0 mL,Nichiryo,not available in (Not available in France) | , |  |  | 3.0 mL,Nichiryo,not available in (Not available in France)
,volume 6.0 mL,,,,, | Z717487 |  | Sigma | Syringe tips for Nichiryo 8100 repetitive volume dispenser |  | ,,,, | Labware , Liquid Handling Equipment , Manufacturer Browser , Miscellaneous Pipette Tips , Nichiryo , Pipette Tips , Pipettes, Pipettors and Tips , Syringe tips for Nichiryo 8100 Repetitive Volume Dispenser |  | 6.0 mL,Nichiryo,not available in (Not available in France) | , |  |  | 6.0 mL,Nichiryo,not available in (Not available in France)
,volume 15.0 mL,,,,, | Z717495 |  | Sigma | Syringe tips for Nichiryo 8100 repetitive volume dispenser |  | ,,,, | Labware , Liquid Handling Equipment , Manufacturer Browser , Miscellaneous Pipette Tips , Nichiryo , Pipette Tips , Pipettes, Pipettors and Tips , Syringe tips for Nichiryo 8100 Repetitive Volume Dispenser |  | 15.0 mL,Nichiryo,not available in (Not available in France) | , |  |  | 15.0 mL,Nichiryo,not available in (Not available in France)
,volume 60.0 mL,,,,, | Z717509 |  | Sigma | Syringe tips for Nichiryo 8100 repetitive volume dispenser |  | ,,,, | Labware , Liquid Handling Equipment , Manufacturer Browser , Miscellaneous Pipette Tips , Nichiryo , Pipette Tips , Pipettes, Pipettors and Tips , Syringe tips for Nichiryo 8100 Repetitive Volume Dispenser |  | 60.0 mL,Nichiryo,not available in (Not available in France) | , |  |  | 60.0 mL,Nichiryo,not available in (Not available in France)
Nichiryo E- Pack reloading system,volume range 0.1-10 μL, elongated, Reloading system, 10 x 96,,,,, | Z645443 |  | Sigma | Nichiryo pipette tip loading system |  | ,,,, | Labware , Liquid Handling Equipment , Manufacturer Browser , Miscellaneous Pipette Tips , Molecular Biology Supplies , Nichiryo , Nichiryo PCR Pipette Tips , Nichiryo Pipette Tips , PCR (Polymerase Chain Reaction) Supplies , PCR Pipette Tips , Pipette Tips , Pipettes, Pipettors and Tips |  | not available in (France),Nichiryo BMT-SSEP,0.1-10 μL,colorless tip,barrier: No,pack of 960,sterile,not available in (France) | , |  |  | not available in (France),Nichiryo BMT-SSEP,0.1-10 μL,colorless tip,barrier: No,pack of 960,sterile,not available in (France)
Nichiryo E- Pack reloading system,volume range 1-200 μL, graduated, Reloading system, 10 x 96,,,,, | Z645435 |  | Sigma | Nichiryo pipette tip loading system |  | ,,,, | Labware , Liquid Handling Equipment , Manufacturer Browser , Miscellaneous Pipette Tips , Molecular Biology Supplies , Nichiryo , Nichiryo PCR Pipette Tips , Nichiryo Pipette Tips , PCR (Polymerase Chain Reaction) Supplies , PCR Pipette Tips , Pipette Tips , Pipettes, Pipettors and Tips |  | not available in (France),Nichiryo BMT-SGEP,1-200 μL,colorless tip,barrier: No,pack of 960,sterile,not available in (France) | , |  |  | not available in (France),Nichiryo BMT-SGEP,1-200 μL,colorless tip,barrier: No,pack of 960,sterile,not available in (France)
,volume range 200 μL, universal, bulk pack,,,,, | Z645508 |  | Sigma | Nichiryo pipette tips |  | ,,,, | Labware , Liquid Handling Equipment , Manufacturer Browser , Miscellaneous Pipette Tips , Molecular Biology Supplies , Nichiryo , Nichiryo PCR Pipette Tips , Nichiryo Pipette Tips , PCR (Polymerase Chain Reaction) Supplies , PCR Pipette Tips , Pipette Tips , Pipettes, Pipettors and Tips |  | Nichiryo BMT-SG,200 μL,clear tip,barrier: No,pack of 1000,non-sterile,not available in (France) | , |  |  | Nichiryo BMT-SG,200 μL,clear tip,barrier: No,pack of 1000,non-sterile,not available in (France)
,volume range 200 μL, universal, rack of 96, pack of 960,,,,, | Z645524 |  | Sigma | Nichiryo pipette tips |  | ,,,, | Labware , Liquid Handling Equipment , Manufacturer Browser , Miscellaneous Pipette Tips , Molecular Biology Supplies , Nichiryo , Nichiryo PCR Pipette Tips , Nichiryo Pipette Tips , PCR (Polymerase Chain Reaction) Supplies , PCR Pipette Tips , Pipette Tips , Pipettes, Pipettors and Tips |  | rack of 96,Nichiryo, BMT-SGR,200 μL,clear tip,barrier: No,pack of 960,non-sterile,not available in (France) | , |  |  | rack of 96,Nichiryo, BMT-SGR,200 μL,clear tip,barrier: No,pack of 960,non-sterile,not available in (France)
,volume range 200 μL, universal, rack of 96, pack of 960, sterile,,,,, | Z645532 |  | Sigma | Nichiryo pipette tips |  | ,,,, | Labware , Liquid Handling Equipment , Manufacturer Browser , Miscellaneous Pipette Tips , Molecular Biology Supplies , Nichiryo , Nichiryo PCR Pipette Tips , Nichiryo Pipette Tips , PCR (Polymerase Chain Reaction) Supplies , PCR Pipette Tips , Pipette Tips , Pipettes, Pipettors and Tips |  | rack of 96,Nichiryo BMT-SGRS,200 μL,clear tip,barrier: No,pack of 960,sterile,not available in (France) | , |  |  | rack of 96,Nichiryo BMT-SGRS,200 μL,clear tip,barrier: No,pack of 960,sterile,not available in (France)
,volume range 1000 μL, universal, bulk pack,,,,, | Z645451 |  | Sigma | Nichiryo pipette tips |  | ,,,, | Labware , Liquid Handling Equipment , Manufacturer Browser , Miscellaneous Pipette Tips , Molecular Biology Supplies , Nichiryo , Nichiryo PCR Pipette Tips , Nichiryo Pipette Tips , PCR (Polymerase Chain Reaction) Supplies , PCR Pipette Tips , Pipette Tips , Pipettes, Pipettors and Tips |  | Nichiryo, BMT-L(B),1000 μL,clear tip,barrier: No,pack of 1000,non-sterile,not available in (France) | , |  |  | Nichiryo, BMT-L(B),1000 μL,clear tip,barrier: No,pack of 1000,non-sterile,not available in (France)
,volume range 1000 μL, universal, ministack, 2 x 500,,,,, | Z645478 |  | Sigma | Nichiryo pipette tips |  | ,,,, | Labware , Liquid Handling Equipment , Manufacturer Browser , Miscellaneous Pipette Tips , Molecular Biology Supplies , Nichiryo , Nichiryo PCR Pipette Tips , Nichiryo Pipette Tips , PCR (Polymerase Chain Reaction) Supplies , PCR Pipette Tips , Pipette Tips , Pipettes, Pipettors and Tips |  | pack of 1000,Nichiryo, BMT-LMS,1000 μL,clear tip,barrier: No,bag of 500,non-sterile,not available in (France) | , |  |  | pack of 1000,Nichiryo, BMT-LMS,1000 μL,clear tip,barrier: No,bag of 500,non-sterile,not available in (France)
,volume range 1000 μL, universal, rack of 100, pack of 1000,,,,, | Z645486 |  | Sigma | Nichiryo pipette tips |  | ,,,, | Labware , Liquid Handling Equipment , Manufacturer Browser , Miscellaneous Pipette Tips , Molecular Biology Supplies , Nichiryo , Nichiryo PCR Pipette Tips , Nichiryo Pipette Tips , PCR (Polymerase Chain Reaction) Supplies , PCR Pipette Tips , Pipette Tips , Pipettes, Pipettors and Tips |  | rack of 100,Nichiryo BMT-LR,1000 μL,clear tip,barrier: No,pack of 1000,non-sterile,not available in (France) | , |  |  | rack of 100,Nichiryo BMT-LR,1000 μL,clear tip,barrier: No,pack of 1000,non-sterile,not available in (France)
,volume range 1000 μL, universal, rack of 100, pack of 1000, sterile,,,,, | Z645494 |  | Sigma | Nichiryo pipette tips |  | ,,,, | Labware , Liquid Handling Equipment , Manufacturer Browser , Miscellaneous Pipette Tips , Molecular Biology Supplies , Nichiryo , Nichiryo PCR Pipette Tips , Nichiryo Pipette Tips , PCR (Polymerase Chain Reaction) Supplies , PCR Pipette Tips , Pipette Tips , Pipettes, Pipettors and Tips |  | rack of 100,Nichiryo, BMT-LRS,1000 μL,clear tip,barrier: No,pack of 1000,sterile,not available in (France) | , |  |  | rack of 100,Nichiryo, BMT-LRS,1000 μL,clear tip,barrier: No,pack of 1000,sterile,not available in (France)
,volume range 1-5 mL, universal, bulk pack,,,,, | Z717371 |  | Sigma | Nichiryo pipette tips |  | ,,,, | Labware , Liquid Handling Equipment , Manufacturer Browser , Miscellaneous Pipette Tips , Molecular Biology Supplies , Nichiryo , Nichiryo PCR Pipette Tips , Nichiryo Pipette Tips , PCR (Polymerase Chain Reaction) Supplies , PCR Pipette Tips , Pipette Tips , Pipettes, Pipettors and Tips |  | Nichiryo, BMT-X,1-5 mL,clear tip,barrier: No,bag of 200,non-sterile,not available in (France) | , |  |  | Nichiryo, BMT-X,1-5 mL,clear tip,barrier: No,bag of 200,non-sterile,not available in (France)
,volume range 5 mL, universal, bulk pack,,,,, | Z717398 |  | Sigma | Nichiryo pipette tips |  | ,,,, | Labware , Liquid Handling Equipment , Manufacturer Browser , Miscellaneous Pipette Tips , Molecular Biology Supplies , Nichiryo , Nichiryo PCR Pipette Tips , Nichiryo Pipette Tips , PCR (Polymerase Chain Reaction) Supplies , PCR Pipette Tips , Pipette Tips , Pipettes, Pipettors and Tips |  | Nichiryo, BMT-XR,5 mL,clear tip,barrier: No,rack of 100,non-sterile,not available in (France) | , |  |  | Nichiryo, BMT-XR,5 mL,clear tip,barrier: No,rack of 100,non-sterile,not available in (France)
,volume range 1-10 mL, universal, bulk pack,,,,, | Z717401 |  | Sigma | Nichiryo pipette tips |  | ,,,, | Labware , Liquid Handling Equipment , Manufacturer Browser , Miscellaneous Pipette Tips , Molecular Biology Supplies , Nichiryo , Nichiryo PCR Pipette Tips , Nichiryo Pipette Tips , PCR (Polymerase Chain Reaction) Supplies , PCR Pipette Tips , Pipette Tips , Pipettes, Pipettors and Tips |  | Nichiryo, BMT-Z,1-10 mL,clear tip,barrier: No,bag of 200,non-sterile,not available in (France) | , |  |  | Nichiryo, BMT-Z,1-10 mL,clear tip,barrier: No,bag of 200,non-sterile,not available in (France)
,volume range 200 μL, graduated, ministack,,,,, | Z645516 |  | Sigma | Nichiryo pipette tips |  | ,,,, | Labware , Liquid Handling Equipment , Manufacturer Browser , Miscellaneous Pipette Tips , Molecular Biology Supplies , Nichiryo , Nichiryo PCR Pipette Tips , Nichiryo Pipette Tips , PCR (Polymerase Chain Reaction) Supplies , PCR Pipette Tips , Pipette Tips , Pipettes, Pipettors and Tips |  | Nichiryo, BMT-SGMS,200 μL,clear tip,barrier: No,pkg of 2x480 ea,non-sterile,not available in (France) | , |  |  | Nichiryo, BMT-SGMS,200 μL,clear tip,barrier: No,pkg of 2x480 ea,non-sterile,not available in (France)
,volume range 0.1-10 μL, elongated, bulk pack,,,,, | Z645540 |  | Sigma | Nichiryo pipette tips |  | ,,,, | Labware , Liquid Handling Equipment , Manufacturer Browser , Miscellaneous Pipette Tips , Molecular Biology Supplies , Nichiryo , Nichiryo PCR Pipette Tips , Nichiryo Pipette Tips , PCR (Polymerase Chain Reaction) Supplies , PCR Pipette Tips , Pipette Tips , Pipettes, Pipettors and Tips |  | Nichiryo, BMT-SS,0.1-10 μL,clear tip,barrier: No,pack of 1000,non-sterile,not available in (France) | , |  |  | Nichiryo, BMT-SS,0.1-10 μL,clear tip,barrier: No,pack of 1000,non-sterile,not available in (France)
,volume range 0.1-10 μL, elongated, ministack, 2 x 480,,,,, | Z645559 |  | Sigma | Nichiryo pipette tips |  | ,,,, | Labware , Liquid Handling Equipment , Manufacturer Browser , Miscellaneous Pipette Tips , Molecular Biology Supplies , Nichiryo , Nichiryo PCR Pipette Tips , Nichiryo Pipette Tips , PCR (Polymerase Chain Reaction) Supplies , PCR Pipette Tips , Pipette Tips , Pipettes, Pipettors and Tips |  | Nichiryo, BMT-SSMS,0.1-10 μL,clear tip,barrier: No,pack of 960,non-sterile,not available in (France) | , |  |  | Nichiryo, BMT-SSMS,0.1-10 μL,clear tip,barrier: No,pack of 960,non-sterile,not available in (France)
,volume range 0.1-10 μL, elongated, rack of 96, pack of 960, non-sterile,,,,, | Z645567 |  | Sigma | Nichiryo pipette tips |  | ,,,, | Labware , Liquid Handling Equipment , Manufacturer Browser , Miscellaneous Pipette Tips , Molecular Biology Supplies , Nichiryo , Nichiryo PCR Pipette Tips , Nichiryo Pipette Tips , PCR (Polymerase Chain Reaction) Supplies , PCR Pipette Tips , Pipette Tips , Pipettes, Pipettors and Tips |  | rack of 96,Nichiryo, BMT-SSR,0.1-10 μL,clear tip,barrier: No,pack of 960,non-sterile,not available in (France) | , |  |  | rack of 96,Nichiryo, BMT-SSR,0.1-10 μL,clear tip,barrier: No,pack of 960,non-sterile,not available in (France)
,volume range 0.1-10 μL, elongated, rack of 96, pack of 960, sterile,,,,, | Z645575 |  | Sigma | Nichiryo pipette tips |  | ,,,, | Labware , Liquid Handling Equipment , Manufacturer Browser , Miscellaneous Pipette Tips , Molecular Biology Supplies , Nichiryo , Nichiryo PCR Pipette Tips , Nichiryo Pipette Tips , PCR (Polymerase Chain Reaction) Supplies , PCR Pipette Tips , Pipette Tips , Pipettes, Pipettors and Tips |  | rack of 96,Nichiryo, BMT-SSRS,0.1-10 μL,clear tip,barrier: No,pack of 960,sterile,not available in (France) | , |  |  | rack of 96,Nichiryo, BMT-SSRS,0.1-10 μL,clear tip,barrier: No,pack of 960,sterile,not available in (France)
,holds two Model 8100 syringes, acrylic (resin), pkg of 1 ea,,,,, | Z717517 |  | Sigma | Nichiryo model 8100 dispenser stand |  | ,,,, | Labware , Liquid Handling Equipment , Manufacturer Browser , Nichiryo , Nichiryo Model 8100 Dispenser Stand , Nichiryo Pipettors , Pipettes, Pipettors and Tips , Pipettors |  | pkg of 1 ea,Nichiryo,acrylic (resin),holds two Model 8100 syringes,not available in (France) | , |  |  | pkg of 1 ea,Nichiryo,acrylic (resin),holds two Model 8100 syringes,not available in (France)
,FEP, I.D. 1/8 in., O.D. 1/4 in.,,,,, | Z280232 |  | Aldrich | Chemfluor ® tubing |  | ,,,, | Chemfluor Tubing , Chemfluor tubing , Labware , Manufacturer Browser , Norton , Tubing |  | pkg of 50 feet,Norton,FEP,1/8 in.,1/4 in. | , |  |  | pkg of 50 feet,Norton,FEP,1/8 in.,1/4 in.
,FEP, I.D. 3/16 in., O.D. 1/4 in.,,,,, | Z280240 |  | Aldrich | Chemfluor ® tubing |  | ,,,, | Chemfluor Tubing , Chemfluor tubing , Labware , Manufacturer Browser , Norton , Tubing |  | pkg of 50 feet,Norton,FEP,3/16 in.,1/4 in. | , |  |  | pkg of 50 feet,Norton,FEP,3/16 in.,1/4 in.
,FEP, I.D. 1/4 in., O.D. 5/16 in.,,,,, | Z280259 |  | Aldrich | Chemfluor ® tubing |  | ,,,, | Chemfluor Tubing , Chemfluor tubing , Labware , Manufacturer Browser , Norton , Tubing |  | pkg of 50 feet,Norton,FEP,1/4 in.,5/16 in. | , |  |  | pkg of 50 feet,Norton,FEP,1/4 in.,5/16 in.
,FEP, I.D. 1/4 in., O.D. 3/8 in.,,,,, | Z280267 |  | Aldrich | Chemfluor ® tubing |  | ,,,, | Chemfluor Tubing , Chemfluor tubing , Labware , Manufacturer Browser , Norton , Tubing |  | pkg of 50 feet,Norton,FEP,1/4 in.,3/8 in. | , |  |  | pkg of 50 feet,Norton,FEP,1/4 in.,3/8 in.
,FEP, I.D. 1/2 in., O.D. 5/8 in.,,,,, | Z280275 |  | Aldrich | Chemfluor ® tubing |  | ,,,, | Chemfluor Tubing , Chemfluor tubing , Labware , Manufacturer Browser , Norton , Tubing |  | pkg of 50 feet,Norton,FEP,1/2 in.,5/8 in. | , |  |  | pkg of 50 feet,Norton,FEP,1/2 in.,5/8 in.
,PTFE, I.D. 1/8 in., O.D. 1/4 in.,,,,, | Z280283 |  | Aldrich | Chemfluor ® tubing |  | ,,,, | Chemfluor Tubing , Chemfluor tubing , Labware , Manufacturer Browser , Norton , Tubing |  | pkg of 50 feet,Norton,PTFE,1/8 in.,1/4 in. | , |  |  | pkg of 50 feet,Norton,PTFE,1/8 in.,1/4 in.
,PTFE, I.D. 3/16 in., O.D. 5/16 in.,,,,, | Z280291 |  | Aldrich | Chemfluor ® tubing |  | ,,,, | Chemfluor Tubing , Chemfluor tubing , Labware , Manufacturer Browser , Norton , Tubing |  | pkg of 50 feet,Norton,PTFE,3/16 in.,5/16 in. | , |  |  | pkg of 50 feet,Norton,PTFE,3/16 in.,5/16 in.
,PTFE, I.D. 1/4 in., O.D. 5/16 in.,,,,, | Z280305 |  | Aldrich | Chemfluor ® tubing |  | ,,,, | Chemfluor Tubing , Chemfluor tubing , Labware , Manufacturer Browser , Norton , Tubing |  | pkg of 10 feet,Norton,PTFE,1/4 in.,5/16 in. | , |  |  | pkg of 10 feet,Norton,PTFE,1/4 in.,5/16 in.
,PTFE, I.D. 1/4 in., O.D. 3/8 in.,,,,, | Z280313 |  | Aldrich | Chemfluor ® tubing |  | ,,,, | Chemfluor Tubing , Chemfluor tubing , Labware , Manufacturer Browser , Norton , Tubing |  | pkg of 50 feet,Norton,PTFE,1/4 in.,3/8 in. | , |  |  | pkg of 50 feet,Norton,PTFE,1/4 in.,3/8 in.
,PTFE, I.D. 3/8 in., O.D. 1/2 in.,,,,, | Z280321 |  | Aldrich | Chemfluor ® tubing |  | ,,,, | Chemfluor Tubing , Chemfluor tubing , Labware , Manufacturer Browser , Norton , Tubing |  | pkg of 50 feet,Norton,PTFE,3/8 in.,1/2 in. | , |  |  | pkg of 50 feet,Norton,PTFE,3/8 in.,1/2 in.
,FEP, I.D. 1/16 in., O.D. 1/8 in.,,,,, | Z515337 |  | Aldrich | Chemfluor ® tubing |  | ,,,, | Chemfluor tubing , Labware , Manufacturer Browser , Norton , PTFE Tubing , Tubing |  | pkg of 50 feet,Tygon,FEP,1/16 in.,1/8 in. | , |  |  | pkg of 50 feet,Tygon,FEP,1/16 in.,1/8 in.
,I.D. × O.D. 1/16 in. × 3/16 in.,,,,, | Z279897 |  | Aldrich | Norprene ® A-60-G laboratory tubing |  | ,,,, | Labware , Manufacturer Browser , Norprene A-60-G laboratory tubing , Norton , Rubber Tubing , Tubing |  | pkg of 50 feet,Tygon,1/16 in. × 3/16 in.,1/16 in. | , |  |  | pkg of 50 feet,Tygon,1/16 in. × 3/16 in.,1/16 in.
,I.D. × O.D. 1/8 in. × 1/4 in.,,,,, | Z279900 |  | Aldrich | Norprene ® A-60-G laboratory tubing |  | ,,,, | Labware , Manufacturer Browser , Norprene A-60-G laboratory tubing , Norton , Rubber Tubing , Tubing |  | pkg of 50 feet,Tygon,1/8 in. × 1/4 in.,1/16 in. | , |  |  | pkg of 50 feet,Tygon,1/8 in. × 1/4 in.,1/16 in.
,I.D. × O.D. 1/16 in. × 5/16 in.,,,,, | Z279919 |  | Aldrich | Norprene ® A-60-G laboratory tubing |  | ,,,, | Labware , Manufacturer Browser , Norprene A-60-G laboratory tubing , Norton , Rubber Tubing , Tubing |  | pkg of 50 feet,Tygon,1/16 in. × 5/16 in.,1/16 in. | , |  |  | pkg of 50 feet,Tygon,1/16 in. × 5/16 in.,1/16 in.
,I.D. × O.D. 3/16 in. × 3/8 in.,,,,, | Z279927 |  | Aldrich | Norprene ® A-60-G laboratory tubing |  | ,,,, | Labware , Manufacturer Browser , Norprene A-60-G laboratory tubing , Norton , Rubber Tubing , Tubing |  | pkg of 50 feet,Tygon,3/16 in. × 3/8 in.,3/32 in. | , |  |  | pkg of 50 feet,Tygon,3/16 in. × 3/8 in.,3/32 in.
,I.D. × O.D. 1/4 in. × 3/8 in.,,,,, | Z279935 |  | Aldrich | Norprene ® A-60-G laboratory tubing |  | ,,,, | Labware , Manufacturer Browser , Norprene A-60-G laboratory tubing , Norton , Rubber Tubing , Tubing |  | pkg of 50 feet,Tygon,1/4 in. × 3/8 in.,1/16 in. | , |  |  | pkg of 50 feet,Tygon,1/4 in. × 3/8 in.,1/16 in.
,I.D. × O.D. 1/4 in. × 7/16 in.,,,,, | Z279943 |  | Aldrich | Norprene ® A-60-G laboratory tubing |  | ,,,, | Labware , Manufacturer Browser , Norprene A-60-G laboratory tubing , Norton , Rubber Tubing , Tubing |  | pkg of 50 feet,Tygon,1/4 in. × 7/16 in.,3/32 in. | , |  |  | pkg of 50 feet,Tygon,1/4 in. × 7/16 in.,3/32 in.
,I.D. × O.D. 1/4 in. × 1/2 in.,,,,, | Z279951 |  | Aldrich | Norprene ® A-60-G laboratory tubing |  | ,,,, | Labware , Manufacturer Browser , Norprene A-60-G laboratory tubing , Norton , Rubber Tubing , Tubing |  | pkg of 50 feet,Tygon,1/4 in. × 1/2 in.,1/8 in. | , |  |  | pkg of 50 feet,Tygon,1/4 in. × 1/2 in.,1/8 in.
,I.D. × O.D. 5/16 in. × 7/16 in.,,,,, | Z279978 |  | Aldrich | Norprene ® A-60-G laboratory tubing |  | ,,,, | Labware , Manufacturer Browser , Norprene A-60-G laboratory tubing , Norton , Rubber Tubing , Tubing |  | pkg of 50 feet,Tygon,5/16 in. × 7/16 in.,1/16 in. | , |  |  | pkg of 50 feet,Tygon,5/16 in. × 7/16 in.,1/16 in.
,I.D. × O.D. 5/16 in. × 1/2 in.,,,,, | Z279986 |  | Aldrich | Norprene ® A-60-G laboratory tubing |  | ,,,, | Labware , Manufacturer Browser , Norprene A-60-G laboratory tubing , Norton , Rubber Tubing , Tubing |  | pkg of 50 feet,Tygon,5/16 in. × 1/2 in.,3/32 in. | , |  |  | pkg of 50 feet,Tygon,5/16 in. × 1/2 in.,3/32 in.
,I.D. × O.D. 3/8 in. × 9/16 in.,,,,, | Z279994 |  | Aldrich | Norprene ® A-60-G laboratory tubing |  | ,,,, | Labware , Manufacturer Browser , Norprene A-60-G laboratory tubing , Norton , Rubber Tubing , Tubing |  | pkg of 50 feet,Tygon,3/8 in. × 9/16 in.,3/32 in. | , |  |  | pkg of 50 feet,Tygon,3/8 in. × 9/16 in.,3/32 in.
,I.D. × O.D. 3/8 in. × 5/8 in.,,,,, | Z280003 |  | Aldrich | Norprene ® A-60-G laboratory tubing |  | ,,,, | Labware , Manufacturer Browser , Norprene A-60-G laboratory tubing , Norton , Rubber Tubing , Tubing |  | pkg of 50 feet,Tygon,3/8 in. × 5/8 in.,1/8 in. | , |  |  | pkg of 50 feet,Tygon,3/8 in. × 5/8 in.,1/8 in.
,I.D. × O.D. 1/2 in. × 5/8 in.,,,,, | Z280011 |  | Aldrich | Norprene ® A-60-G laboratory tubing |  | ,,,, | Labware , Manufacturer Browser , Norprene A-60-G laboratory tubing , Norton , Rubber Tubing , Tubing |  | pkg of 50 feet,Tygon,1/2 in. × 5/8 in.,1/16 in. | , |  |  | pkg of 50 feet,Tygon,1/2 in. × 5/8 in.,1/16 in.
,I.D. × O.D. 5/8 in. × 7/8 in.,,,,, | Z280038 |  | Aldrich | Norprene ® A-60-G laboratory tubing |  | ,,,, | Labware , Manufacturer Browser , Norprene A-60-G laboratory tubing , Norton , Rubber Tubing , Tubing |  | pkg of 50 feet,Tygon,5/8 in. × 7/8 in.,1/8 in. | , |  |  | pkg of 50 feet,Tygon,5/8 in. × 7/8 in.,1/8 in.
,I.D. × O.D. 3/4 in. × 1 in.,,,,, | Z280046 |  | Aldrich | Norprene ® A-60-G laboratory tubing |  | ,,,, | Labware , Manufacturer Browser , Norprene A-60-G laboratory tubing , Norton , Rubber Tubing , Tubing |  | pkg of 50 feet,Tygon,3/4 in. × 1 in.,1/8 in. | , |  |  | pkg of 50 feet,Tygon,3/4 in. × 1 in.,1/8 in.
,I.D. × O.D. 1 in. × 1 1/4 in.,,,,, | Z280054 |  | Aldrich | Norprene ® A-60-G laboratory tubing |  | ,,,, | Labware , Manufacturer Browser , Norprene A-60-G laboratory tubing , Norton , Rubber Tubing , Tubing |  | pkg of 50 feet,Tygon,1 in. × 1 1/4 in.,1/8 in. | , |  |  | pkg of 50 feet,Tygon,1 in. × 1 1/4 in.,1/8 in.
,High grade for peristaltic pumps and cell culture, I.D. × O.D. 1/4 in. × 3/8 in.,,,,, | T6316 |  | Sigma | Pharmed tubing |  | ,,,, | Labware , Manufacturer Browser , Norton , Phar-Med Tubing , Pharmed Tubing , Tubing |  | Tygon,1/4 in. × 3/8 in. | , |  |  | Tygon,1/4 in. × 3/8 in.
,size 13,,,,, | T0443 |  | Sigma | Pharmed L/S tubing |  | ,,,, | Labware , Manufacturer Browser , Norton , Phar-Med Tubing , Pharmed Tubing , Tubing |  | Tygon,0.03 in. (0.8 mm) | , |  |  | Tygon,0.03 in. (0.8 mm)
,size 14,,,,, | T0568 |  | Sigma | Pharmed L/S tubing |  | ,,,, | Labware , Manufacturer Browser , Norton , Phar-Med Tubing , Pharmed Tubing , Tubing |  | Tygon,0.06 in. (1.6 mm) | , |  |  | Tygon,0.06 in. (1.6 mm)
,size 15,,,,, | T0693 |  | Sigma | Pharmed L/S tubing |  | ,,,, | Labware , Manufacturer Browser , Norton , Phar-Med Tubing , Pharmed Tubing , Tubing |  | Tygon,0.19 in. (4.8 mm) | , |  |  | Tygon,0.19 in. (4.8 mm)
,size 16,,,,, | T0818 |  | Sigma | Pharmed L/S tubing |  | ,,,, | Labware , Manufacturer Browser , Norton , Phar-Med Tubing , Pharmed Tubing , Tubing |  | Tygon,0.12 in. (3.1 mm) | , |  |  | Tygon,0.12 in. (3.1 mm)
,size 17,,,,, | T0943 |  | Sigma | Pharmed L/S tubing |  | ,,,, | Labware , Manufacturer Browser , Norton , Phar-Med Tubing , Pharmed Tubing , Tubing |  | Tygon,0.25 in. (6.4 mm) | , |  |  | Tygon,0.25 in. (6.4 mm)
,size 18,,,,, | T1068 |  | Sigma | Pharmed L/S tubing |  | ,,,, | Labware , Manufacturer Browser , Norton , Phar-Med Tubing , Pharmed Tubing , Tubing |  | Tygon,0.31 in. (7.9 mm) | , |  |  | Tygon,0.31 in. (7.9 mm)
,size 24,,,,, | T1193 |  | Sigma | Pharmed L/S tubing |  | ,,,, | Labware , Manufacturer Browser , Norton , Phar-Med Tubing , Pharmed Tubing , Tubing |  | Tygon,0.25 in. (6.4 mm) | , |  |  | Tygon,0.25 in. (6.4 mm)
,size 25,,,,, | T1318 |  | Sigma | Pharmed L/S tubing |  | ,,,, | Labware , Manufacturer Browser , Norton , Phar-Med Tubing , Pharmed Tubing , Tubing |  | Tygon,0.19 in. (4.8 mm) | , |  |  | Tygon,0.19 in. (4.8 mm)
,I.D. × O.D. 1/16 in. × 3/16 in.,,,,, | Z279803 |  | Aldrich | Tygon ® formula 2075 laboratory tubing |  | ,,,, | Labware , Manufacturer Browser , Norton , Tubing , Tygon Tubing , Tygon formula 2075 laboratory tubing |  | pkg of 1 ea (tube, length 50 feet),Tygon,1/16 in. × 3/16 in.,1/16 in. | , |  |  | pkg of 1 ea (tube, length 50 feet),Tygon,1/16 in. × 3/16 in.,1/16 in.
,I.D. × O.D. 1/8 in. × 1/4 in.,,,,, | Z279811 |  | Aldrich | Tygon ® formula 2075 laboratory tubing |  | ,,,, | Labware , Manufacturer Browser , Norton , Tubing , Tygon Tubing , Tygon formula 2075 laboratory tubing |  | pkg of 1 ea (tube, length 50 feet),Tygon,1/8 in. × 1/4 in.,1/16 in. | , |  |  | pkg of 1 ea (tube, length 50 feet),Tygon,1/8 in. × 1/4 in.,1/16 in.
,I.D. × O.D. 3/16 in. × 5/16 in.,,,,, | Z279838 |  | Aldrich | Tygon ® formula 2075 laboratory tubing |  | ,,,, | Labware , Manufacturer Browser , Norton , Tubing , Tygon Tubing , Tygon formula 2075 laboratory tubing |  | pkg of 1 ea (tube, length 50 feet),Tygon,3/16 in. × 5/16 in.,1/16 in. | , |  |  | pkg of 1 ea (tube, length 50 feet),Tygon,3/16 in. × 5/16 in.,1/16 in.
,I.D. × O.D. 5/16 in. × 7/16 in.,,,,, | Z279854 |  | Aldrich | Tygon ® formula 2075 laboratory tubing |  | ,,,, | Labware , Manufacturer Browser , Norton , Tubing , Tygon Tubing , Tygon formula 2075 laboratory tubing |  | pkg of 1 ea (tube, length 50 feet),Tygon,5/16 in. × 7/16 in.,1/16 in. | , |  |  | pkg of 1 ea (tube, length 50 feet),Tygon,5/16 in. × 7/16 in.,1/16 in.
,I.D. × O.D. 3/8 in. × 1/2 in.,,,,, | Z279862 |  | Aldrich | Tygon ® formula 2075 laboratory tubing |  | ,,,, | Labware , Manufacturer Browser , Norton , Tubing , Tygon Tubing , Tygon formula 2075 laboratory tubing |  | pkg of 1 ea (tube, length 50 feet),Tygon,3/8 in. × 1/2 in.,1/16 in. | , |  |  | pkg of 1 ea (tube, length 50 feet),Tygon,3/8 in. × 1/2 in.,1/16 in.
,I.D. × O.D. 1/2 in. × 3/4 in.,,,,, | Z279870 |  | Aldrich | Tygon ® formula 2075 laboratory tubing |  | ,,,, | Labware , Manufacturer Browser , Norton , Tubing , Tygon Tubing , Tygon formula 2075 laboratory tubing |  | pkg of 1 ea (tube, length 50 feet),Tygon,1/2 in. × 3/4 in.,1/16 in. | , |  |  | pkg of 1 ea (tube, length 50 feet),Tygon,1/2 in. × 3/4 in.,1/16 in.
,I.D. × O.D. 5/8 in. × 7/8 in.,,,,, | Z279889 |  | Aldrich | Tygon ® formula 2075 laboratory tubing |  | ,,,, | Labware , Manufacturer Browser , Norton , Tubing , Tygon Tubing , Tygon formula 2075 laboratory tubing |  | pkg of 1 ea (tube, length 50 feet),Tygon,5/8 in. × 7/8 in.,1/8 in. | , |  |  | pkg of 1 ea (tube, length 50 feet),Tygon,5/8 in. × 7/8 in.,1/8 in.
,I.D. × O.D. 1/4 in. × 3/8 in.,,,,, | T8913 |  | Sigma | Tygon ® formula R-3603 laboratory tubing |  | ,,,, | Labware , Manufacturer Browser , Norton , Tubing , Tygon Tubing , Tygon formula R-3603 laboratory tubing |  | Tygon,1/4 in. × 3/8 in.,1/16 in. | , |  |  | Tygon,1/4 in. × 3/8 in.,1/16 in.
,I.D. × O.D. 3/8 in. × 9/16 in.,,,,, | T8538 |  | Sigma | Tygon ® formula R-3603 laboratory tubing |  | ,,,, | Labware , Manufacturer Browser , Norton , Tubing , Tygon Tubing , Tygon formula R-3603 laboratory tubing |  | Tygon,3/8 in. × 9/16 in.,3/32 in. | , |  |  | Tygon,3/8 in. × 9/16 in.,3/32 in.
,I.D. × O.D. 3/8 in. × 5/8 in.,,,,, | T9288 |  | Sigma | Tygon ® formula R-3603 laboratory tubing |  | ,,,, | Labware , Manufacturer Browser , Norton , Tubing , Tygon Tubing , Tygon formula R-3603 laboratory tubing |  | Tygon,3/8 in. × 5/8 in.,1/8 in. | , |  |  | Tygon,3/8 in. × 5/8 in.,1/8 in.
,I.D. × O.D. 1/2 in. × 5/8 in.,,,,, | T8663 |  | Sigma | Tygon ® formula R-3603 laboratory tubing |  | ,,,, | Labware , Manufacturer Browser , Norton , Tubing , Tygon Tubing , Tygon formula R-3603 laboratory tubing |  | Tygon,1/2 in. × 5/8 in.,1/16 in. | , |  |  | Tygon,1/2 in. × 5/8 in.,1/16 in.
,I.D. × O.D. 1/2 in. × 3/4 in.,,,,, | T9538 |  | Sigma | Tygon ® formula R-3603 laboratory tubing |  | ,,,, | Labware , Manufacturer Browser , Norton , Tubing , Tygon Tubing , Tygon formula R-3603 laboratory tubing |  | Tygon,1/2 in. × 3/4 in.,1/8 in. | , |  |  | Tygon,1/2 in. × 3/4 in.,1/8 in.
,I.D. × O.D. 3/4 in. × 1 in.,,,,, | T9038 |  | Sigma | Tygon ® formula R-3603 laboratory tubing |  | ,,,, | Labware , Manufacturer Browser , Norton , Tubing , Tygon Tubing , Tygon formula R-3603 laboratory tubing |  | Tygon,3/4 in. × 1 in.,1/8 in. | , |  |  | Tygon,3/4 in. × 1 in.,1/8 in.
,I.D. × O.D. 3/16 in. × 9/16 in.,,,,, | Z280151 |  | Aldrich | Tygon ® formula R-3603 laboratory tubing |  | ,,,, | Labware , Manufacturer Browser , Norton , Tubing , Tygon Tubing , Tygon formula R-3603 laboratory tubing |  | pkg of 10 feet,Tygon,3/16 in. × 9/16 in.,3/16 in. | , |  |  | pkg of 10 feet,Tygon,3/16 in. × 9/16 in.,3/16 in.
,I.D. × O.D. 1/4 in. × 5/8 in.,,,,, | Z280178 |  | Aldrich | Tygon ® formula R-3603 laboratory tubing |  | ,,,, | Labware , Manufacturer Browser , Norton , Tubing , Tygon Tubing , Tygon formula R-3603 laboratory tubing |  | pkg of 10 feet,Tygon,1/4 in. × 5/8 in.,3/16 in. | , |  |  | pkg of 10 feet,Tygon,1/4 in. × 5/8 in.,3/16 in.
,I.D. × O.D. 3/8 in. × 7/8 in.,,,,, | Z280186 |  | Aldrich | Tygon ® formula R-3603 laboratory tubing |  | ,,,, | Labware , Manufacturer Browser , Norton , Tubing , Tygon Tubing , Tygon formula R-3603 laboratory tubing |  | pkg of 10 feet,Tygon,3/8 in. × 7/8 in.,1/4 in. | , |  |  | pkg of 10 feet,Tygon,3/8 in. × 7/8 in.,1/4 in.
,I.D. × O.D. 1/2 in. × 1 1/8 in.,,,,, | Z280194 |  | Aldrich | Tygon ® formula R-3603 laboratory tubing |  | ,,,, | Labware , Manufacturer Browser , Norton , Tubing , Tygon Tubing , Tygon formula R-3603 laboratory tubing |  | pkg of 10 feet,Tygon,1/2 in. × 1 1/8 in.,5/16 in. | , |  |  | pkg of 10 feet,Tygon,1/2 in. × 1 1/8 in.,5/16 in.
,I.D. × O.D. 5/8 in. × 1 3/8 in.,,,,, | Z280208 |  | Aldrich | Tygon ® formula R-3603 laboratory tubing |  | ,,,, | Labware , Manufacturer Browser , Norton , Tubing , Tygon Tubing , Tygon formula R-3603 laboratory tubing |  | pkg of 10 feet,Tygon,5/8 in. × 1 3/8 in.,3/8 in. | , |  |  | pkg of 10 feet,Tygon,5/8 in. × 1 3/8 in.,3/8 in.
,I.D. × O.D. 3/4 in. × 1 1/2 in.,,,,, | Z280216 |  | Aldrich | Tygon ® formula R-3603 laboratory tubing |  | ,,,, | Labware , Manufacturer Browser , Norton , Tubing , Tygon Tubing , Tygon formula R-3603 laboratory tubing |  | pkg of 10 feet,Tygon,3/4 in. × 1 1/2 in.,3/8 in. | , |  |  | pkg of 10 feet,Tygon,3/4 in. × 1 1/2 in.,3/8 in.
,size 8 oz, polypropylene,,,,, | C0236 |  | Sigma | Nunc ® Lab-Tek ® multi-purpose lab containers |  | ,,,, | Containers , Labware , Manufacturer Browser , Nunc , Nunc Containers , Sample Containers |  | case of 120,Nunc,114.3 mm × 44.5 mm,polypropylene,8 oz | , |  |  | case of 120,Nunc,114.3 mm × 44.5 mm,polypropylene,8 oz
,OmniTray with lid, non-treated, polystyrene, sterile, 60/cs,,,,, | O0764 |  | Sigma | Nunc ® OmniTray |  | ,,,, | Genomics, PCR and Arrays , Labware , Manufacturer Browser , Nunc , Nunc Glass Kits , Plant Biotechnology , Plant Laboratory Supplies and Books , Supplies for Arrays , 分子生物学 |  | pack of 10,Nunc 242811,polystyrene,90 mL,sterile,non-treated surface treatment,lid,case of 60,suitable for (standard petri dish techniques and bacterial growth, screening libraries and DNA hybridization methods),128 mm × 86 mm,35 mL | , |  |  | pack of 10,Nunc 242811,polystyrene,90 mL,sterile,non-treated surface treatment,lid,case of 60,suitable for (standard petri dish techniques and bacterial growth, screening libraries and DNA hybridization methods),128 mm × 86 mm,35 mL
,aluminum sealing tape, silicone adhesive, pierceable,,,,, | T0197 |  | Sigma | Nunc ® sealing tape for multiwell plates |  | ,,,, | Labware , Manufacturer Browser , Molecular Biology Supplies , Multiwell Plates , Nunc , Nunc Multiwell Plate Seals , Nunc Multiwell Plates , Nunc Sealing Tapes , PCR (Polymerase Chain Reaction) Supplies , PCR Films, Foils and Sealing Mats , Sealing Films |  | pack of 100,Nunc 276014,certified RNase/DNase-free,silver,aluminum,case of 100,suitable for (general use, PCR, storage, photo-sensitive samples),non-sterile | , |  |  | pack of 100,Nunc 276014,certified RNase/DNase-free,silver,aluminum,case of 100,suitable for (general use, PCR, storage, photo-sensitive samples),non-sterile
,polyolefin sealing tape, acrylate adhesive, non-pierceable,,,,, | T9571 |  | Sigma | Nunc ® sealing tape for multiwell plates |  | ,,,, | Labware , Manufacturer Browser , Multiwell Plates , Nunc , Nunc Multiwell Plate Seals , Nunc Multiwell Plates , Nunc Sealing Tapes , Sealing Films |  | pack of 100,Nunc 232701,Non-treated surface treatment,not certified RNase/DNase-free,clear,polyolefin,case of 100,suitable for (microscopy, good optics, low auto-fluorescence, DMSO compatible),non-sterile,96 or 384 wells | , |  |  | pack of 100,Nunc 232701,Non-treated surface treatment,not certified RNase/DNase-free,clear,polyolefin,case of 100,suitable for (microscopy, good optics, low auto-fluorescence, DMSO compatible),non-sterile,96 or 384 wells
,polyolefin sealing tape, acrylate adhesive, non-pierceable,,,,, | T9696 |  | Sigma | Nunc ® sealing tape for multiwell plates |  | ,,,, | Labware , Manufacturer Browser , Molecular Biology Supplies , Multiwell Plates , Nunc , Nunc Multiwell Plate Seals , Nunc Multiwell Plates , Nunc Sealing Tapes , PCR (Polymerase Chain Reaction) Supplies , PCR Films, Foils and Sealing Mats , Sealing Films |  | pack of 100,Nunc 232702,certified RNase/DNase-free,clear,polyolefin,case of 100,suitable for (PCR, fluorescence assays, microscopy),non-sterile | , |  |  | pack of 100,Nunc 232702,certified RNase/DNase-free,clear,polyolefin,case of 100,suitable for (PCR, fluorescence assays, microscopy),non-sterile
,-20 °C labtop cooler, polycarbonate, blue, 1/cs,,,,, | C9985 |  | Sigma | Nalgene ® Labtop Cooler |  | ,,,, | Labtop Coolers , Labware , Manufacturer Browser , Molecular Biology Supplies , Nunc , Nunc PCR Supplies , PCR (Polymerase Chain Reaction) Supplies |  | case of 1,pack of 1,polycarbonate,blue,Nunc, 355501 | , |  |  | case of 1,pack of 1,polycarbonate,blue,Nunc, 355501
,autoclavable (plates only), w/lid,,,,, | P4366 |  | Sigma | Nunc ® GeNunc ™ PCR Amplifcation Workstation |  | ,,,, | Genomics, PCR and Arrays , Labware , Manufacturer Browser , Molecular Biology Supplies , Nunc , Nunc PCR Supplies , PCR (Polymerase Chain Reaction) Supplies , PCR Tube Racks , Plant Biotechnology , Plant Laboratory Supplies and Books , Supplies for PCR , 分子生物学 |  | pack of 1,case of 5,autoclavable (plates only) | , |  |  | pack of 1,case of 5,autoclavable (plates only)
,EP2102C, AC input 120 V,,,,, | Z707295 |  | Sigma | Ohaus ® Explorer ® Pro balance |  | ,,,, | Balances and Accessories , Explorer Pro balance , Labware , Manufacturer Browser , Ohaus , Ohaus Explorer Balances |  | CSA approved,EP2102C,2,100 g weighing capacity, resolution: 10 mg,172 mm × 172 mm,CE compliant,not available in EU | , |  |  | CSA approved,EP2102C,2,100 g weighing capacity, resolution: 10 mg,172 mm × 172 mm,CE compliant,not available in EU
,EP413C, AC input 120 V,,,,, | Z707252 |  | Sigma | Ohaus ® Explorer ® Pro balance |  | ,,,, | Balances and Accessories , Explorer Pro balance , Labware , Manufacturer Browser , Ohaus , Ohaus Explorer Balances |  | CSA approved,EP413C,121 mm,410 g weighing capacity, resolution: 1 mg,CE compliant,not available in EU | , |  |  | CSA approved,EP413C,121 mm,410 g weighing capacity, resolution: 1 mg,CE compliant,not available in EU
,EP413DC, AC input 120 V,,,,, | Z707279 |  | Sigma | Ohaus ® Explorer ® Pro balance |  | ,,,, | Balances and Accessories , Explorer Pro balance , Labware , Manufacturer Browser , Ohaus , Ohaus Explorer Balances |  | 410 g weighing capacity, resolution: 10 mg,EP413DC,121 mm,100 g weighing capacity, resolution: 1 mg,CE compliant,not available in EU | , |  |  | 410 g weighing capacity, resolution: 10 mg,EP413DC,121 mm,100 g weighing capacity, resolution: 1 mg,CE compliant,not available in EU
,EP612C, AC input 120 V,,,,, | Z707287 |  | Sigma | Ohaus ® Explorer ® Pro balance |  | ,,,, | Balances and Accessories , Explorer Pro balance , Labware , Manufacturer Browser , Ohaus , Ohaus Explorer Balances |  | CSA approved,EP612C,610 g weighing capacity, resolution: 10 mg,172 mm × 172 mm,CE compliant,not available in EU | , |  |  | CSA approved,EP612C,610 g weighing capacity, resolution: 10 mg,172 mm × 172 mm,CE compliant,not available in EU
,AC input 220 V (European plug),,,,, | P6183 |  | Sigma | Ohaus ® Balance Adapters |  | ,,,, | Balances and Accessories , Labware , Manufacturer Browser , Ohaus , Ohaus Balance Adapters |  | CSA approved,Ohaus,CE compliant | , |  |  | CSA approved,Ohaus,CE compliant
,Ohaus CS 200,,,,, | B0430 |  | Sigma | Ohaus ® Compact portable balance |  | ,,,, | Balances and Accessories , Labware , Manufacturer Browser , Ohaus , Ohaus Compact Balances , Ohaus Compact Portable Balance |  | CSA approved,Ohaus CS 200,200 g weighing capacity, precision: 0.1 g,CE compliant | , |  |  | CSA approved,Ohaus CS 200,200 g weighing capacity, precision: 0.1 g,CE compliant
,Ohaus CS 2000,,,,, | B0305 |  | Sigma | Ohaus ® Compact portable balance |  | ,,,, | Balances and Accessories , Labware , Manufacturer Browser , Ohaus , Ohaus Compact Balances , Ohaus Compact Portable Balance |  | CSA approved,Ohaus CS 2000,2000 g weighing capacity, precision: 1.0 g,CE compliant | , |  |  | CSA approved,Ohaus CS 2000,2000 g weighing capacity, precision: 1.0 g,CE compliant
,Ohaus CS 5000,,,,, | B0180 |  | Sigma | Ohaus ® Compact portable balance |  | ,,,, | Balances and Accessories , Labware , Manufacturer Browser , Ohaus , Ohaus Compact Balances , Ohaus Compact Portable Balance |  | CSA approved,Ohaus CS 5000,5000 g weighing capacity, precision: 2.0 g,CE compliant | , |  |  | CSA approved,Ohaus CS 5000,5000 g weighing capacity, precision: 2.0 g,CE compliant
,AC input 220 V,,,,, | P8233 |  | Sigma | Ohaus ® Compact portable balance power adapter |  | ,,,, | Balances and Accessories , Labware , Manufacturer Browser , Ohaus , Ohaus Compact Balances , Ohaus Compact Portable Balance Power Adapter |  | CSA approved,Ohaus,CE compliant,not available in USA and Canada | , |  |  | CSA approved,Ohaus,CE compliant,not available in USA and Canada
,AC input 120 V,,,,, | P8108 |  | Sigma | Ohaus ® Compact portable balance power adapter |  | ,,,, | Balances and Accessories , Labware , Manufacturer Browser , Ohaus , Ohaus Compact Balances , Ohaus Compact Portable Balance Power Adapter |  | CSA approved,Ohaus,CE compliant,not available in EU | , |  |  | CSA approved,Ohaus,CE compliant,not available in EU
,Model MB45, AC input 120 V,,,,, | Z707317 |  | Sigma | Ohaus ® MB-35 and MB-45 moisture balances |  | ,,,, | Balances and Accessories , Labware , Manufacturer Browser , Ohaus , Ohaus MB-45 Moisture Balance , Ohaus Moisture Analyzers |  | Moisture range: 0.01% to 100% (0.01% to 1000% for regain mode),Ohaus, MB45 US,19 cm × 15.2 cm × 36 cm,45 g weighing capacity,CSA approved,90 mm,not available in EU | , |  |  | Moisture range: 0.01% to 100% (0.01% to 1000% for regain mode),Ohaus, MB45 US,19 cm × 15.2 cm × 36 cm,45 g weighing capacity,CSA approved,90 mm,not available in EU
,20 g calibration weight,,,,, | Z660418 |  | Sigma | Ohaus ® MB-45 moisture balance accessories |  | ,,,, | Balances and Accessories , Labware , Manufacturer Browser , Ohaus , Ohaus MB-45 Moisture Balance Accessories , Ohaus Moisture Analyzers |  | Ohaus,available only in EU | , |  |  | Ohaus,available only in EU
,Data transfer software,,,,, | Z660442 |  | Sigma | Ohaus ® MB-45 moisture balance accessories |  | ,,,, | Balances and Accessories , Labware , Manufacturer Browser , Ohaus , Ohaus MB-45 Moisture Balance Accessories , Ohaus Moisture Analyzers |  | Ohaus,available only in EU | , |  |  | Ohaus,available only in EU
,Temperature Calibration Kit,,,,, | Z707325 |  | Sigma | Ohaus ® MB-45 moisture balance accessories |  | ,,,, | Balances and Accessories , Labware , Manufacturer Browser , Ohaus , Ohaus MB-45 Moisture Balance Accessories , Ohaus Moisture Analyzers |  | Ohaus,not available in EU | , |  |  | Ohaus,not available in EU
,Dust Cover,,,,, | Z707333 |  | Sigma | Ohaus ® MB-45 moisture balance accessories |  | ,,,, | Balances and Accessories , Labware , Manufacturer Browser , Ohaus , Ohaus MB-45 Moisture Balance Accessories , Ohaus Moisture Analyzers |  | Ohaus,not available in EU | , |  |  | Ohaus,not available in EU
,RS2323 Interface Cable,,,,, | Z707341 |  | Sigma | Ohaus ® MB-45 moisture balance accessories |  | ,,,, | Balances and Accessories , Labware , Manufacturer Browser , Ohaus , Ohaus MB-45 Moisture Balance Accessories , Ohaus Moisture Analyzers |  | Ohaus,not available in EU | , |  |  | Ohaus,not available in EU
,Sample Holder,,,,, | Z707376 |  | Sigma | Ohaus ® MB-45 moisture balance accessories |  | ,,,, | Balances and Accessories , Labware , Manufacturer Browser , Ohaus , Ohaus MB-45 Moisture Balance Accessories , Ohaus Moisture Analyzers |  | Ohaus,not available in EU | , |  |  | Ohaus,not available in EU
,JE120, 120 g weighing capacity, resolution: 0.1 g,,,,, | Z665630 |  | Sigma | Ohaus ® pocket balances |  | ,,,, | Balances and Accessories , Labware , Manufacturer Browser , Ohaus , Ohaus Pocket Balances |  | CSA approved,JE120,83 mm × 76 mm , oval,120 g weighing capacity, resolution: 0.1 g,CE compliant | , |  |  | CSA approved,JE120,83 mm × 76 mm , oval,120 g weighing capacity, resolution: 0.1 g,CE compliant
,JE250, 250 g weighing capacity, resolution: 0.1 g,,,,, | Z665649 |  | Sigma | Ohaus ® pocket balances |  | ,,,, | Balances and Accessories , Labware , Manufacturer Browser , Ohaus , Ohaus Pocket Balances |  | CSA approved,JE250,83 mm × 76 mm , oval,250 g weighing capacity, resolution: 0.1 g,CE compliant | , |  |  | CSA approved,JE250,83 mm × 76 mm , oval,250 g weighing capacity, resolution: 0.1 g,CE compliant
,JE500, 500 g weighing capacity, resolution: 0.1 g,,,,, | Z665657 |  | Sigma | Ohaus ® pocket balances |  | ,,,, | Balances and Accessories , Labware , Manufacturer Browser , Ohaus , Ohaus Pocket Balances |  | CSA approved,JE500,83 mm × 76 mm , oval,500 g weighing capacity, resolution: 0.1 g,CE compliant | , |  |  | CSA approved,JE500,83 mm × 76 mm , oval,500 g weighing capacity, resolution: 0.1 g,CE compliant
Glass spectrophotometer cuvettes,chamber volume 700 μL,,,,, | Z276898 |  | Aldrich | 分光光度计玻璃比色皿 |  | ,,,, | Absorption Cells , Cuvettes , Glass spectrophotometer cuvettes , Labware , Manufacturer Browser , Optiglass , Quartz and Glass Cuvettes , Spectroscopy , Spectroscopy Supplies , Spectroscopy, UV , Starna , UV/Visible (UV/VIS) Spectroscopy , 分析/色谱 , 分析试剂 |  | optical glass,334-2,500 nm spectral range,700 μL,10 mm | , |  |  | optical glass,334-2,500 nm spectral range,700 μL,10 mm
Glass spectrophotometer cuvettes,volume 1400 μL,,,,, | Z276871 |  | Aldrich | 分光光度计玻璃比色皿 |  | ,,,, | Absorption Cells , Cuvettes , Glass spectrophotometer cuvettes , Labware , Manufacturer Browser , Optiglass , Quartz and Glass Cuvettes , Spectroscopy , Spectroscopy Supplies , Spectroscopy, UV , Starna , UV/Visible (UV/VIS) Spectroscopy , 分析/色谱 , 分析试剂 |  | 1400 μL,optical glass,334-2,500 nm spectral range,10 mm | , |  |  | 1400 μL,optical glass,334-2,500 nm spectral range,10 mm
Glass spectrophotometer cuvettes,volume 3,500 μL,,,,, | Z276863 |  | Aldrich | 分光光度计玻璃比色皿 |  | ,,,, | Absorption Cells , Cuvettes , Glass spectrophotometer cuvettes , Labware , Manufacturer Browser , Optiglass , Quartz and Glass Cuvettes , Spectroscopy , Spectroscopy Supplies , Spectroscopy, UV , Starna , UV/Visible (UV/VIS) Spectroscopy , 分析/色谱 , 分析试剂 |  | 3,500 μL,optical glass,334-2,500 nm spectral range,10 mm | , |  |  | 3,500 μL,optical glass,334-2,500 nm spectral range,10 mm
Raman quartz cuvette,volume 1.4 mL, PTFE cover,,,,, | Z276928 |  | Aldrich | Raman 石英比色皿 |  | ,,,, | Cuvettes , Labware , Manufacturer Browser , Optiglass , Raman Quartz Cells , Raman quartz cuvette , Spectroscopy , Spectroscopy Supplies , Spectroscopy, Raman , Starna , UV/Visible (UV/VIS) Spectroscopy , 分析/色谱 , 分析试剂 |  | 1.4 mL,45 mm × 12.5 mm × 12.5 mm,PTFE cover,170-2700 nm spectral range | , |  |  | 1.4 mL,45 mm × 12.5 mm × 12.5 mm,PTFE cover,170-2700 nm spectral range
Raman quartz cuvette,volume 3.5 mL, PTFE cover,,,,, | Z276901 |  | Aldrich | Raman 石英比色皿 |  | ,,,, | Cuvettes , Labware , Manufacturer Browser , Optiglass , Raman Quartz Cells , Raman quartz cuvette , Spectroscopy , Spectroscopy Supplies , Spectroscopy, Raman , Starna , UV/Visible (UV/VIS) Spectroscopy , 分析/色谱 , 分析试剂 |  | 3.5 mL,45 mm × 12.5 mm × 12.5 mm,PTFE cover,170-2700 nm spectral range | , |  |  | 3.5 mL,45 mm × 12.5 mm × 12.5 mm,PTFE cover,170-2700 nm spectral range
Raman quartz cuvette,volume 3.5 mL, cover screw top (solid),,,,, | Z276944 |  | Aldrich | Raman 石英比色皿 |  | ,,,, | Cuvettes , Labware , Manufacturer Browser , Optiglass , Raman Quartz Cells , Raman quartz cuvette , Spectroscopy , Spectroscopy Supplies , Spectroscopy, Raman , Starna , UV/Visible (UV/VIS) Spectroscopy , 分析/色谱 , 分析试剂 |  | 3.5 mL,45 mm × 12.5 mm × 12.5 mm,cover screw top (solid),170-2700 nm spectral range | , |  |  | 3.5 mL,45 mm × 12.5 mm × 12.5 mm,cover screw top (solid),170-2700 nm spectral range
Raman quartz cuvette,chamber volume 3.5 mL, cover screw top (open),,,,, | Z276952 |  | Aldrich | Raman 石英比色皿 |  | ,,,, | Cuvettes , Labware , Manufacturer Browser , Optiglass , Raman Quartz Cells , Raman quartz cuvette , Spectroscopy , Spectroscopy Supplies , Spectroscopy, Raman , Starna , UV/Visible (UV/VIS) Spectroscopy , 分析/色谱 , 分析试剂 |  | quartz,45 mm × 12.5 mm × 12.5 mm,cover screw top (open),170-2700 nm spectral range,3.5 mL | , |  |  | quartz,45 mm × 12.5 mm × 12.5 mm,cover screw top (open),170-2700 nm spectral range,3.5 mL
Screw-cap cuvettes,Spectrosil quartz, Solid-top cap, limit 170-2,700 nm spectral range,,,,, | Z276820 |  | Aldrich | 螺纹盖比色皿 |  | ,,,, | Absorption Cells , Cuvettes , Labware , Manufacturer Browser , Optiglass , Quartz and Glass Cuvettes , Screw-cap cuvettes , Spectroscopy , Spectroscopy Supplies , Spectroscopy, UV , Starna , UV/Visible (UV/VIS) Spectroscopy , 分析/色谱 , 分析试剂 |  | 45 mm × 12.5 mm × 12.5 mm,Spectrosil quartz,170-2,700 nm spectral range | , |  |  | 45 mm × 12.5 mm × 12.5 mm,Spectrosil quartz,170-2,700 nm spectral range
Screw-cap cuvettes,Spectrosil quartz, Open-top cap, limit 170-2,700 nm spectral range,,,,, | Z276847 |  | Aldrich | 螺纹盖比色皿 |  | ,,,, | Absorption Cells , Cuvettes , Labware , Manufacturer Browser , Optiglass , Quartz and Glass Cuvettes , Screw-cap cuvettes , Spectroscopy , Spectroscopy Supplies , Spectroscopy, UV , Starna , UV/Visible (UV/VIS) Spectroscopy , 分析/色谱 , 分析试剂 |  | 45 mm × 12.5 mm × 12.5 mm,Spectrosil quartz,170-2,700 nm spectral range,3,500 μL,10 mm | , |  |  | 45 mm × 12.5 mm × 12.5 mm,Spectrosil quartz,170-2,700 nm spectral range,3,500 μL,10 mm
Screw-cap cuvettes,glass, Solid-top cap, limit 334-2,500 nm spectral range,,,,, | Z276855 |  | Aldrich | 螺纹盖比色皿 |  | ,,,, | Absorption Cells , Cuvettes , Labware , Manufacturer Browser , Optiglass , Quartz and Glass Cuvettes , Screw-cap cuvettes , Spectroscopy , Spectroscopy Supplies , Spectroscopy, UV , Starna , UV/Visible (UV/VIS) Spectroscopy , 分析/色谱 , 分析试剂 |  | 45 mm × 12.5 mm × 12.5 mm,glass,334-2,500 nm spectral range | , |  |  | 45 mm × 12.5 mm × 12.5 mm,glass,334-2,500 nm spectral range
Screw-cap cuvettes,glass, Open-top cap, limit 334-2,500 nm spectral range,,,,, | Z276839 |  | Aldrich | 螺纹盖比色皿 |  | ,,,, | Absorption Cells , Cuvettes , Labware , Manufacturer Browser , Optiglass , Quartz and Glass Cuvettes , Screw-cap cuvettes , Spectroscopy , Spectroscopy Supplies , Spectroscopy, UV , Starna , UV/Visible (UV/VIS) Spectroscopy , 分析/色谱 , 分析试剂 |  | 45 mm × 12.5 mm × 12.5 mm,glass,334-2,500 nm spectral range,3,500 μL,10 mm | , |  |  | 45 mm × 12.5 mm × 12.5 mm,glass,334-2,500 nm spectral range,3,500 μL,10 mm
UV quartz cuvette,Micro rectangular, volume 0.7 mL , self-masking, black walls, PTFE cover,,,,, | Z276731 |  | Aldrich | 紫外线石英比色皿 |  | ,,,, | Labware , Manufacturer Browser , Optiglass , Spectroscopy Supplies , Spectroscopy, UV , Starna , UV quartz cuvette |  | quartz,Starna ™ 18/B/Q/10/UM,10 mm , self-masking, black walls,45 mm,PTFE cover,0.7 mL , self-masking, black walls,170-2,700 nm spectral range,12.5 mm × 12.5 mm | , |  |  | quartz,Starna ™ 18/B/Q/10/UM,10 mm , self-masking, black walls,45 mm,PTFE cover,0.7 mL , self-masking, black walls,170-2,700 nm spectral range,12.5 mm × 12.5 mm
UV quartz cuvette,Micro rectangular, chamber volume 700 μL, PTFE stopper,,,,, | Z276758 |  | Aldrich | 紫外线石英比色皿 |  | ,,,, | Absorption Cells , Cuvettes , Labware , Manufacturer Browser , Optiglass , Quartz and Glass Cuvettes , Spectroscopy , Spectroscopy Supplies , Spectroscopy, UV , Starna , UV quartz cuvette , UV/Visible (UV/VIS) Spectroscopy , 分析/色谱 , 分析试剂 |  | quartz,Starna ™ 28/B/Q/10/UM,48 mm , self-masking, black walls,PTFE stopper,170-2,700 nm spectral range,700 μL,10 mm,12.5 mm × 12.5 mm | , |  |  | quartz,Starna ™ 28/B/Q/10/UM,48 mm , self-masking, black walls,PTFE stopper,170-2,700 nm spectral range,700 μL,10 mm,12.5 mm × 12.5 mm
UV quartz cuvette,Micro rectangular, volume 0.7 mL, PTFE cover,,,,, | Z276715 |  | Aldrich | 紫外线石英比色皿 |  | ,,,, | Absorption Cells , Cuvettes , Labware , Manufacturer Browser , Optiglass , Quartz and Glass Cuvettes , Spectroscopy , Spectroscopy Supplies , Spectroscopy, UV , Starna , UV quartz cuvette , UV/Visible (UV/VIS) Spectroscopy , 分析/色谱 , 分析试剂 |  | quartz,Starna ™ 18/Q/10/UM,10 mm,45 mm,PTFE cover,0.7 mL,170-2,700 nm spectral range,12.5 mm × 12.5 mm | , |  |  | quartz,Starna ™ 18/Q/10/UM,10 mm,45 mm,PTFE cover,0.7 mL,170-2,700 nm spectral range,12.5 mm × 12.5 mm
UV quartz cuvette,Micro rectangular, chamber volume 700 μL, PTFE stopper,,,,, | Z276723 |  | Aldrich | 紫外线石英比色皿 |  | ,,,, | Absorption Cells , Cuvettes , Labware , Manufacturer Browser , Optiglass , Quartz and Glass Cuvettes , Spectroscopy , Spectroscopy Supplies , Spectroscopy, UV , Starna , UV quartz cuvette , UV/Visible (UV/VIS) Spectroscopy , 分析/色谱 , 分析试剂 |  | quartz,Starna ™ 28/Q/10/UM,48 mm,PTFE stopper,170-2,700 nm spectral range,700 μL,10 mm,12.5 mm × 12.5 mm | , |  |  | quartz,Starna ™ 28/Q/10/UM,48 mm,PTFE stopper,170-2,700 nm spectral range,700 μL,10 mm,12.5 mm × 12.5 mm
UV quartz cuvette,Semi-micro rectangular, volume 1.4 mL, PTFE cover,,,,, | Z276677 |  | Aldrich | 紫外线石英比色皿 |  | ,,,, | Absorption Cells , Cuvettes , Labware , Manufacturer Browser , Optiglass , Quartz and Glass Cuvettes , Spectroscopy , Spectroscopy Supplies , Spectroscopy, UV , Starna , UV quartz cuvette , UV/Visible (UV/VIS) Spectroscopy , 分析/色谱 , 分析试剂 |  | quartz,Starna ™ 9/Q/10/UM,45 mm,PTFE cover,1.4 mL,170-2,700 nm spectral range,10 mm,12.5 mm × 12.5 mm | , |  |  | quartz,Starna ™ 9/Q/10/UM,45 mm,PTFE cover,1.4 mL,170-2,700 nm spectral range,10 mm,12.5 mm × 12.5 mm
UV quartz cuvette,Semi-micro rectangular, volume 1.4 mL, PTFE stopper,,,,, | Z276685 |  | Aldrich | 紫外线石英比色皿 |  | ,,,, | Absorption Cells , Cuvettes , Labware , Manufacturer Browser , Optiglass , Quartz and Glass Cuvettes , Spectroscopy , Spectroscopy Supplies , Spectroscopy, UV , Starna , UV quartz cuvette , UV/Visible (UV/VIS) Spectroscopy , 分析/色谱 , 分析试剂 |  | quartz,Starna ™ 29/Q/10/UM,48 mm,PTFE stopper,1.4 mL,170-2,700 nm spectral range,10 mm,12.5 mm × 12.5 mm | , |  |  | quartz,Starna ™ 29/Q/10/UM,48 mm,PTFE stopper,1.4 mL,170-2,700 nm spectral range,10 mm,12.5 mm × 12.5 mm
UV quartz cuvette,Semi-micro square, chamber volume 1.4 mL, PTFE cover,,,,, | Z276693 |  | Aldrich | 紫外线石英比色皿 |  | ,,,, | Absorption Cells , Cuvettes , Labware , Manufacturer Browser , Optiglass , Quartz and Glass Cuvettes , Spectroscopy , Starna , UV quartz cuvette , UV/Visible (UV/VIS) Spectroscopy , 分析/色谱 , 分析试剂 |  | quartz,Starna ™ 9B/Q/10,45 mm , self-masking, black walls,PTFE cover,170-2,700 nm spectral range,1.4 mL,10 mm,12.5 mm × 12.5 mm | , |  |  | quartz,Starna ™ 9B/Q/10,45 mm , self-masking, black walls,PTFE cover,170-2,700 nm spectral range,1.4 mL,10 mm,12.5 mm × 12.5 mm
UV quartz cuvette,Semi-micro square, chamber volume 1.4 mL, PTFE stopper,,,,, | Z276707 |  | Aldrich | 紫外线石英比色皿 |  | ,,,, | Absorption Cells , Cuvettes , Labware , Manufacturer Browser , Optiglass , Quartz and Glass Cuvettes , Spectroscopy , Starna , UV quartz cuvette , UV/Visible (UV/VIS) Spectroscopy , 分析/色谱 , 分析试剂 |  | quartz,Starna ™ 29B/Q/10,48 mm , self-masking, black walls,PTFE stopper,170-2,700 nm spectral range,1.4 mL,10 mm,12.5 mm × 12.5 mm | , |  |  | quartz,Starna ™ 29B/Q/10,48 mm , self-masking, black walls,PTFE stopper,170-2,700 nm spectral range,1.4 mL,10 mm,12.5 mm × 12.5 mm
UV quartz cuvette,Standard rectangular, volume 3.5 mL, PTFE cover,,,,, | Z276650 |  | Aldrich | 紫外线石英比色皿 |  | ,,,, | Absorption Cells , Cuvettes , Labware , Manufacturer Browser , Optiglass , Quartz and Glass Cuvettes , Spectroscopy , Spectroscopy Supplies , Spectroscopy, UV , Starna , UV quartz cuvette , UV/Visible (UV/VIS) Spectroscopy , 分析/色谱 , 分析试剂 |  | quartz,Starna ™ 1/Q/10/UM,10 mm,45 mm,PTFE cover,3.5 mL,170-2,700 nm spectral range,12.5 mm × 12.5 mm | , |  |  | quartz,Starna ™ 1/Q/10/UM,10 mm,45 mm,PTFE cover,3.5 mL,170-2,700 nm spectral range,12.5 mm × 12.5 mm
UV quartz cuvette,Standard rectangular, volume 3.5 mL, PTFE stopper,,,,, | Z276669 |  | Aldrich | 紫外线石英比色皿 |  | ,,,, | Absorption Cells , Cuvettes , Labware , Manufacturer Browser , Optiglass , Quartz and Glass Cuvettes , Spectroscopy , Spectroscopy Supplies , Spectroscopy, UV , Starna , UV quartz cuvette , UV/Visible (UV/VIS) Spectroscopy , 分析/色谱 , 分析试剂 |  | quartz,Starna ™ 21/Q/10/UM,10 mm,48 mm,PTFE stopper,3.5 mL,170-2,700 nm spectral range,12.5 mm × 12.5 mm | , |  |  | quartz,Starna ™ 21/Q/10/UM,10 mm,48 mm,PTFE stopper,3.5 mL,170-2,700 nm spectral range,12.5 mm × 12.5 mm
UV quartz cuvette,Cylindrical cell, volume 2.8 mL, PTFE stopper,,,,, | Z276960 |  | Aldrich | 紫外线石英比色皿 |  | ,,,, | Absorption Cells , Cuvettes , Labware , Manufacturer Browser , Optiglass , Quartz and Glass Cuvettes , Spectroscopy , Spectroscopy Supplies , Spectroscopy, UV , Starna , UV quartz cuvette , UV/Visible (UV/VIS) Spectroscopy , 分析/色谱 , 分析试剂 |  | quartz,Starna ™ 32/Q/10/UM,19 mm × 22 mm × 12.5 mm,10 mm,PTFE stopper,2.8 mL,170-2,700 nm spectral range,12.5 mm × 12.5 mm | , |  |  | quartz,Starna ™ 32/Q/10/UM,19 mm × 22 mm × 12.5 mm,10 mm,PTFE stopper,2.8 mL,170-2,700 nm spectral range,12.5 mm × 12.5 mm
UV quartz cuvette,Cylindrical cell, chamber volume 5.6 mL, PTFE stopper,,,,, | Z276979 |  | Aldrich | 紫外线石英比色皿 |  | ,,,, | Absorption Cells , Cuvettes , Labware , Manufacturer Browser , Optiglass , Quartz and Glass Cuvettes , Spectroscopy , Spectroscopy Supplies , Spectroscopy, UV , Starna , UV quartz cuvette , UV/Visible (UV/VIS) Spectroscopy , 分析/色谱 , 分析试剂 |  | quartz,Starna ™ 32/Q/20/UM,19 mm × 22 mm × 22.5 mm,PTFE stopper,170-2,700 nm spectral range,5.6 mL,20 mm,12.5 mm × 12.5 mm | , |  |  | quartz,Starna ™ 32/Q/20/UM,19 mm × 22 mm × 22.5 mm,PTFE stopper,170-2,700 nm spectral range,5.6 mL,20 mm,12.5 mm × 12.5 mm
UV quartz cuvette,Cylindrical cell, chamber volume 14.1 mL, PTFE stopper,,,,, | Z276987 |  | Aldrich | 紫外线石英比色皿 |  | ,,,, | Absorption Cells , Cuvettes , Labware , Manufacturer Browser , Optiglass , Quartz and Glass Cuvettes , Spectroscopy , Spectroscopy Supplies , Spectroscopy, UV , Starna , UV quartz cuvette , UV/Visible (UV/VIS) Spectroscopy , 分析/色谱 , 分析试剂 |  | quartz,Starna ™ 34/Q/50/UM,19 mm × 22 mm × 52.5 mm,PTFE stopper,170-2,700 nm spectral range,14.1 mL,50 mm,12.5 mm × 12.5 mm | , |  |  | quartz,Starna ™ 34/Q/50/UM,19 mm × 22 mm × 52.5 mm,PTFE stopper,170-2,700 nm spectral range,14.1 mL,50 mm,12.5 mm × 12.5 mm
UV quartz cuvette,Cylindrical cell, chamber volume 28.2 mL, PTFE stopper,,,,, | Z276995 |  | Aldrich | 紫外线石英比色皿 |  | ,,,, | Absorption Cells , Cuvettes , Labware , Manufacturer Browser , Optiglass , Quartz and Glass Cuvettes , Spectroscopy , Spectroscopy Supplies , Spectroscopy, UV , Starna , UV quartz cuvette , UV/Visible (UV/VIS) Spectroscopy , 分析/色谱 , 分析试剂 |  | quartz,Starna ™ 34/Q/100/UM,19 mm × 22 mm × 102.5 mm,PTFE stopper,170-2,700 nm spectral range,28.2 mL,100 mm,12.5 mm × 12.5 mm | , |  |  | quartz,Starna ™ 34/Q/100/UM,19 mm × 22 mm × 102.5 mm,PTFE stopper,170-2,700 nm spectral range,28.2 mL,100 mm,12.5 mm × 12.5 mm
,Ammonia NH 3 /NH 4 + electrode,,,,, | Z264652 |  | Aldrich | Orion ® ISE electrodes |  | ,,,, | Electrodes , ISE electrodes , Labware , Manufacturer Browser , Orion , Thermo , Thermo pH , pH Electrodes , pH Supplies |  | Thermo Electron,Orion,0.01-14,000 ppm N ISE,interferences volatile amines | , |  |  | Thermo Electron,Orion,0.01-14,000 ppm N ISE,interferences volatile amines
,Cyanide CN - electrode,,,,, | Z264636 |  | Aldrich | Orion ® ISE electrodes |  | ,,,, | Electrodes , ISE electrodes , Labware , Manufacturer Browser , Orion , Thermo , Thermo pH , pH Electrodes , pH Supplies |  | Thermo Electron,Orion,0.2-260 ppm ISE,interferences S -2 , I - , Br, Cl - | , |  |  | Thermo Electron,Orion,0.2-260 ppm ISE,interferences S -2 , I - , Br, Cl -
,Fluoride combination ISE F - electrode,,,,, | Z264571 |  | Aldrich | Orion ® ISE electrodes |  | ,,,, | Electrodes , ISE electrodes , Labware , Manufacturer Browser , Orion , Thermo , Thermo pH , pH Electrodes , pH Supplies |  | Thermo Electron,Orion,0.02 ppm to saturation ISE,interferences OH - | , |  |  | Thermo Electron,Orion,0.02 ppm to saturation ISE,interferences OH -
,Test tube,,,,, | Z276383 |  | Aldrich | Orion ® micro-pH electrode |  | ,,,, | Labware , Manufacturer Browser , Micro-pH electrode , Orion , Orion micro-pH electrode , Thermo , Thermo pH , pH Electrodes , pH Supplies |  | Thermo Electron Orion ® 98-02,18 mm × 2.5 mm,150 mm × 6 mm | , |  |  | Thermo Electron Orion ® 98-02,18 mm × 2.5 mm,150 mm × 6 mm
,NMR tube,,,,, | Z276391 |  | Aldrich | Orion ® micro-pH electrode |  | ,,,, | Labware , Manufacturer Browser , Micro-pH electrode , Orion , Orion micro-pH electrode , Thermo , Thermo pH , pH Electrodes , pH Supplies |  | Thermo Electron Orion ® 98-26,228 mm × 2.5 mm,228 mm × 2.5 mm | , |  |  | Thermo Electron Orion ® 98-26,228 mm × 2.5 mm,228 mm × 2.5 mm
,Micro plate,,,,, | Z276405 |  | Aldrich | Orion ® micro-pH electrode |  | ,,,, | Labware , Manufacturer Browser , Micro-pH electrode , Orion , Orion micro-pH electrode , Thermo , Thermo pH , pH Electrodes , pH Supplies |  | Thermo Electron Orion ® 98-03,48 mm × 2.5 mm,83 mm × 2.5 mm | , |  |  | Thermo Electron Orion ® 98-03,48 mm × 2.5 mm,83 mm × 2.5 mm
,0.5 μL,,,,, | Z276413 |  | Aldrich | Orion ® micro-pH electrode |  | ,,,, | Labware , Manufacturer Browser , Micro-pH electrode , Orion , Orion micro-pH electrode , Thermo , Thermo pH , pH Electrodes , pH Supplies |  | Thermo Electron Orion ® 98-10,37 mm × 1.3 mm,120 mm × 6 mm | , |  |  | Thermo Electron Orion ® 98-10,37 mm × 1.3 mm,120 mm × 6 mm
,Piercing septa, needle tip,,,,, | Z276421 |  | Aldrich | Orion ® micro-pH electrode |  | ,,,, | Labware , Manufacturer Browser , Micro-pH electrode , Orion , Orion micro-pH electrode , Thermo , Thermo pH , pH Electrodes , pH Supplies |  | Thermo Electron Orion ® 98-63,60 mm × 1.7 mm,157 mm × 7.6 mm | , |  |  | Thermo Electron Orion ® 98-63,60 mm × 1.7 mm,157 mm × 7.6 mm
,electrode holder,,,,, | Z264512 |  | Aldrich | Orion ® PerpHecT ® electrode holder |  | ,,,, | Benchtop Meters , Labware , Manufacturer Browser , Orion , Orion PerpHecT Electrode Holder , PerpHecT electrode holder , Thermo , Thermo pH , pH Meters , pH Supplies |  | Thermo Electron,Orion | , |  |  | Thermo Electron,Orion
,General,,,,, | Z276472 |  | Aldrich | Orion ® Ross ® combination research electrode |  | ,,,, | Labware , Manufacturer Browser , Orion , Orion Ross combination research electrode , Ross combination research electrode , Thermo , Thermo pH , pH Electrodes , pH Supplies |  | Orion ® 81-02,glass body,0-100 °C temp,120 mm × 12 mm | , |  |  | Orion ® 81-02,glass body,0-100 °C temp,120 mm × 12 mm
,Test tube,,,,, | Z276480 |  | Aldrich | Orion ® Ross ® combination research electrode |  | ,,,, | Labware , Manufacturer Browser , Orion , Orion Ross combination research electrode , Ross combination research electrode , Thermo , Thermo pH , pH Electrodes , pH Supplies |  | Orion ® 81-03,glass body,0-100 °C temp,165 mm × 6 mm | , |  |  | Orion ® 81-03,glass body,0-100 °C temp,165 mm × 6 mm
,Test tube,,,,, | Z276502 |  | Aldrich | Orion ® Ross ® combination research electrode |  | ,,,, | Labware , Manufacturer Browser , Orion , Orion Ross combination research electrode , Ross combination research electrode , Thermo , Thermo pH , pH Electrodes , pH Supplies |  | Orion ® 81-15,epoxy body,0-100 °C temp,165 mm × 6 mm | , |  |  | Orion ® 81-15,epoxy body,0-100 °C temp,165 mm × 6 mm
,Rugged,,,,, | Z276499 |  | Aldrich | Orion ® Ross ® combination research electrode |  | ,,,, | Labware , Manufacturer Browser , Orion , Orion Ross combination research electrode , Ross combination research electrode , Thermo , Thermo pH , pH Electrodes , pH Supplies |  | Orion ® 81-56,epoxy body,0-100 °C temp,120 mm × 12 mm | , |  |  | Orion ® 81-56,epoxy body,0-100 °C temp,120 mm × 12 mm
,General,,,,, | Z276464 |  | Aldrich | Orion ® Ross ® Sure-Flow ® electrode |  | ,,,, | Labware , Manufacturer Browser , Orion , Orion Ross Sure-Flow electrode , Ross Sure-Flow electrode , Thermo , Thermo pH , pH Electrodes , pH Supplies |  | Orion, 81-72,glass body,120 mm × 12 mm | , |  |  | Orion, 81-72,glass body,120 mm × 12 mm
,Rugged,,,,, | Z276448 |  | Aldrich | Orion ® Ross ® Sure-Flow ® electrode |  | ,,,, | Labware , Manufacturer Browser , Orion , Orion Ross Sure-Flow electrode , Ross Sure-Flow electrode , Thermo , Thermo pH , pH Electrodes , pH Supplies |  | Orion, 81-65,epoxy body,120 mm × 12 mm | , |  |  | Orion, 81-65,epoxy body,120 mm × 12 mm
,Test tube,,,,, | Z276456 |  | Aldrich | Orion ® Ross ® Sure-Flow ® electrode |  | ,,,, | Labware , Manufacturer Browser , Orion , Orion Ross Sure-Flow electrode , Ross Sure-Flow electrode , Thermo , Thermo pH , pH Electrodes , pH Supplies |  | Orion, 81-75,epoxy body,165 mm × 6 mm | , |  |  | Orion, 81-75,epoxy body,165 mm × 6 mm
,PTFE membrane, diam. 50 mm, pore size 0.2 μm,,,,, | Z268488 |  | Aldrich | Gelman Acro 50 vent filter |  | ,,,, | Filtration Supplies , Gelman Acro 50 Vent Filter , Labware , Manufacturer Browser , Membrane Filters , PTFE Membrane Filters , Pall Gelman |  | polypropylene housing,Pall 4251,PTFE membrane,0.2 μm,pkg of 18,non-sterile,50 mm | , |  |  | polypropylene housing,Pall 4251,PTFE membrane,0.2 μm,pkg of 18,non-sterile,50 mm
,MWCO 3 kDa,,,,, | Z722030 |  | Sigma | Pall Nanosep ® centrifugal device with Omega membrane |  | ,,,, | Centrifuge Filtration , Filtration Supplies , Labware , Manufacturer Browser , Nanosep Centrifugal Device with Omega Membrane , Pall Gelman , Pall Nanosep Centrifugal Units |  | Pall OD003C33,3 kDa MWCO | , |  |  | Pall OD003C33,3 kDa MWCO
,MWCO 3 kDa,,,,, | Z722049 |  | Sigma | Pall Nanosep ® centrifugal device with Omega membrane |  | ,,,, | Centrifuge Filtration , Filtration Supplies , Labware , Manufacturer Browser , Nanosep Centrifugal Device with Omega Membrane , Pall Gelman , Pall Nanosep Centrifugal Units |  | Pall OD003C34,3 kDa MWCO | , |  |  | Pall OD003C34,3 kDa MWCO
,MWCO 3 kDa,,,,, | Z722057 |  | Sigma | Pall Nanosep ® centrifugal device with Omega membrane |  | ,,,, | Centrifuge Filtration , Filtration Supplies , Labware , Manufacturer Browser , Nanosep Centrifugal Device with Omega Membrane , Pall Gelman , Pall Nanosep Centrifugal Units |  | Pall OD003C35,3 kDa MWCO | , |  |  | Pall OD003C35,3 kDa MWCO
,MWCO 10 kDa,,,,, | Z722065 |  | Sigma | Pall Nanosep ® centrifugal device with Omega membrane |  | ,,,, | Centrifuge Filtration , Filtration Supplies , Labware , Manufacturer Browser , Nanosep Centrifugal Device with Omega Membrane , Pall Gelman , Pall Nanosep Centrifugal Units |  | Pall OD010C33,10 kDa MWCO | , |  |  | Pall OD010C33,10 kDa MWCO
,MWCO 10 kDa,,,,, | Z722073 |  | Sigma | Pall Nanosep ® centrifugal device with Omega membrane |  | ,,,, | Centrifuge Filtration , Core Bioreagents , Filtration Supplies , Labware , Life Science Reagents for Nucleic Acid Purification , Life Science Reagents for Protein Electrophoresis , Life Science Reagents for Protein Expression and Purification , Manufacturer Browser , Nanosep Centrifugal Device with Omega Membrane , Pall Gelman , Pall Nanosep Centrifugal Units , Research Essentials |  | Pall OD010C34,10 kDa MWCO | , |  |  | Pall OD010C34,10 kDa MWCO
,MWCO 10 kDa,,,,, | Z722081 |  | Sigma | Pall Nanosep ® centrifugal device with Omega membrane |  | ,,,, | Centrifuge Filtration , Filtration Supplies , Labware , Manufacturer Browser , Nanosep Centrifugal Device with Omega Membrane , Pall Gelman , Pall Nanosep Centrifugal Units |  | Pall OD010C35,10 kDa MWCO | , |  |  | Pall OD010C35,10 kDa MWCO
,MWCO 30 kDa,,,,, | Z722103 |  | Sigma | Pall Nanosep ® centrifugal device with Omega membrane |  | ,,,, | Centrifuge Filtration , Filtration Supplies , Labware , Manufacturer Browser , Nanosep Centrifugal Device with Omega Membrane , Pall Gelman , Pall Nanosep Centrifugal Units |  | Pall OD030C33,30 kDa MWCO | , |  |  | Pall OD030C33,30 kDa MWCO
,MWCO 30 kDa,,,,, | Z722111 |  | Sigma | Pall Nanosep ® centrifugal device with Omega membrane |  | ,,,, | Centrifuge Filtration , Filtration Supplies , Labware , Manufacturer Browser , Nanosep Centrifugal Device with Omega Membrane , Pall Gelman , Pall Nanosep Centrifugal Units |  | Pall OD030C34,30 kDa MWCO | , |  |  | Pall OD030C34,30 kDa MWCO
,MWCO 30 kDa,,,,, | Z722138 |  | Sigma | Pall Nanosep ® centrifugal device with Omega membrane |  | ,,,, | Centrifuge Filtration , Filtration Supplies , Labware , Manufacturer Browser , Nanosep Centrifugal Device with Omega Membrane , Pall Gelman , Pall Nanosep Centrifugal Units |  | Pall OD030C35,30 kDa MWCO | , |  |  | Pall OD030C35,30 kDa MWCO
,MWCO 100 kDa,,,,, | Z722146 |  | Sigma | Pall Nanosep ® centrifugal device with Omega membrane |  | ,,,, | Centrifuge Filtration , Filtration Supplies , Labware , Manufacturer Browser , Nanosep Centrifugal Device with Omega Membrane , Pall Gelman , Pall Nanosep Centrifugal Units |  | Pall OD100C33,100 kDa MWCO | , |  |  | Pall OD100C33,100 kDa MWCO
,MWCO 100 kDa,,,,, | Z722154 |  | Sigma | Pall Nanosep ® centrifugal device with Omega membrane |  | ,,,, | Centrifuge Filtration , Filtration Supplies , Labware , Manufacturer Browser , Nanosep Centrifugal Device with Omega Membrane , Pall Gelman , Pall Nanosep Centrifugal Units |  | Pall OD100C34,100 kDa MWCO | , |  |  | Pall OD100C34,100 kDa MWCO
,MWCO 100 kDa,,,,, | Z722162 |  | Sigma | Pall Nanosep ® centrifugal device with Omega membrane |  | ,,,, | Centrifuge Filtration , Filtration Supplies , Labware , Manufacturer Browser , Nanosep Centrifugal Device with Omega Membrane , Pall Gelman , Pall Nanosep Centrifugal Units |  | Pall OD100C35,100 kDa MWCO | , |  |  | Pall OD100C35,100 kDa MWCO
,MWCO 300 kDa,,,,, | Z722170 |  | Sigma | Pall Nanosep ® centrifugal device with Omega membrane |  | ,,,, | Centrifuge Filtration , Filtration Supplies , Labware , Manufacturer Browser , Nanosep Centrifugal Device with Omega Membrane , Pall Gelman , Pall Nanosep Centrifugal Units |  | Pall OD300C33,300 kDa MWCO | , |  |  | Pall OD300C33,300 kDa MWCO
,MWCO 300 kDa,,,,, | Z722189 |  | Sigma | Pall Nanosep ® centrifugal device with Omega membrane |  | ,,,, | Centrifuge Filtration , Filtration Supplies , Labware , Manufacturer Browser , Nanosep Centrifugal Device with Omega Membrane , Pall Gelman , Pall Nanosep Centrifugal Units |  | Pall OD300C34,300 kDa MWCO | , |  |  | Pall OD300C34,300 kDa MWCO
,MWCO 300 kDa,,,,, | Z722197 |  | Sigma | Pall Nanosep ® centrifugal device with Omega membrane |  | ,,,, | Centrifuge Filtration , Filtration Supplies , Labware , Manufacturer Browser , Nanosep Centrifugal Device with Omega Membrane , Pall Gelman , Pall Nanosep Centrifugal Units |  | Pall OD300C35,300 kDa MWCO | , |  |  | Pall OD300C35,300 kDa MWCO
,pore size 0.2 μm,,,,, | Z721964 |  | Sigma | Pall Nanosep ® MF centrifugal device with Bio-Inert membrane |  | ,,,, | Centrifuge Filtration , Filtration Supplies , Labware , Manufacturer Browser , Nanosep MF Centrifugal Device with Bio-Inert Membrane , Pall Gelman , Pall Nanosep Centrifugal Units |  | Pall ODM02C33,0.2 μm | , |  |  | Pall ODM02C33,0.2 μm
,pore size 0.2 μm,,,,, | Z721980 |  | Sigma | Pall Nanosep ® MF centrifugal device with Bio-Inert membrane |  | ,,,, | Centrifuge Filtration , Filtration Supplies , Labware , Manufacturer Browser , Nanosep MF Centrifugal Device with Bio-Inert Membrane , Pall Gelman , Pall Nanosep Centrifugal Units |  | Pall ODM02C34,0.2 μm | , |  |  | Pall ODM02C34,0.2 μm
,pore size 0.2 μm,,,,, | Z721999 |  | Sigma | Pall Nanosep ® MF centrifugal device with Bio-Inert membrane |  | ,,,, | Centrifuge Filtration , Filtration Supplies , Labware , Manufacturer Browser , Nanosep MF Centrifugal Device with Bio-Inert Membrane , Pall Gelman , Pall Nanosep Centrifugal Units |  | Pall ODM02C35,0.2 μm | , |  |  | Pall ODM02C35,0.2 μm
,pore size 0.45 μm,,,,, | Z722006 |  | Sigma | Pall Nanosep ® MF centrifugal device with Bio-Inert membrane |  | ,,,, | Centrifuge Filtration , Filtration Supplies , Labware , Manufacturer Browser , Nanosep MF Centrifugal Device with Bio-Inert Membrane , Pall Gelman , Pall Nanosep Centrifugal Units |  | Pall ODM45C33,0.45 μm | , |  |  | Pall ODM45C33,0.45 μm
,pore size 0.45 μm,,,,, | Z722014 |  | Sigma | Pall Nanosep ® MF centrifugal device with Bio-Inert membrane |  | ,,,, | Centrifuge Filtration , Filtration Supplies , Labware , Manufacturer Browser , Nanosep MF Centrifugal Device with Bio-Inert Membrane , Pall Gelman , Pall Nanosep Centrifugal Units |  | Pall ODM45C34,0.45 μm | , |  |  | Pall ODM45C34,0.45 μm
,pore size 0.45 μm,,,,, | Z722022 |  | Sigma | Pall Nanosep ® MF centrifugal device with Bio-Inert membrane |  | ,,,, | Centrifuge Filtration , Filtration Supplies , Labware , Manufacturer Browser , Nanosep MF Centrifugal Device with Bio-Inert Membrane , Pall Gelman , Pall Nanosep Centrifugal Units |  | Pall ODM45C35,0.45 μm | , |  |  | Pall ODM45C35,0.45 μm
,pore size 0.45 μm,,,,, | Z721948 |  | Sigma | Pall Nanosep ® MF Centrifugal Device with GHP Membrane |  | ,,,, | Centrifuge Filtration , Filtration Supplies , Labware , Manufacturer Browser , Nanosep MF Centrifugal Device with GHP Membrane , Pall Gelman , Pall Nanosep Centrifugal Units |  | clear,Pall ODGHPC34,0.45 μm | , |  |  | clear,Pall ODGHPC34,0.45 μm
,pore size 0.45 μm,,,,, | Z721956 |  | Sigma | Pall Nanosep ® MF Centrifugal Device with GHP Membrane |  | ,,,, | Centrifuge Filtration , Core Bioreagents , Filtration Supplies , Labware , Life Science Reagents for Nucleic Acid Purification , Manufacturer Browser , Nanosep MF Centrifugal Device with GHP Membrane , Pall Gelman , Pall Nanosep Centrifugal Units , Research Essentials |  | clear,Pall ODGHPC35,0.45 μm | , |  |  | clear,Pall ODGHPC35,0.45 μm
,Nylon membrane, diam. 25 mm, pore size 0.45 μm,,,,, | Z260460 |  | Aldrich | Acrodisc ® syringe filters |  | ,,,, | Filtration Supplies , Glass Fiber Membrane Syringe Filters , Labware , Manufacturer Browser , Pall Filtration , Pall Gelman , Pall Gelman Acrodisc Glass-Fiber Syringe Filters , Sample Preparation , Syringe Filters, Disposable |  | outlet male Luer,Gelman 4549,Nylon membrane,glass fiber prefilter,pkg of 50 ea,0.45 μm pore size,≤150 mL,inlet female Luer (lock),non-sterile,25 mm | , |  |  | outlet male Luer,Gelman 4549,Nylon membrane,glass fiber prefilter,pkg of 50 ea,0.45 μm pore size,≤150 mL,inlet female Luer (lock),non-sterile,25 mm
,GHP membrane, diam. 25 mm, pore size 0.45 μm,,,,, | Z260452 |  | Aldrich | Acrodisc ® syringe filters |  | ,,,, | Filtration Supplies , Glass Fiber Membrane Syringe Filters , Labware , Manufacturer Browser , Pall Filtration , Pall Gelman , Pall Gelman Acrodisc Glass-Fiber Syringe Filters , Sample Preparation , Syringe Filters, Disposable |  | outlet male Luer,Gelman 4559,GHP membrane,glass fiber prefilter,pkg of 50 ea,0.45 μm,≤150 mL,inlet female Luer (lock),non-sterile,25 mm | , |  |  | outlet male Luer,Gelman 4559,GHP membrane,glass fiber prefilter,pkg of 50 ea,0.45 μm,≤150 mL,inlet female Luer (lock),non-sterile,25 mm
,Acrodisc PSF GxF syringe filters with Glass Fiber, 25 mm, 1μm (nominal),,,,, | Z260479 |  | Aldrich | Pall ® Acrodisc ® glass fiber syringe filters |  | ,,,, | Filtration Supplies , Glass Fiber Membrane Syringe Filters , Labware , Manufacturer Browser , Pall Filtration , Pall Gelman , Pall Gelman Acrodisc Glass-Fiber Syringe Filters , Sample Preparation , Syringe Filters, Disposable |  | outlet male Luer,Gelman 4523,≤150 mL,glass fiber membrane (Acrodisc),1 μm pore size,pack of 50,inlet female Luer (lock),suitable for (high throughput prefiltration of particulate-laden samples),non-sterile,25 mm | , |  |  | outlet male Luer,Gelman 4523,≤150 mL,glass fiber membrane (Acrodisc),1 μm pore size,pack of 50,inlet female Luer (lock),suitable for (high throughput prefiltration of particulate-laden samples),non-sterile,25 mm
,Acrodisc PSF GxF syringe filters with Glass Fiber, 37 mm, 1μm (nominal),,,,, | Z260487 |  | Aldrich | Pall ® Acrodisc ® glass fiber syringe filters |  | ,,,, | Filtration Supplies , Glass Fiber Membrane Syringe Filters , Labware , Manufacturer Browser , Pall Filtration , Pall Gelman , Pall Gelman Acrodisc Glass-Fiber Syringe Filters , Sample Preparation , Syringe Filters, Disposable |  | outlet male Luer,Gelman 4524,≤150 mL,glass fiber membrane (Acrodisc),1 μm pore size,pack of 15,inlet female Luer (lock),suitable for (high throughput prefiltration of particulate-laden samples),non-sterile,37 mm | , |  |  | outlet male Luer,Gelman 4524,≤150 mL,glass fiber membrane (Acrodisc),1 μm pore size,pack of 15,inlet female Luer (lock),suitable for (high throughput prefiltration of particulate-laden samples),non-sterile,37 mm
,Ion Chromatography Acrodisc syringe filters, 13 mm, 0.2 μm,,,,, | Z260320 |  | Aldrich | Pall ® Acrodisc ® ion chromatography (IC) syringe filters |  | ,,,, | Filtration Supplies , Labware , Manufacturer Browser , Pall Filtration , Pall Gelman , Pall Gelman Acrodisc Ion Chromatography Syringe Filters , Polyethersulphone Membrane Syringe Filters , Sample Preparation , Syringe Filters, Disposable |  | outlet male Luer,Gelman 4483,≤10 mL,polyethersulfone membrane,0.2 μm,case of 300,inlet female Luer (lock),suitable for (IC applications; low drug and protein binding for pharmaceutical filtration),non-sterile,13 mm | , |  |  | outlet male Luer,Gelman 4483,≤10 mL,polyethersulfone membrane,0.2 μm,case of 300,inlet female Luer (lock),suitable for (IC applications; low drug and protein binding for pharmaceutical filtration),non-sterile,13 mm
,Ion Chromatography Acrodisc syringe filters, 13 mm, 0.45 μm,,,,, | Z260339 |  | Aldrich | Pall ® Acrodisc ® ion chromatography (IC) syringe filters |  | ,,,, | Filtration Supplies , Labware , Manufacturer Browser , Pall Filtration , Pall Gelman , Pall Gelman Acrodisc Ion Chromatography Syringe Filters , Polyethersulphone Membrane Syringe Filters , Sample Preparation , Syringe Filters, Disposable |  | outlet male Luer,Gelman 4485,≤10 mL,polyethersulfone membrane,0.45 μm,case of 300,inlet female Luer (lock),suitable for (IC applications; low drug and protein binding for pharmaceutical filtration),non-sterile,13 mm | , |  |  | outlet male Luer,Gelman 4485,≤10 mL,polyethersulfone membrane,0.45 μm,case of 300,inlet female Luer (lock),suitable for (IC applications; low drug and protein binding for pharmaceutical filtration),non-sterile,13 mm
,Ion Chromatography (PES) Acrodisc Syringe Filters, 25 mm, 0.2 μm,,,,, | Z260347 |  | Aldrich | Pall ® Acrodisc ® ion chromatography (IC) syringe filters |  | ,,,, | Filtration Supplies , Labware , Manufacturer Browser , Pall Filtration , Pall Gelman , Pall Gelman Acrodisc Ion Chromatography Syringe Filters , Polyethersulphone Membrane Syringe Filters , Sample Preparation , Syringe Filters, Disposable |  | outlet male Luer,Gelman 4583,≤150 mL,polyethersulfone membrane,0.2 μm,case of 200,inlet female Luer (lock),suitable for (IC applications; low drug and protein binding for pharmaceutical filtration),non-sterile,25 mm | , |  |  | outlet male Luer,Gelman 4583,≤150 mL,polyethersulfone membrane,0.2 μm,case of 200,inlet female Luer (lock),suitable for (IC applications; low drug and protein binding for pharmaceutical filtration),non-sterile,25 mm
,Ion Chromatography (PES) Acrodisc Syringe Filters, 25 mm, 0.45 μm,,,,, | Z260355 |  | Aldrich | Pall ® Acrodisc ® ion chromatography (IC) syringe filters |  | ,,,, | Filtration Supplies , Labware , Manufacturer Browser , Pall Filtration , Pall Gelman , Pall Gelman Acrodisc Ion Chromatography Syringe Filters , Polyethersulphone Membrane Syringe Filters , Sample Preparation , Syringe Filters, Disposable |  | outlet male Luer,Gelman 4585,≤150 mL,polyethersulfone membrane,0.45 μm,case of 200,inlet female Luer (lock),suitable for (IC applications; low drug and protein binding for pharmaceutical filtration),non-sterile,25 mm | , |  |  | outlet male Luer,Gelman 4585,≤150 mL,polyethersulfone membrane,0.45 μm,case of 200,inlet female Luer (lock),suitable for (IC applications; low drug and protein binding for pharmaceutical filtration),non-sterile,25 mm
,Supor membrane, diam. 13 mm, pore size 0.2 μm,,,,, | Z269190 |  | Aldrich | Pall membrane filters |  | ,,,, | Filtration Supplies , Labware , Manufacturer Browser , Membrane Filters , Pall Gelman , Pall Gelman Acrodisc Membrane Filters , Polyethersufone Membrane Filters |  | pkg of 100 ea,Gelman 60298,Supor membrane,13 mm,0.2 μm | , |  |  | pkg of 100 ea,Gelman 60298,Supor membrane,13 mm,0.2 μm
,Supor membrane, diam. 25 mm, pore size 0.2 μm,,,,, | Z269204 |  | Aldrich | Pall membrane filters |  | ,,,, | Filtration Supplies , Labware , Manufacturer Browser , Membrane Filters , Pall Gelman , Pall Gelman Acrodisc Membrane Filters , Polyethersufone Membrane Filters |  | pkg of 100 ea,Gelman 60300,Supor membrane,25 mm,0.2 μm | , |  |  | pkg of 100 ea,Gelman 60300,Supor membrane,25 mm,0.2 μm
,Supor membrane, diam. 47 mm, pore size 0.2 μm,,,,, | Z269212 |  | Aldrich | Pall membrane filters |  | ,,,, | Filtration Supplies , Labware , Manufacturer Browser , Membrane Filters , Pall Gelman , Pall Gelman Acrodisc Membrane Filters , Polyethersufone Membrane Filters |  | pkg of 100 ea,Gelman 60301,Supor membrane,47 mm,0.2 μm | , |  |  | pkg of 100 ea,Gelman 60301,Supor membrane,47 mm,0.2 μm
,Supor membrane, diam. 90 mm, pore size 0.2 μm,,,,, | Z269220 |  | Aldrich | Pall membrane filters |  | ,,,, | Filtration Supplies , Labware , Manufacturer Browser , Membrane Filters , Pall Gelman , Pall Gelman Acrodisc Membrane Filters , Polyethersufone Membrane Filters |  | pkg of 100 ea,Gelman 60334,Supor membrane,90 mm,0.2 μm | , |  |  | pkg of 100 ea,Gelman 60334,Supor membrane,90 mm,0.2 μm
,HT Tuffryn membrane, diam. 25 mm, pore size 0.2 μm,,,,, | Z269271 |  | Aldrich | Pall membrane filters |  | ,,,, | Filtration Supplies , Labware , Manufacturer Browser , Membrane Filters , Pall Gelman , Pall Gelman Acrodisc Membrane Filters , Polysufone Membrane Filters |  | pkg of 100 ea,Gelman 66197,HT Tuffryn membrane,25 mm,0.2 μm | , |  |  | pkg of 100 ea,Gelman 66197,HT Tuffryn membrane,25 mm,0.2 μm
,HT Tuffryn membrane, diam. 47 mm, pore size 0.2 μm,,,,, | Z269298 |  | Aldrich | Pall membrane filters |  | ,,,, | Filtration Supplies , Labware , Manufacturer Browser , Membrane Filters , Pall Gelman , Pall Gelman Acrodisc Membrane Filters , Polysufone Membrane Filters |  | pkg of 100 ea,Gelman 66199,HT Tuffryn membrane,47 mm,0.2 μm | , |  |  | pkg of 100 ea,Gelman 66199,HT Tuffryn membrane,47 mm,0.2 μm
,Nylaflo membrane, diam. 13 mm, pore size 0.2 μm,,,,, | Z269476 |  | Aldrich | Pall membrane filters |  | ,,,, | Filtration Supplies , Labware , Manufacturer Browser , Membrane Filters , Nylon Membrane Filters , Pall Gelman , Pall Gelman Acrodisc Membrane Filters |  | pkg of 100 ea,Gelman 66600,Nylaflo membrane,13 mm,0.2 μm | , |  |  | pkg of 100 ea,Gelman 66600,Nylaflo membrane,13 mm,0.2 μm
,Nylaflo membrane, diam. 25 mm, pore size 0.2 μm,,,,, | Z269484 |  | Aldrich | Pall membrane filters |  | ,,,, | Filtration Supplies , Labware , Manufacturer Browser , Membrane Filters , Nylon Membrane Filters , Pall Gelman , Pall Gelman Acrodisc Membrane Filters |  | pkg of 100 ea,Gelman 66601,Nylaflo membrane,25 mm,0.2 μm | , |  |  | pkg of 100 ea,Gelman 66601,Nylaflo membrane,25 mm,0.2 μm
,Nylaflo membrane, diam. 47 mm, pore size 0.2 μm,,,,, | Z269492 |  | Aldrich | Pall membrane filters |  | ,,,, | Filtration Supplies , Labware , Manufacturer Browser , Membrane Filters , Nylon Membrane Filters , Pall Gelman , Pall Gelman Acrodisc Membrane Filters |  | pkg of 100 ea,Gelman 66602,Nylaflo membrane,47 mm,0.2 μm | , |  |  | pkg of 100 ea,Gelman 66602,Nylaflo membrane,47 mm,0.2 μm
,Nylaflo membrane, diam. 90 mm, pore size 0.2 μm,,,,, | Z269506 |  | Aldrich | Pall membrane filters |  | ,,,, | Filtration Supplies , Labware , Manufacturer Browser , Membrane Filters , Nylon Membrane Filters , Pall Gelman , Pall Gelman Acrodisc Membrane Filters |  | pkg of 100 ea,Gelman 66603,Nylaflo membrane,90 mm,0.2 μm | , |  |  | pkg of 100 ea,Gelman 66603,Nylaflo membrane,90 mm,0.2 μm
,PTFE-13 membrane, diam. 13 mm, pore size 0.2 μm,,,,, | Z269379 |  | Aldrich | Pall membrane filters |  | ,,,, | Filtration Supplies , Labware , Manufacturer Browser , Membrane Filters , PTFE Membrane Filters , Pall Gelman , Pall Gelman Acrodisc Membrane Filters |  | pkg of 100 ea,Gelman 66141,PTFE-13 membrane,13 mm,0.2 μm | , |  |  | pkg of 100 ea,Gelman 66141,PTFE-13 membrane,13 mm,0.2 μm
,PTFE-25 membrane, diam. 25 mm, pore size 0.2 μm,,,,, | Z269387 |  | Aldrich | Pall membrane filters |  | ,,,, | Filtration Supplies , Labware , Manufacturer Browser , Membrane Filters , PTFE Membrane Filters , Pall Gelman , Pall Gelman Acrodisc Membrane Filters |  | pkg of 100 ea,Gelman 66142,PTFE-25 membrane,25 mm,0.2 μm | , |  |  | pkg of 100 ea,Gelman 66142,PTFE-25 membrane,25 mm,0.2 μm
,PTFE membrane, diam. 47 mm,,,,, | Z269395 |  | Aldrich | Pall membrane filters |  | ,,,, | Filtration Supplies , Labware , Manufacturer Browser , Membrane Filters , PTFE Membrane Filters , Pall Gelman , Pall Gelman Acrodisc Membrane Filters |  | pkg of 100 ea,Gelman 66143,PTFE membrane,47 mm,0.2 μm | , |  |  | pkg of 100 ea,Gelman 66143,PTFE membrane,47 mm,0.2 μm
,Supor membrane, diam. 13 mm, pore size 0.45 μm,,,,, | Z269239 |  | Aldrich | Pall membrane filters |  | ,,,, | Filtration Supplies , Labware , Manufacturer Browser , Membrane Filters , Pall Gelman , Pall Gelman Acrodisc Membrane Filters , Polyethersufone Membrane Filters |  | pkg of 100 ea,Gelman 60170,Supor membrane,13 mm,0.45 μm | , |  |  | pkg of 100 ea,Gelman 60170,Supor membrane,13 mm,0.45 μm
,Supor membrane, diam. 25 mm, pore size 0.45 μm,,,,, | Z269247 |  | Aldrich | Pall membrane filters |  | ,,,, | Filtration Supplies , Labware , Manufacturer Browser , Membrane Filters , Pall Gelman , Pall Gelman Acrodisc Membrane Filters , Polyethersufone Membrane Filters |  | pkg of 100 ea,Gelman 60172,Supor membrane,25 mm,0.45 μm | , |  |  | pkg of 100 ea,Gelman 60172,Supor membrane,25 mm,0.45 μm
,Supor membrane, diam. 47 mm, pore size 0.45 μm,,,,, | Z269255 |  | Aldrich | Pall membrane filters |  | ,,,, | Filtration Supplies , Labware , Manufacturer Browser , Membrane Filters , Pall Gelman , Pall Gelman Acrodisc Membrane Filters , Polyethersufone Membrane Filters |  | pkg of 100 ea,Gelman 60173,Supor membrane,47 mm,0.45 μm | , |  |  | pkg of 100 ea,Gelman 60173,Supor membrane,47 mm,0.45 μm
,Supor membrane, diam. 90 mm, pore size 0.45 μm,,,,, | Z269263 |  | Aldrich | Pall membrane filters |  | ,,,, | Filtration Supplies , Labware , Manufacturer Browser , Membrane Filters , Pall Gelman , Pall Gelman Acrodisc Membrane Filters , Polyethersufone Membrane Filters |  | pkg of 100 ea,Gelman 60206,Supor membrane,90 mm,0.45 μm | , |  |  | pkg of 100 ea,Gelman 60206,Supor membrane,90 mm,0.45 μm
,HT Tuffryn membrane, diam. 25 mm, pore size 0.45 μm,,,,, | Z269301 |  | Aldrich | Pall membrane filters |  | ,,,, | Filtration Supplies , Labware , Manufacturer Browser , Membrane Filters , Pall Gelman , Pall Gelman Acrodisc Membrane Filters , Polysufone Membrane Filters |  | pkg of 100 ea,Gelman 66221,HT Tuffryn membrane,25 mm,0.45 μm | , |  |  | pkg of 100 ea,Gelman 66221,HT Tuffryn membrane,25 mm,0.45 μm
,HT Tuffryn membrane, diam. 47 mm, pore size 0.45 μm,,,,, | Z269328 |  | Aldrich | Pall membrane filters |  | ,,,, | Filtration Supplies , Labware , Manufacturer Browser , Membrane Filters , Pall Gelman , Pall Gelman Acrodisc Membrane Filters , Polysufone Membrane Filters |  | pkg of 100 ea,Gelman 66223,HT Tuffryn membrane,47 mm,0.45 μm | , |  |  | pkg of 100 ea,Gelman 66223,HT Tuffryn membrane,47 mm,0.45 μm
,GN-6 Metricel membrane, diam. 25 mm, pore size 0.45 μm,,,,, | Z269336 |  | Aldrich | Pall membrane filters |  | ,,,, | Filtration Supplies , Labware , Manufacturer Browser , Membrane Filters , Mixed Cellulose Ester Membrane Filters , Pall Gelman , Pall Gelman Acrodisc Membrane Filters |  | pkg of 100 ea,Gelman 63068,GN-6 Metricel membrane,25 mm,0.45 μm | , |  |  | pkg of 100 ea,Gelman 63068,GN-6 Metricel membrane,25 mm,0.45 μm
,GN-6 Metricel membrane, diam. 47 mm, pore size 0.45 μm,,,,, | Z269352 |  | Aldrich | Pall membrane filters |  | ,,,, | Filtration Supplies , Labware , Manufacturer Browser , Membrane Filters , Mixed Cellulose Ester Membrane Filters , Pall Gelman , Pall Gelman Acrodisc Membrane Filters |  | pkg of 100 ea,Gelman 63069,GN-6 Metricel membrane,47 mm,0.45 μm | , |  |  | pkg of 100 ea,Gelman 63069,GN-6 Metricel membrane,47 mm,0.45 μm
,GN-6 Metricel membrane, diam. 47 mm, pore size 0.45 μm (with grids),,,,, | Z269360 |  | Aldrich | Pall membrane filters |  | ,,,, | Filtration Supplies , Labware , Manufacturer Browser , Membrane Filters , Mixed Cellulose Ester Membrane Filters , Pall Gelman , Pall Gelman Acrodisc Membrane Filters |  | pkg of 100 ea,Gelman 63020,GN-6 Metricel membrane,47 mm,0.45 μm (with grids) | , |  |  | pkg of 100 ea,Gelman 63020,GN-6 Metricel membrane,47 mm,0.45 μm (with grids)
,Nylaflo membrane, diam. 13 mm, pore size 0.45 μm,,,,, | Z269514 |  | Aldrich | Pall membrane filters |  | ,,,, | Filtration Supplies , Labware , Manufacturer Browser , Membrane Filters , Nylon Membrane Filters , Pall Gelman , Pall Gelman Acrodisc Membrane Filters |  | pkg of 100 ea,Gelman 66606,Nylaflo membrane,13 mm,0.45 μm | , |  |  | pkg of 100 ea,Gelman 66606,Nylaflo membrane,13 mm,0.45 μm
,Nylaflo membrane, diam. 25 mm, pore size 0.45 μm,,,,, | Z269522 |  | Aldrich | Pall membrane filters |  | ,,,, | Filtration Supplies , Labware , Manufacturer Browser , Membrane Filters , Nylon Membrane Filters , Pall Gelman , Pall Gelman Acrodisc Membrane Filters |  | pkg of 100 ea,Gelman 66607,Nylaflo membrane,25 mm,0.45 μm | , |  |  | pkg of 100 ea,Gelman 66607,Nylaflo membrane,25 mm,0.45 μm
,Nylaflo membrane, diam. 47 mm, pore size 0.45 μm,,,,, | Z269530 |  | Aldrich | Pall membrane filters |  | ,,,, | Filtration Supplies , Labware , Manufacturer Browser , Membrane Filters , Nylon Membrane Filters , Pall Gelman , Pall Gelman Acrodisc Membrane Filters |  | pkg of 100 ea,Gelman 66608,Nylaflo membrane,47 mm,0.45 μm | , |  |  | pkg of 100 ea,Gelman 66608,Nylaflo membrane,47 mm,0.45 μm
,Nylaflo membrane, diam. 90 mm, pore size 0.45 μm,,,,, | Z269549 |  | Aldrich | Pall membrane filters |  | ,,,, | Filtration Supplies , Labware , Manufacturer Browser , Membrane Filters , Nylon Membrane Filters , Pall Gelman , Pall Gelman Acrodisc Membrane Filters |  | pkg of 100 ea,Gelman 66609,Nylaflo membrane,90 mm,0.45 μm | , |  |  | pkg of 100 ea,Gelman 66609,Nylaflo membrane,90 mm,0.45 μm
,PTFE-13 membrane, diam. 13 mm, pore size 0.45 μm,,,,, | Z269409 |  | Aldrich | Pall membrane filters |  | ,,,, | Filtration Supplies , Labware , Manufacturer Browser , Membrane Filters , PTFE Membrane Filters , Pall Gelman , Pall Gelman Acrodisc Membrane Filters |  | pkg of 100 ea,Gelman 66147,PTFE-13 membrane,13 mm,0.45 μm | , |  |  | pkg of 100 ea,Gelman 66147,PTFE-13 membrane,13 mm,0.45 μm
,PTFE-25 membrane, diam. 25 mm, pore size 0.45 μm,,,,, | Z269417 |  | Aldrich | Pall membrane filters |  | ,,,, | Filtration Supplies , Labware , Manufacturer Browser , Membrane Filters , PTFE Membrane Filters , Pall Gelman , Pall Gelman Acrodisc Membrane Filters |  | pkg of 100 ea,Gelman 66148,PTFE-25 membrane,25 mm,0.45 μm | , |  |  | pkg of 100 ea,Gelman 66148,PTFE-25 membrane,25 mm,0.45 μm
,PTFE-47 membrane, diam. 47 mm, pore size 0.45 μm,,,,, | Z269425 |  | Aldrich | Pall membrane filters |  | ,,,, | Filtration Supplies , Labware , Manufacturer Browser , Membrane Filters , PTFE Membrane Filters , Pall Gelman , Pall Gelman Acrodisc Membrane Filters |  | pkg of 100 ea,Gelman 66149,PTFE-47 membrane,47 mm,0.45 μm | , |  |  | pkg of 100 ea,Gelman 66149,PTFE-47 membrane,47 mm,0.45 μm
,PTFE-13 membrane, diam. 13 mm, pore size 1.0 μm,,,,, | Z269433 |  | Aldrich | Pall membrane filters |  | ,,,, | Filtration Supplies , Labware , Manufacturer Browser , Membrane Filters , PTFE Membrane Filters , Pall Gelman , Pall Gelman Acrodisc Membrane Filters |  | pkg of 100 ea,Gelman 66153,PTFE-13 membrane,13 mm,1.0 μm | , |  |  | pkg of 100 ea,Gelman 66153,PTFE-13 membrane,13 mm,1.0 μm
,PTFE-25 membrane, diam. 25 mm, pore size 1.0 μm,,,,, | Z269441 |  | Aldrich | Pall membrane filters |  | ,,,, | Filtration Supplies , Labware , Manufacturer Browser , Membrane Filters , PTFE Membrane Filters , Pall Gelman , Pall Gelman Acrodisc Membrane Filters |  | pkg of 100 ea,Gelman 66154,PTFE-25 membrane,25 mm,1.0 μm | , |  |  | pkg of 100 ea,Gelman 66154,PTFE-25 membrane,25 mm,1.0 μm
,PTFE-47 membrane, diam. 47 mm, pore size 1.0 μm,,,,, | Z269468 |  | Aldrich | Pall membrane filters |  | ,,,, | Filtration Supplies , Labware , Manufacturer Browser , Membrane Filters , PTFE Membrane Filters , Pall Gelman , Pall Gelman Acrodisc Membrane Filters |  | pkg of 100 ea,Gelman 66155,PTFE-47 membrane,47 mm,1.0 μm | , |  |  | pkg of 100 ea,Gelman 66155,PTFE-47 membrane,47 mm,1.0 μm
,GHP membrane, pore size 0.45 μm,,,,, | Z260363 |  | Aldrich | Acrodisc ® Minispike syringe filters |  | ,,,, | Filtration Supplies , Labware , Manufacturer Browser , Pall Filtration , Pall Gelman , Pall Gelman Acrodisc Minispike Syringe Filters , Polypropylene Membrane Syringe Filters , Sample Preparation , Syringe Filters, Disposable |  | outlet male Luer (minispike),Gelman 4556,GHP membrane,glass fiber prefilter,pkg of 100 ea,0.45 μm,≤10 mL,inlet female Luer (lock),non-sterile,13 mm | , |  |  | outlet male Luer (minispike),Gelman 4556,GHP membrane,glass fiber prefilter,pkg of 100 ea,0.45 μm,≤10 mL,inlet female Luer (lock),non-sterile,13 mm
,PTFE membrane, pore size 0.2 μm,,,,, | Z260371 |  | Aldrich | Acrodisc ® Minispike syringe filters |  | ,,,, | Filtration Supplies , Labware , Manufacturer Browser , PTFE Membrane , Pall Filtration , Pall Gelman , Pall Gelman Acrodisc Minispike Syringe Filters , Sample Preparation , Syringe Filters, Disposable |  | outlet male Luer (minispike),Gelman 4552,PTFE membrane,glass fiber prefilter,pkg of 100 ea,0.2 μm,≤10 mL,inlet female Luer (lock),non-sterile,13 mm | , |  |  | outlet male Luer (minispike),Gelman 4552,PTFE membrane,glass fiber prefilter,pkg of 100 ea,0.2 μm,≤10 mL,inlet female Luer (lock),non-sterile,13 mm
,PTFE membrane, pore size 0.45 μm,,,,, | Z260398 |  | Aldrich | Acrodisc ® Minispike syringe filters |  | ,,,, | Filtration Supplies , Labware , Manufacturer Browser , PTFE Membrane , Pall Filtration , Pall Gelman , Pall Gelman Acrodisc Minispike Syringe Filters , Sample Preparation , Syringe Filters, Disposable |  | outlet male Luer (minispike),Gelman 4553,PTFE membrane,glass fiber prefilter,pkg of 100 ea,0.45 μm,≤10 mL,inlet female Luer (lock),non-sterile,13 mm | , |  |  | outlet male Luer (minispike),Gelman 4553,PTFE membrane,glass fiber prefilter,pkg of 100 ea,0.45 μm,≤10 mL,inlet female Luer (lock),non-sterile,13 mm
,Nylon membrane, pore size 0.2 μm,,,,, | Z260401 |  | Aldrich | Acrodisc ® Minispike syringe filters |  | ,,,, | Filtration Supplies , Labware , Manufacturer Browser , Nylon Membrane Syringe Filters , Pall Filtration , Pall Gelman , Pall Gelman Acrodisc Minispike Syringe Filters , Sample Preparation , Syringe Filters, Disposable |  | outlet male Luer (minispike),Gelman 4550,Nylon membrane,glass fiber prefilter,pkg of 100 ea,0.2 μm,≤10 mL,inlet female Luer (lock),non-sterile,13 mm | , |  |  | outlet male Luer (minispike),Gelman 4550,Nylon membrane,glass fiber prefilter,pkg of 100 ea,0.2 μm,≤10 mL,inlet female Luer (lock),non-sterile,13 mm
,Nylon membrane, pore size 0.45 μm,,,,, | Z260428 |  | Aldrich | Acrodisc ® Minispike syringe filters |  | ,,,, | Filtration Supplies , Labware , Manufacturer Browser , Nylon Membrane Syringe Filters , Pall Filtration , Pall Gelman , Pall Gelman Acrodisc Minispike Syringe Filters , Sample Preparation , Syringe Filters, Disposable |  | outlet male Luer (minispike),Gelman 4551,Nylon membrane,glass fiber prefilter,pkg of 100 ea,0.45 μm,≤10 mL,inlet female Luer (lock),non-sterile,13 mm | , |  |  | outlet male Luer (minispike),Gelman 4551,Nylon membrane,glass fiber prefilter,pkg of 100 ea,0.45 μm,≤10 mL,inlet female Luer (lock),non-sterile,13 mm
,PVDF membrane, pore size 0.2 μm,,,,, | Z260436 |  | Aldrich | Acrodisc ® Minispike syringe filters |  | ,,,, | Filtration Supplies , Labware , Manufacturer Browser , PVDF Membrane , Pall Filtration , Pall Gelman , Pall Gelman Acrodisc Minispike Syringe Filters , Sample Preparation , Syringe Filters, Disposable |  | outlet male Luer (minispike),Gelman 4450,PVDF membrane,glass fiber prefilter,pkg of 100 ea,0.2 μm,≤10 mL,inlet female Luer (lock),non-sterile,13 mm | , |  |  | outlet male Luer (minispike),Gelman 4450,PVDF membrane,glass fiber prefilter,pkg of 100 ea,0.2 μm,≤10 mL,inlet female Luer (lock),non-sterile,13 mm
,PVDF membrane, pore size 0.45 μm,,,,, | Z260444 |  | Aldrich | Acrodisc ® Minispike syringe filters |  | ,,,, | Filtration Supplies , Labware , Manufacturer Browser , PVDF Membrane , Pall Filtration , Pall Gelman , Pall Gelman Acrodisc Minispike Syringe Filters , Sample Preparation , Syringe Filters, Disposable |  | outlet male Luer (minispike),Gelman 4452,PVDF membrane,glass fiber prefilter,pkg of 100 ea,0.45 μm,≤10 mL,inlet female Luer (lock),non-sterile,13 mm | , |  |  | outlet male Luer (minispike),Gelman 4452,PVDF membrane,glass fiber prefilter,pkg of 100 ea,0.45 μm,≤10 mL,inlet female Luer (lock),non-sterile,13 mm
,Zymark ® compatible,,,,, | Z550442 |  | Aldrich | Acrodisc ® PSF syringe filters |  | ,,,, | Filtration Supplies , Glass Fiber Membrane Syringe Filters , Labware , Manufacturer Browser , Pall Filtration , Pall Gelman , Pall Gelman Acrodisc Syringe Filters , Sample Preparation , Syringe Filters, Disposable |  | outlet male Luer (AutoPack Tubes),Pall Gelman 4519,AutoPack ™ packaging,PVDF membrane,glass fiber prefilter,pkg of 200 ea,0.45 μm porosity,≤150 mL,inlet female Luer (lock),non-sterile,25 mm | , |  |  | outlet male Luer (AutoPack Tubes),Pall Gelman 4519,AutoPack ™ packaging,PVDF membrane,glass fiber prefilter,pkg of 200 ea,0.45 μm porosity,≤150 mL,inlet female Luer (lock),non-sterile,25 mm
,Nylon membrane, diam. 13 mm, pore size 0.2 μm,,,,, | Z259942 |  | Aldrich | Acrodisc ® syringe filters |  | ,,,, | Filtration Supplies , Labware , Manufacturer Browser , Nylon Membrane Syringe Filters , Pall Filtration , Pall Gelman , Pall Gelman Acrodisc Syringe Filters , Sample Preparation , Syringe Filters, Disposable |  | outlet male Luer,Gelman 4427,Nylon membrane,glass fiber prefilter,pkg of 100 ea,0.2 μm,≤10 mL,inlet female Luer (lock),non-sterile,13 mm | , |  |  | outlet male Luer,Gelman 4427,Nylon membrane,glass fiber prefilter,pkg of 100 ea,0.2 μm,≤10 mL,inlet female Luer (lock),non-sterile,13 mm
,Nylon membrane, diam. 13 mm, pore size 0.45 μm,,,,, | Z259950 |  | Aldrich | Acrodisc ® syringe filters |  | ,,,, | Filtration Supplies , Labware , Manufacturer Browser , Nylon Membrane Syringe Filters , Pall Filtration , Pall Gelman , Pall Gelman Acrodisc Syringe Filters , Sample Preparation , Syringe Filters, Disposable |  | outlet male Luer,Gelman 4426,Nylon membrane,glass fiber prefilter,pkg of 100 ea,0.45 μm,≤10 mL,inlet female Luer (lock),non-sterile,13 mm | , |  |  | outlet male Luer,Gelman 4426,Nylon membrane,glass fiber prefilter,pkg of 100 ea,0.45 μm,≤10 mL,inlet female Luer (lock),non-sterile,13 mm
,Nylon membrane, diam. 25 mm, pore size 0.2 μm,,,,, | Z259969 |  | Aldrich | Acrodisc ® syringe filters |  | ,,,, | Filtration Supplies , Labware , Manufacturer Browser , Nylon Membrane Syringe Filters , Pall Filtration , Pall Gelman , Pall Gelman Acrodisc Syringe Filters , Sample Preparation , Syringe Filters, Disposable |  | outlet male Luer,Gelman 4436,Nylon membrane,glass fiber prefilter,pkg of 50 ea,0.2 μm,≤150 mL,inlet female Luer (lock),non-sterile,25 mm | , |  |  | outlet male Luer,Gelman 4436,Nylon membrane,glass fiber prefilter,pkg of 50 ea,0.2 μm,≤150 mL,inlet female Luer (lock),non-sterile,25 mm
,Nylon membrane, diam. 25 mm, pore size 0.45 μm,,,,, | Z259977 |  | Aldrich | Acrodisc ® syringe filters |  | ,,,, | Filtration Supplies , Labware , Manufacturer Browser , Nylon Membrane Syringe Filters , Pall Filtration , Pall Gelman , Pall Gelman Acrodisc Syringe Filters , Sample Preparation , Syringe Filters, Disposable |  | outlet male Luer,Gelman 4438,Nylon membrane,glass fiber prefilter,pkg of 50 ea,0.45 μm,≤150 mL,inlet female Luer (lock),non-sterile,25 mm | , |  |  | outlet male Luer,Gelman 4438,Nylon membrane,glass fiber prefilter,pkg of 50 ea,0.45 μm,≤150 mL,inlet female Luer (lock),non-sterile,25 mm
,PTFE membrane, diam. 4 mm, pore size 0.45 μm,,,,, | Z259853 |  | Aldrich | Acrodisc ® syringe filters |  | ,,,, | Filtration Supplies , Labware , Manufacturer Browser , PTFE Membrane , Pall Filtration , Pall Gelman , Pall Gelman Acrodisc Syringe Filters , Sample Preparation , Syringe Filters, Disposable |  | outlet male Luer,Gelman 4472,PTFE membrane,glass fiber prefilter,pkg of 250 ea,0.45 μm,≤2 mL,inlet female Luer (lock),non-sterile,4 mm | , |  |  | outlet male Luer,Gelman 4472,PTFE membrane,glass fiber prefilter,pkg of 250 ea,0.45 μm,≤2 mL,inlet female Luer (lock),non-sterile,4 mm
,PTFE membrane, diam. 13 mm, pore size 0.2 μm,,,,, | Z259861 |  | Aldrich | Acrodisc ® syringe filters |  | ,,,, | Filtration Supplies , Labware , Manufacturer Browser , PTFE Membrane , Pall Filtration , Pall Gelman , Pall Gelman Acrodisc Syringe Filters , Sample Preparation , Syringe Filters, Disposable |  | outlet male Luer,Gelman 4423,PTFE membrane,glass fiber prefilter,pkg of 100 ea,0.2 μm,≤10 mL,inlet female Luer (lock),non-sterile,13 mm | , |  |  | outlet male Luer,Gelman 4423,PTFE membrane,glass fiber prefilter,pkg of 100 ea,0.2 μm,≤10 mL,inlet female Luer (lock),non-sterile,13 mm
,PTFE membrane, diam. 13 mm, pore size 0.45 μm,,,,, | Z259888 |  | Aldrich | Acrodisc ® syringe filters |  | ,,,, | Filtration Supplies , Labware , Manufacturer Browser , PTFE Membrane , Pall Filtration , Pall Gelman , Pall Gelman Acrodisc Syringe Filters , Sample Preparation , Syringe Filters, Disposable |  | outlet male Luer,Gelman 4422,PTFE membrane,glass fiber prefilter,pkg of 100 ea,0.45 μm,≤10 mL,inlet female Luer (lock),non-sterile,13 mm | , |  |  | outlet male Luer,Gelman 4422,PTFE membrane,glass fiber prefilter,pkg of 100 ea,0.45 μm,≤10 mL,inlet female Luer (lock),non-sterile,13 mm
,PTFE membrane, diam. 25 mm, pore size 0.2 μm,,,,, | Z259896 |  | Aldrich | Acrodisc ® syringe filters |  | ,,,, | Filtration Supplies , Labware , Manufacturer Browser , PTFE Membrane , Pall Filtration , Pall Gelman , Pall Gelman Acrodisc Syringe Filters , Sample Preparation , Syringe Filters, Disposable |  | outlet male Luer,Gelman 4225,PTFE membrane,glass fiber prefilter,pkg of 50 ea,0.2 μm,≤150 mL,inlet female Luer (lock),non-sterile,25 mm | , |  |  | outlet male Luer,Gelman 4225,PTFE membrane,glass fiber prefilter,pkg of 50 ea,0.2 μm,≤150 mL,inlet female Luer (lock),non-sterile,25 mm
,PTFE membrane, diam. 25 mm, pore size 0.45 μm,,,,, | Z259918 |  | Aldrich | Acrodisc ® syringe filters |  | ,,,, | Filtration Supplies , Labware , Manufacturer Browser , PTFE Membrane , Pall Filtration , Pall Gelman , Pall Gelman Acrodisc Syringe Filters , Sample Preparation , Syringe Filters, Disposable |  | outlet male Luer,Gelman 4219,PTFE membrane,glass fiber prefilter,pkg of 50 ea,0.45 μm,≤150 mL,inlet female Luer (lock),non-sterile,25 mm | , |  |  | outlet male Luer,Gelman 4219,PTFE membrane,glass fiber prefilter,pkg of 50 ea,0.45 μm,≤150 mL,inlet female Luer (lock),non-sterile,25 mm
,PTFE membrane, diam. 25 mm, pore size 1.0 μm,,,,, | Z259926 |  | Aldrich | Acrodisc ® syringe filters |  | ,,,, | Filtration Supplies , Labware , Manufacturer Browser , PTFE Membrane , Pall Filtration , Pall Gelman , Pall Gelman Acrodisc Syringe Filters , Sample Preparation , Syringe Filters, Disposable |  | outlet male Luer,Gelman 4226,PTFE membrane,glass fiber prefilter,pkg of 50 ea,1.0 μm,≤150 mL,inlet female Luer (lock),non-sterile,25 mm | , |  |  | outlet male Luer,Gelman 4226,PTFE membrane,glass fiber prefilter,pkg of 50 ea,1.0 μm,≤150 mL,inlet female Luer (lock),non-sterile,25 mm
,PVDF membrane, diam. 13 mm, pore size 0.2 μm,,,,, | Z260282 |  | Aldrich | Acrodisc ® syringe filters |  | ,,,, | Filtration Supplies , Labware , Manufacturer Browser , PVDF Membrane , Pall Filtration , Pall Gelman , Pall Gelman Acrodisc Syringe Filters , Sample Preparation , Syringe Filters, Disposable |  | outlet male Luer,Gelman 4455,PVDF membrane,glass fiber prefilter,pkg of 100 ea,0.2 μm,≤10 mL,inlet female Luer (lock),non-sterile,13 mm | , |  |  | outlet male Luer,Gelman 4455,PVDF membrane,glass fiber prefilter,pkg of 100 ea,0.2 μm,≤10 mL,inlet female Luer (lock),non-sterile,13 mm
,PVDF membrane, diam. 13 mm, pore size 0.45 μm,,,,, | Z260290 |  | Aldrich | Acrodisc ® syringe filters |  | ,,,, | Filtration Supplies , Labware , Manufacturer Browser , PVDF Membrane , Pall Filtration , Pall Gelman , Pall Gelman Acrodisc Syringe Filters , Sample Preparation , Syringe Filters, Disposable |  | outlet male Luer,Gelman 4457,PVDF membrane,glass fiber prefilter,pkg of 100 ea,0.45 μm,≤10 mL,inlet female Luer (lock),non-sterile,13 mm | , |  |  | outlet male Luer,Gelman 4457,PVDF membrane,glass fiber prefilter,pkg of 100 ea,0.45 μm,≤10 mL,inlet female Luer (lock),non-sterile,13 mm
,PVDF membrane, diam. 25 mm, pore size 0.2 μm,,,,, | Z260304 |  | Aldrich | Acrodisc ® syringe filters |  | ,,,, | Filtration Supplies , Labware , Manufacturer Browser , PVDF Membrane , Pall Filtration , Pall Gelman , Pall Gelman Acrodisc Syringe Filters , Sample Preparation , Syringe Filters, Disposable |  | outlet male Luer,Gelman 4406,PVDF membrane,glass fiber prefilter,pkg of 50 ea,0.2 μm,≤150 mL,inlet female Luer (lock),non-sterile,25 mm | , |  |  | outlet male Luer,Gelman 4406,PVDF membrane,glass fiber prefilter,pkg of 50 ea,0.2 μm,≤150 mL,inlet female Luer (lock),non-sterile,25 mm
,PVDF membrane, diam. 25 mm, pore size 0.45 μm,,,,, | Z260312 |  | Aldrich | Acrodisc ® syringe filters |  | ,,,, | Filtration Supplies , Labware , Manufacturer Browser , PVDF Membrane , Pall Filtration , Pall Gelman , Pall Gelman Acrodisc Syringe Filters , Sample Preparation , Syringe Filters, Disposable |  | outlet male Luer,Gelman 4408,PVDF membrane,glass fiber prefilter,pkg of 50 ea,0.45 μm,≤150 mL,inlet female Luer (lock),non-sterile,25 mm | , |  |  | outlet male Luer,Gelman 4408,PVDF membrane,glass fiber prefilter,pkg of 50 ea,0.45 μm,≤150 mL,inlet female Luer (lock),non-sterile,25 mm
,GHP membrane, diam. 25 mm, pore size 0.45 μm,,,,, | Z259845 |  | Aldrich | Acrodisc ® syringe filters |  | ,,,, | Filtration Supplies , Glass Fiber Membrane Syringe Filters , Labware , Manufacturer Browser , Pall Filtration , Pall Gelman , Pall Gelman Acrodisc Syringe Filters , Polypropylene Membrane Syringe Filters , Sample Preparation , Syringe Filters, Disposable |  | outlet male Luer,Gelman 4560,GHP membrane,glass fiber prefilter,pkg of 50 ea,0.45 μm,≤150 mL,inlet female Luer (lock),non-sterile,25 mm | , |  |  | outlet male Luer,Gelman 4560,GHP membrane,glass fiber prefilter,pkg of 50 ea,0.45 μm,≤150 mL,inlet female Luer (lock),non-sterile,25 mm
,membrane GXF/GHP, diam. 25 mm, pore size 0.45 μm,,,,, | Z508683 |  | Aldrich | Acrodisc ® syringe filters |  | ,,,, | Labware , Manufacturer Browser , Pall Filtration , Pall Gelman , Pall Gelman Acrodisc Syringe Filters , Sample Preparation |  | outlet male Luer,Gelman AP-4559,membrane GXF/GHP,glass fiber prefilter,case of 200 ea,0.45 μm,≤150 mL,inlet female Luer (lock),non-sterile,25 mm | , |  |  | outlet male Luer,Gelman AP-4559,membrane GXF/GHP,glass fiber prefilter,case of 200 ea,0.45 μm,≤150 mL,inlet female Luer (lock),non-sterile,25 mm
,HT Tuffryn ® membrane, diam. 25 mm, porosity 0.45 μm,,,,, | Z547913 |  | Aldrich | Acrodisc ® syringe filters |  | ,,,, | Filtration Supplies , Labware , Manufacturer Browser , Pall Filtration , Pall Gelman , Pall Gelman Acrodisc Syringe Filters , Polysulfone Membrane Syringe Filters , Sample Preparation , Syringe Filters, Disposable |  | outlet male Luer,Gelman 4497,HT Tuffryn ® membrane,0.45 μm porosity,pkg of 75 ea,inlet female Luer (lock),non-sterile,25 mm | , |  |  | outlet male Luer,Gelman 4497,HT Tuffryn ® membrane,0.45 μm porosity,pkg of 75 ea,inlet female Luer (lock),non-sterile,25 mm
,Versapor ® membrane, diam. 13 mm, porosity 0.8 μm,,,,, | Z550434 |  | Aldrich | Acrodisc ® syringe filters |  | ,,,, | Acrylic Co-Polymer on Nylon Base Membrane Syringe Filters , Filtration Supplies , Labware , Manufacturer Browser , Pall Filtration , Pall Gelman , Pall Gelman Acrodisc Syringe Filters , Sample Preparation , Syringe Filters, Disposable |  | outlet male Luer,Gelman 4459,≤10 mL,Versapor ® membrane,0.8 μm porosity,pkg of 100 ea,inlet female Luer (lock),non-sterile,13 mm | , |  |  | outlet male Luer,Gelman 4459,≤10 mL,Versapor ® membrane,0.8 μm porosity,pkg of 100 ea,inlet female Luer (lock),non-sterile,13 mm
,Versapor ® membrane, diam. 25 mm, porosity 5 μm,,,,, | Z550353 |  | Aldrich | Acrodisc ® syringe filters |  | ,,,, | Acrylic Co-Polymer on Nylon Base Membrane Syringe Filters , Filtration Supplies , Labware , Manufacturer Browser , Pall Filtration , Pall Gelman , Pall Gelman Acrodisc Syringe Filters , Sample Preparation , Syringe Filters, Disposable |  | outlet male Luer,Gelman 4489,≤150 mL,Versapor ® membrane,5 μm porosity,pkg of 75 ea,inlet female Luer (lock),non-sterile,25 mm | , |  |  | outlet male Luer,Gelman 4489,≤150 mL,Versapor ® membrane,5 μm porosity,pkg of 75 ea,inlet female Luer (lock),non-sterile,25 mm
,Versapor ® membrane, diam. 25 mm, porosity 1.2 μm,,,,, | Z547921 |  | Aldrich | Acrodisc ® syringe filters |  | ,,,, | Acrylic Co-Polymer on Nylon Base Membrane Syringe Filters , Filtration Supplies , Labware , Manufacturer Browser , Pall Filtration , Pall Gelman , Pall Gelman Acrodisc Syringe Filters , Sample Preparation , Syringe Filters, Disposable |  | outlet male Luer,Gelman 4488,≤150 mL,Versapor ® membrane,1.2 μm porosity,pkg of 75 ea,inlet female Luer (lock),non-sterile,25 mm | , |  |  | outlet male Luer,Gelman 4488,≤150 mL,Versapor ® membrane,1.2 μm porosity,pkg of 75 ea,inlet female Luer (lock),non-sterile,25 mm
,Supor ® membrane, sterile,,,,, | Z740552 |  | Aldrich | AcroPak ™ 200 capsules with filling bell |  | ,,,, | Labware , Manufacturer Browser , Pall Gelman , Pall Gelman AcroPak 500 Capsules with Filling Bell |  | Typical water flow rate (1 cp) mL/min at 0.1 bar (10 kPa): 300 mL/min/psi: 207,0.8-0.2 μm (effective filtration area, 200 cm 2 ),pkg of 3 units (individually packaged),4.1 bar max. pressure (410 kPa) (60 psi at ambient temperature),≤6 mL , with 10 psi air purge,6.4-12.7 mm ( 1/4- 1/2 in.) , stepped hose barb with filling bell on outlet,10.5 cm (4.1 in.) × 6.7 cm (2.6 in.), housing diam. with vent,5 yr,sterile | , |  |  | Typical water flow rate (1 cp) mL/min at 0.1 bar (10 kPa): 300 mL/min/psi: 207,0.8-0.2 μm (effective filtration area, 200 cm 2 ),pkg of 3 units (individually packaged),4.1 bar max. pressure (410 kPa) (60 psi at ambient temperature),≤6 mL , with 10 psi air purge,6.4-12.7 mm ( 1/4- 1/2 in.) , stepped hose barb with filling bell on outlet,10.5 cm (4.1 in.) × 6.7 cm (2.6 in.), housing diam. with vent,5 yr,sterile
,Supor ® membrane (hydrophilic polyethersulfone), Sterile,,,,, | Z560065 |  | Aldrich | AcroPak ™ 500 capsules with filling bell |  | ,,,, | Filtration Supplies , Labware , Manufacturer Browser , Membrane Holders and Assemblies , Pall Gelman , Pall Gelman AcroPak 500 Capsules with Filling Bell |  | 60 psi pressure (4.1 bar),Pall Gelman,140 °F temp. limit (60 °C) (at 2.1 bar, 210 kPa, 30 psi),2.7 in. (6.9 cm) × 5.7 in. (14.5 cm) | , |  |  | 60 psi pressure (4.1 bar),Pall Gelman,140 °F temp. limit (60 °C) (at 2.1 bar, 210 kPa, 30 psi),2.7 in. (6.9 cm) × 5.7 in. (14.5 cm)
,96 well filter plate, 0.45 μm, PTFE membrane, non-sterile, natural, 5/pk,,,,, | Z722308 |  | Sigma | Pall ® AcroPrep ™ 96 well filter plates, 1 mL |  | ,,,, | Labware , Manufacturer Browser , Pall Filtration , Pall Gelman , Pall Gelman AcroPrep 96-Well Filter Pate , Sample Preparation |  | natural polypropylene wells conical bottom,Pall 5056,Non-treated surface treatment,12.8 cm × 8.6 cm × 3.3 cm, tip length: 0.5 cm,natural,PTFE filter membrane,lid: No,0.45 μm,0.25 cm 2 (well-bottom area),900 μL,1 mL,non-sterile,96 wells | , |  |  | natural polypropylene wells conical bottom,Pall 5056,Non-treated surface treatment,12.8 cm × 8.6 cm × 3.3 cm, tip length: 0.5 cm,natural,PTFE filter membrane,lid: No,0.45 μm,0.25 cm 2 (well-bottom area),900 μL,1 mL,non-sterile,96 wells
,96 well filter plate, 0.2 μm, GHP membrane, non-sterile, natural, 5/pk,,,,, | Z722251 |  | Sigma | Pall ® AcroPrep ™ 96 well filter plates, 1 mL |  | ,,,, | Labware , Manufacturer Browser , Pall Filtration , Pall Gelman , Pall Gelman AcroPrep 96-Well Filter Pate , Sample Preparation |  | natural polypropylene wells conical bottom,Pall 5052,Non-treated surface treatment,12.8 cm × 8.6 cm × 3.3 cm, tip length: 0.5 cm,natural,GHP filter membrane,lid: No,0.2 μm,0.25 cm 2 (well-bottom area),900 μL,1 mL,non-sterile,96 wells | , |  |  | natural polypropylene wells conical bottom,Pall 5052,Non-treated surface treatment,12.8 cm × 8.6 cm × 3.3 cm, tip length: 0.5 cm,natural,GHP filter membrane,lid: No,0.2 μm,0.25 cm 2 (well-bottom area),900 μL,1 mL,non-sterile,96 wells
,96 well filter plate, 0.45 μm, GHP membrane, non-sterile, natural, 5/pk,,,,, | Z722286 |  | Sigma | Pall ® AcroPrep ™ 96 well filter plates, 1 mL |  | ,,,, | Labware , Manufacturer Browser , Pall Filtration , Pall Gelman , Pall Gelman AcroPrep 96-Well Filter Pate , Sample Preparation |  | natural polypropylene wells conical bottom,Pall 5054,Non-treated surface treatment,12.8 cm × 8.6 cm × 3.3 cm, tip length: 0.5 cm,natural,GHP filter membrane,lid: No,0.45 μm,0.25 cm 2 (well-bottom area),900 μL,1 mL,non-sterile,96 wells | , |  |  | natural polypropylene wells conical bottom,Pall 5054,Non-treated surface treatment,12.8 cm × 8.6 cm × 3.3 cm, tip length: 0.5 cm,natural,GHP filter membrane,lid: No,0.45 μm,0.25 cm 2 (well-bottom area),900 μL,1 mL,non-sterile,96 wells
,96 well filter plate, 1.0 μm, glass fiber media, non-sterile, natural, 5/pk,,,,, | Z722243 |  | Sigma | Pall ® AcroPrep ™ 96 well filter plates, 1 mL |  | ,,,, | Labware , Manufacturer Browser , Pall Filtration , Pall Gelman , Pall Gelman AcroPrep 96-Well Filter Pate , Sample Preparation |  | natural polypropylene wells conical bottom,Pall 5051,Non-treated surface treatment,12.8 cm × 8.6 cm × 3.3 cm, tip length: 0.5 cm,natural,glass fiber filter membrane,lid: No,1.0 μm,0.25 cm 2 (well-bottom area),900 μL,1 mL,non-sterile,96 wells | , |  |  | natural polypropylene wells conical bottom,Pall 5051,Non-treated surface treatment,12.8 cm × 8.6 cm × 3.3 cm, tip length: 0.5 cm,natural,glass fiber filter membrane,lid: No,1.0 μm,0.25 cm 2 (well-bottom area),900 μL,1 mL,non-sterile,96 wells
,96 well filter plate, 3.0 μm, glass fiber media/0.2 μm Bio-Inert membrane, non-sterile, natural, 5/pk,,,,, | Z722278 |  | Sigma | Pall ® AcroPrep ™ 96 well filter plates, 1 mL |  | ,,,, | Labware , Manufacturer Browser , Pall Filtration , Pall Gelman , Pall Gelman AcroPrep 96-Well Filter Pate , Sample Preparation |  | natural polypropylene wells conical bottom,Pall 5053,Non-treated surface treatment,12.8 cm × 8.6 cm × 3.3 cm, tip length: 0.5 cm,natural,glass fiber filter membrane,lid: No,3.0 μm,0.25 cm 2 (well-bottom area),900 μL,1 mL,non-sterile,96 wells | , |  |  | natural polypropylene wells conical bottom,Pall 5053,Non-treated surface treatment,12.8 cm × 8.6 cm × 3.3 cm, tip length: 0.5 cm,natural,glass fiber filter membrane,lid: No,3.0 μm,0.25 cm 2 (well-bottom area),900 μL,1 mL,non-sterile,96 wells
,96 well filter plate, 0.2 μm, PTFE membrane, non-sterile, natural, 10/pk,,,,, | Z722227 |  | Sigma | Pall ® AcroPrep ™ 96 well filter plates, 350 μL |  | ,,,, | Labware , Manufacturer Browser , Pall Filtration , Pall Gelman , Pall Gelman AcroPrep 96-Well Filter Pate , Sample Preparation |  | natural polypropylene wells conical bottom,Pall 5037,Non-treated surface treatment,12.8 cm × 8.6 cm × 1.4 cm, height without lid,natural,PEEK/PTFE filter (Filter media: PFTE membrane),lid: No,350 μL,0.2 μm,pack of 10,0.25 cm 2 (well-bottom area),300 μL,non-sterile,96 wells | , |  |  | natural polypropylene wells conical bottom,Pall 5037,Non-treated surface treatment,12.8 cm × 8.6 cm × 1.4 cm, height without lid,natural,PEEK/PTFE filter (Filter media: PFTE membrane),lid: No,350 μL,0.2 μm,pack of 10,0.25 cm 2 (well-bottom area),300 μL,non-sterile,96 wells
,multiwell plate manifold, non-sterile, natural, 1/pk,,,,, | Z722316 |  | Sigma | Pall ® AcroPrep ™ 96 well filter plates, accessories |  | ,,,, | Labware , Manufacturer Browser , Pall Filtration , Pall Gelman , Pall Gelman AcroPrep 96-Well Filter Pate , Sample Preparation |  | natural polypropylene wells conical bottom,350 μL,natural polypropylene plate,Pall, 5017,natural,non-sterile,Non-treated surface treatment,pack of 1,300 μL,96 wells | , |  |  | natural polypropylene wells conical bottom,350 μL,natural polypropylene plate,Pall, 5017,natural,non-sterile,Non-treated surface treatment,pack of 1,300 μL,96 wells
,Standard, diam. 13 mm,,,,, | Z268356 |  | Aldrich | Pall glass-fiber filters |  | ,,,, | Filtration Supplies , Glass Fiber Filters , Labware , Manufacturer Browser , Pall Gelman , Pall Gelman Glass-Fiber Filters |  | pkg of 500 ea,Gelman 61628,13 mm | , |  |  | pkg of 500 ea,Gelman 61628,13 mm
,Standard, diam. 25 mm,,,,, | Z268364 |  | Aldrich | Pall glass-fiber filters |  | ,,,, | Filtration Supplies , Glass Fiber Filters , Labware , Manufacturer Browser , Pall Gelman , Pall Gelman Glass-Fiber Filters |  | pkg of 500 ea,Gelman 61630,25 mm | , |  |  | pkg of 500 ea,Gelman 61630,25 mm
,Standard, diam. 47 mm,,,,, | Z268372 |  | Aldrich | Pall glass-fiber filters |  | ,,,, | Filtration Supplies , Glass Fiber Filters , Labware , Manufacturer Browser , Pall Gelman , Pall Gelman Glass-Fiber Filters |  | pkg of 100 ea,Gelman 61631,47 mm | , |  |  | pkg of 100 ea,Gelman 61631,47 mm
,Standard, diam. 90 mm,,,,, | Z268380 |  | Aldrich | Pall glass-fiber filters |  | ,,,, | Filtration Supplies , Glass Fiber Filters , Labware , Manufacturer Browser , Pall Gelman , Pall Gelman Glass-Fiber Filters |  | pkg of 100 ea,Gelman 61664,90 mm | , |  |  | pkg of 100 ea,Gelman 61664,90 mm
,TCLP, diam. 47 mm,,,,, | Z268399 |  | Aldrich | Pall glass-fiber filters |  | ,,,, | Filtration Supplies , Glass Fiber Filters , Labware , Manufacturer Browser , Pall Gelman , Pall Gelman Glass-Fiber Filters |  | pkg of 50 ea,Gelman 66258,suitable for (for EPA Method 1311, Toxicity Characteristics Leaching Procedure),47 mm | , |  |  | pkg of 50 ea,Gelman 66258,suitable for (for EPA Method 1311, Toxicity Characteristics Leaching Procedure),47 mm
,TCLP, diam. 90 mm,,,,, | Z268402 |  | Aldrich | Pall glass-fiber filters |  | ,,,, | Filtration Supplies , Glass Fiber Filters , Labware , Manufacturer Browser , Pall Gelman , Pall Gelman Glass-Fiber Filters |  | pkg of 50 ea,Gelman 66256,suitable for (for EPA Method 1311, Toxicity Characteristics Leaching Procedure),90 mm | , |  |  | pkg of 50 ea,Gelman 66256,suitable for (for EPA Method 1311, Toxicity Characteristics Leaching Procedure),90 mm
,polyacetal, diam. 25 mm,,,,, | Z268437 |  | Aldrich | Pall reusable in-line filter holders |  | ,,,, | Filtration Supplies , Labware , Manufacturer Browser , Membrane Holders and Assemblies , Pall Gelman , Pall Gelman Reusable In-Line Filter Holders |  | pkg of 6 ea,Gelman 1109,polyacetal,25 mm | , |  |  | pkg of 6 ea,Gelman 1109,polyacetal,25 mm
,stainless steel, diam. 25 mm,,,,, | Z268445 |  | Aldrich | Pall reusable in-line filter holders |  | ,,,, | Filtration Supplies , Labware , Manufacturer Browser , Membrane Holders and Assemblies , Pall Gelman , Pall Gelman Reusable In-Line Filter Holders |  | Gelman 1209,stainless steel,25 mm | , |  |  | Gelman 1209,stainless steel,25 mm
,polycarbonate, diam. 47 mm,,,,, | Z268461 |  | Aldrich | Pall reusable in-line filter holders |  | ,,,, | Filtration Supplies , Labware , Manufacturer Browser , Membrane Holders and Assemblies , Pall Gelman , Pall Gelman Reusable In-Line Filter Holders |  | Gelman 1119,polycarbonate,47 mm | , |  |  | Gelman 1119,polycarbonate,47 mm
,stainless steel, diam. 47 mm,,,,, | Z268453 |  | Aldrich | Pall reusable in-line filter holders |  | ,,,, | Filtration Supplies , Labware , Manufacturer Browser , Membrane Holders and Assemblies , Pall Gelman , Pall Gelman Reusable In-Line Filter Holders |  | Gelman 2220,stainless steel,47 mm | , |  |  | Gelman 2220,stainless steel,47 mm
,diam. 13 mm,,,,, | Z268410 |  | Aldrich | Pall reusable syringe filter holders |  | ,,,, | Filtration Supplies , Labware , Manufacturer Browser , Membrane Holders and Assemblies , Pall Gelman , Pall Gelman Reusable Syringe Filter Holders |  | polypropylene housing (housing),Gelman 4317,polyacetal (resin construction),(N/A),pkg of 5 ea,inlet and outlet Luer,non-sterile,13 mm | , |  |  | polypropylene housing (housing),Gelman 4317,polyacetal (resin construction),(N/A),pkg of 5 ea,inlet and outlet Luer,non-sterile,13 mm
,diam. 25 mm,,,,, | Z268429 |  | Aldrich | Pall reusable syringe filter holders |  | ,,,, | Filtration Supplies , Labware , Manufacturer Browser , Membrane Holders and Assemblies , Pall Gelman , Pall Gelman Reusable Syringe Filter Holders |  | polypropylene housing (housing),Gelman 4320,polyacetal (resin construction),(N/A),pkg of 6 ea,inlet and outlet Luer,non-sterile,25 mm | , |  |  | polypropylene housing (housing),Gelman 4320,polyacetal (resin construction),(N/A),pkg of 6 ea,inlet and outlet Luer,non-sterile,25 mm
,in-line filter designed to be placed in front of a vacuum pump, pkg of 3 ea,,,,, | Z268518 |  | Aldrich | Vacushield ™ |  | ,,,, | Labware , Manufacturer Browser , Pall Gelman , Pall Gelman Vacushield , Pumps , Vacuum Pump Accessories , Vacuum Pumps |  | pkg of 3 ea,Gelman 4402 | , |  |  | pkg of 3 ea,Gelman 4402
,pore size 0.1 μm, filter size 60 mm,,,,, | Z353140 |  | Sigma | VacuCap ® vacuum filtration devices |  | ,,,, | Filtration Supplies , Labware , Manufacturer Browser , Pall Gelman , VacuCap vacuum filtration devices , Vacuum Filtration |  | Gelman 4631,0.1 μm,60 mm | , |  |  | Gelman 4631,0.1 μm,60 mm
,pore size 0.2 μm, filter size 60 mm,,,,, | Z353159 |  | Sigma | VacuCap ® vacuum filtration devices |  | ,,,, | Filtration Supplies , Labware , Manufacturer Browser , Pall Gelman , VacuCap vacuum filtration devices , Vacuum Filtration |  | Gelman 4632,0.2 μm,60 mm | , |  |  | Gelman 4632,0.2 μm,60 mm
,pore size 0.45 μm, filter size 60 mm,,,,, | Z353167 |  | Sigma | VacuCap ® vacuum filtration devices |  | ,,,, | Filtration Supplies , Labware , Manufacturer Browser , Pall Gelman , VacuCap vacuum filtration devices , Vacuum Filtration |  | Gelman 4634,0.45 μm,60 mm | , |  |  | Gelman 4634,0.45 μm,60 mm
,pore size 0.1 μm, filter size 90 mm,,,,, | Z353116 |  | Sigma | VacuCap ® vacuum filtration devices |  | ,,,, | Filtration Supplies , Labware , Manufacturer Browser , Pall Gelman , VacuCap vacuum filtration devices , Vacuum Filtration |  | Gelman 4621,0.1 μm,90 mm | , |  |  | Gelman 4621,0.1 μm,90 mm
,pore size 0.2 μm, filter size 90 mm,,,,, | Z353124 |  | Sigma | VacuCap ® vacuum filtration devices |  | ,,,, | Filtration Supplies , Labware , Manufacturer Browser , Pall Gelman , VacuCap vacuum filtration devices , Vacuum Filtration |  | Gelman 4622,0.2 μm,90 mm | , |  |  | Gelman 4622,0.2 μm,90 mm
,pore size 0.45 μm, filter size 90 mm,,,,, | Z353132 |  | Sigma | VacuCap ® vacuum filtration devices |  | ,,,, | Filtration Supplies , Labware , Manufacturer Browser , Pall Gelman , VacuCap vacuum filtration devices , Vacuum Filtration |  | Gelman 4624,0.45 μm,90 mm | , |  |  | Gelman 4624,0.45 μm,90 mm
,Basic model, 0.4-2.0 mL volume,,,,, | Z259993 |  | Aldrich | FORTUNA ® Optifix ® Basic bottle-top dispenser |  | ,,,, | Air-Sensitive Chemistry , Bottle-Top Dispensers , Dispensers , Dispensing and Storage , FORTUNA Optifix bottle-top dispensers , Labware , Liquid Handling Equipment , Manufacturer Browser , Optifix , Optifix Bottle-Top Dispensers , Poulten Graf |  | Fortuna Graf,0.4-2.0 mL volume,subdivision 0.1 mL | , |  |  | Fortuna Graf,0.4-2.0 mL volume,subdivision 0.1 mL
,Basic model, 1-5 mL volume,,,,, | Z260002 |  | Aldrich | FORTUNA ® Optifix ® Basic bottle-top dispenser |  | ,,,, | Air-Sensitive Chemistry , Bottle-Top Dispensers , Dispensers , Dispensing and Storage , FORTUNA Optifix bottle-top dispensers , Labware , Liquid Handling Equipment , Manufacturer Browser , Optifix , Optifix Bottle-Top Dispensers , Poulten Graf |  | Fortuna Graf,1-5 mL volume,subdivision 0.1 mL | , |  |  | Fortuna Graf,1-5 mL volume,subdivision 0.1 mL
,Basic model, 2-10 mL volume,,,,, | Z260010 |  | Aldrich | FORTUNA ® Optifix ® Basic bottle-top dispenser |  | ,,,, | Air-Sensitive Chemistry , Bottle-Top Dispensers , Dispensers , Dispensing and Storage , FORTUNA Optifix bottle-top dispensers , Labware , Liquid Handling Equipment , Manufacturer Browser , Optifix , Optifix Bottle-Top Dispensers , Poulten Graf |  | Fortuna Graf,2-10 mL volume,subdivision 0.2 mL | , |  |  | Fortuna Graf,2-10 mL volume,subdivision 0.2 mL
,Basic model, 6-30 mL volume,,,,, | Z260029 |  | Aldrich | FORTUNA ® Optifix ® Basic bottle-top dispenser |  | ,,,, | Air-Sensitive Chemistry , Bottle-Top Dispensers , Dispensers , Dispensing and Storage , FORTUNA Optifix bottle-top dispensers , Labware , Liquid Handling Equipment , Manufacturer Browser , Optifix , Optifix Bottle-Top Dispensers , Poulten Graf |  | Fortuna Graf,6-30 mL volume,subdivision 0.5 mL | , |  |  | Fortuna Graf,6-30 mL volume,subdivision 0.5 mL
,Basic model, 10-50 mL volume,,,,, | Z260037 |  | Aldrich | FORTUNA ® Optifix ® Basic bottle-top dispenser |  | ,,,, | Air-Sensitive Chemistry , Bottle-Top Dispensers , Dispensers , Dispensing and Storage , FORTUNA Optifix bottle-top dispensers , Labware , Liquid Handling Equipment , Manufacturer Browser , Optifix , Optifix Bottle-Top Dispensers , Poulten Graf |  | Fortuna Graf,10-50 mL volume,subdivision 1.0 mL | , |  |  | Fortuna Graf,10-50 mL volume,subdivision 1.0 mL
,Basic model, 20-100 mL volume,,,,, | Z260045 |  | Aldrich | FORTUNA ® Optifix ® Basic bottle-top dispenser |  | ,,,, | Air-Sensitive Chemistry , Bottle-Top Dispensers , Dispensers , Dispensing and Storage , FORTUNA Optifix bottle-top dispensers , Labware , Liquid Handling Equipment , Manufacturer Browser , Optifix , Optifix Bottle-Top Dispensers , Poulten Graf |  | Fortuna Graf,20-100 mL volume,subdivision 2.0 mL | , |  |  | Fortuna Graf,20-100 mL volume,subdivision 2.0 mL
,Basic model, 60-300 mL volume,,,,, | Z260061 |  | Aldrich | FORTUNA ® Optifix ® Basic bottle-top dispenser |  | ,,,, | Air-Sensitive Chemistry , Bottle-Top Dispensers , Dispensers , Dispensing and Storage , FORTUNA Optifix bottle-top dispensers , Labware , Liquid Handling Equipment , Manufacturer Browser , Optifix , Optifix Bottle-Top Dispensers , Poulten Graf |  | Fortuna Graf,60-300 mL volume,subdivision 5.0 mL | , |  |  | Fortuna Graf,60-300 mL volume,subdivision 5.0 mL
,Basic model, 100-500 mL volume,,,,, | Z260088 |  | Aldrich | FORTUNA ® Optifix ® Basic bottle-top dispenser |  | ,,,, | Air-Sensitive Chemistry , Bottle-Top Dispensers , Dispensers , Dispensing and Storage , FORTUNA Optifix bottle-top dispensers , Labware , Liquid Handling Equipment , Manufacturer Browser , Optifix , Optifix Bottle-Top Dispensers , Poulten Graf |  | Fortuna Graf,100-500 mL volume,subdivision 5.0 mL | , |  |  | Fortuna Graf,100-500 mL volume,subdivision 5.0 mL
,Safety model, 1-5 mL volume,,,,, | Z260207 |  | Aldrich | FORTUNA ® Optifix ® Safety bottle-top dispenser |  | ,,,, | Air-Sensitive Chemistry , Bottle-Top Dispensers , Dispensers , Dispensing and Storage , FORTUNA Optifix bottle-top dispensers , Labware , Liquid Handling Equipment , Manufacturer Browser , Optifix , Optifix Bottle-Top Dispensers , Poulten Graf |  | Fortuna Graf,1-5 mL volume,subdivision 0.1 mL | , |  |  | Fortuna Graf,1-5 mL volume,subdivision 0.1 mL
,Safety model, 20-100 mL volume,,,,, | Z260258 |  | Aldrich | FORTUNA ® Optifix ® Safety bottle-top dispenser |  | ,,,, | Air-Sensitive Chemistry , Bottle-Top Dispensers , Dispensers , Dispensing and Storage , FORTUNA Optifix bottle-top dispensers , Labware , Liquid Handling Equipment , Manufacturer Browser , Optifix , Optifix Bottle-Top Dispensers , Poulten Graf |  | Fortuna Graf,20-100 mL volume,subdivision 2.0 mL | , |  |  | Fortuna Graf,20-100 mL volume,subdivision 2.0 mL
,Safety model, 6-30 mL volume,,,,, | Z260223 |  | Aldrich | FORTUNA ® Optifix ® Safety bottle-top dispenser |  | ,,,, | Air-Sensitive Chemistry , Bottle-Top Dispensers , Dispensers , Dispensing and Storage , FORTUNA Optifix bottle-top dispensers , Labware , Liquid Handling Equipment , Manufacturer Browser , Optifix , Optifix Bottle-Top Dispensers , Poulten Graf |  | Fortuna Graf,6-30 mL volume,subdivision 0.5 mL | , |  |  | Fortuna Graf,6-30 mL volume,subdivision 0.5 mL
,Safety model, 0.4-2.0 mL volume,,,,, | Z260193 |  | Aldrich | FORTUNA ® Optifix ® Safety bottle-top dispenser |  | ,,,, | Air-Sensitive Chemistry , Bottle-Top Dispensers , Dispensers , Dispensing and Storage , FORTUNA Optifix bottle-top dispensers , Labware , Liquid Handling Equipment , Manufacturer Browser , Optifix , Optifix Bottle-Top Dispensers , Poulten Graf |  | Fortuna Graf,0.4-2.0 mL volume,subdivision 0.1 mL | , |  |  | Fortuna Graf,0.4-2.0 mL volume,subdivision 0.1 mL
,Safety model, 10-50 mL volume,,,,, | Z260231 |  | Aldrich | FORTUNA ® Optifix ® Safety bottle-top dispenser |  | ,,,, | Air-Sensitive Chemistry , Bottle-Top Dispensers , Dispensers , Dispensing and Storage , FORTUNA Optifix bottle-top dispensers , Labware , Liquid Handling Equipment , Manufacturer Browser , Optifix , Optifix Bottle-Top Dispensers , Poulten Graf |  | Fortuna Graf,10-50 mL volume,subdivision 1.0 mL | , |  |  | Fortuna Graf,10-50 mL volume,subdivision 1.0 mL
,Safety model, 2-10 mL volume,,,,, | Z260215 |  | Aldrich | FORTUNA ® Optifix ® Safety bottle-top dispenser |  | ,,,, | Air-Sensitive Chemistry , Bottle-Top Dispensers , Dispensers , Dispensing and Storage , FORTUNA Optifix bottle-top dispensers , Labware , Liquid Handling Equipment , Manufacturer Browser , Optifix , Optifix Bottle-Top Dispensers , Poulten Graf |  | Fortuna Graf,2-10 mL volume,subdivision 0.2 mL | , |  |  | Fortuna Graf,2-10 mL volume,subdivision 0.2 mL
,Solvents model, 1-5 mL volume,,,,, | Z260118 |  | Aldrich | FORTUNA ® Optifix ® Solvent bottle-top dispenser |  | ,,,, | Air-Sensitive Chemistry , Bottle-Top Dispensers , Dispensers , Dispensing and Storage , FORTUNA Optifix bottle-top dispensers , Labware , Liquid Handling Equipment , Manufacturer Browser , Optifix , Optifix Bottle-Top Dispensers , Poulten Graf |  | Fortuna Graf,1-5 mL volume,subdivision 0.1 mL | , |  |  | Fortuna Graf,1-5 mL volume,subdivision 0.1 mL
,Solvents model, 60-300 mL volume,,,,, | Z260177 |  | Aldrich | FORTUNA ® Optifix ® Solvent bottle-top dispenser |  | ,,,, | Air-Sensitive Chemistry , Bottle-Top Dispensers , Dispensers , Dispensing and Storage , FORTUNA Optifix bottle-top dispensers , Labware , Liquid Handling Equipment , Manufacturer Browser , Optifix , Optifix Bottle-Top Dispensers , Poulten Graf |  | Fortuna Graf,60-300 mL volume,subdivision 5.0 mL | , |  |  | Fortuna Graf,60-300 mL volume,subdivision 5.0 mL
,Solvents model, 40-200 mL volume,,,,, | Z260169 |  | Aldrich | FORTUNA ® Optifix ® Solvent bottle-top dispenser |  | ,,,, | Air-Sensitive Chemistry , Bottle-Top Dispensers , Dispensers , Dispensing and Storage , FORTUNA Optifix bottle-top dispensers , Labware , Liquid Handling Equipment , Manufacturer Browser , Optifix , Optifix Bottle-Top Dispensers , Poulten Graf |  | Fortuna Graf,40-200 mL volume,subdivision 5.0 mL | , |  |  | Fortuna Graf,40-200 mL volume,subdivision 5.0 mL
,Solvents model, 2-10 mL volume,,,,, | Z260126 |  | Aldrich | FORTUNA ® Optifix ® Solvent bottle-top dispenser |  | ,,,, | Air-Sensitive Chemistry , Bottle-Top Dispensers , Dispensers , Dispensing and Storage , FORTUNA Optifix bottle-top dispensers , Labware , Liquid Handling Equipment , Manufacturer Browser , Optifix , Optifix Bottle-Top Dispensers , Poulten Graf |  | Fortuna Graf,2-10 mL volume,subdivision 0.2 mL | , |  |  | Fortuna Graf,2-10 mL volume,subdivision 0.2 mL
,Solvents model, 100-500 mL volume,,,,, | Z260185 |  | Aldrich | FORTUNA ® Optifix ® Solvent bottle-top dispenser |  | ,,,, | Air-Sensitive Chemistry , Bottle-Top Dispensers , Dispensers , Dispensing and Storage , FORTUNA Optifix bottle-top dispensers , Labware , Liquid Handling Equipment , Manufacturer Browser , Optifix , Optifix Bottle-Top Dispensers , Poulten Graf |  | Fortuna Graf,100-500 mL volume,subdivision 5.0 mL | , |  |  | Fortuna Graf,100-500 mL volume,subdivision 5.0 mL
,Solvents model, 0.4-2.0 mL volume,,,,, | Z260096 |  | Aldrich | FORTUNA ® Optifix ® Solvent bottle-top dispenser |  | ,,,, | Air-Sensitive Chemistry , Bottle-Top Dispensers , Dispensers , Dispensing and Storage , FORTUNA Optifix bottle-top dispensers , Labware , Liquid Handling Equipment , Manufacturer Browser , Optifix , Optifix Bottle-Top Dispensers , Poulten Graf |  | Fortuna Graf,0.4-2.0 mL volume,subdivision 0.1 mL | , |  |  | Fortuna Graf,0.4-2.0 mL volume,subdivision 0.1 mL
,Solvents model, 10-50 mL volume,,,,, | Z260142 |  | Aldrich | FORTUNA ® Optifix ® Solvent bottle-top dispenser |  | ,,,, | Air-Sensitive Chemistry , Bottle-Top Dispensers , Dispensers , Dispensing and Storage , FORTUNA Optifix bottle-top dispensers , Labware , Liquid Handling Equipment , Manufacturer Browser , Optifix , Optifix Bottle-Top Dispensers , Poulten Graf |  | Fortuna Graf,10-50 mL volume,subdivision 1.0 mL | , |  |  | Fortuna Graf,10-50 mL volume,subdivision 1.0 mL
,Solvents model, 6-30 mL volume,,,,, | Z260134 |  | Aldrich | FORTUNA ® Optifix ® Solvent bottle-top dispenser |  | ,,,, | Air-Sensitive Chemistry , Bottle-Top Dispensers , Dispensers , Dispensing and Storage , FORTUNA Optifix bottle-top dispensers , Labware , Liquid Handling Equipment , Manufacturer Browser , Optifix , Optifix Bottle-Top Dispensers , Poulten Graf |  | Fortuna Graf,6-30 mL volume,subdivision 0.5 mL | , |  |  | Fortuna Graf,6-30 mL volume,subdivision 0.5 mL
,Solvents model, 20-100 mL volume,,,,, | Z260150 |  | Aldrich | FORTUNA ® Optifix ® Solvent bottle-top dispenser |  | ,,,, | Air-Sensitive Chemistry , Bottle-Top Dispensers , Dispensers , Dispensing and Storage , FORTUNA Optifix bottle-top dispensers , Labware , Liquid Handling Equipment , Manufacturer Browser , Optifix , Optifix Bottle-Top Dispensers , Poulten Graf |  | Fortuna Graf,20-100 mL volume,subdivision 2.0 mL | , |  |  | Fortuna Graf,20-100 mL volume,subdivision 2.0 mL
,1-5 mL dispensing volume,,,,, | Z678783 |  | Aldrich | FORTUNA ® Universal Optifix ® HF dispenser |  | ,,,, | Dispensers , FORTUNA Optifix bottle-top dispensers , Labware , Liquid Handling Equipment , Manufacturer Browser , Optifix Bottle-Top Dispensers , Poulten Graf |  | Fortuna Graf,1-5 mL dispensing volume | , |  |  | Fortuna Graf,1-5 mL dispensing volume
,10-50 mL dispensing volume,,,,, | Z678899 |  | Aldrich | FORTUNA ® Universal Optifix ® HF dispenser |  | ,,,, | Dispensers , FORTUNA Optifix bottle-top dispensers , Labware , Liquid Handling Equipment , Manufacturer Browser , Optifix Bottle-Top Dispensers , Poulten Graf |  | Fortuna Graf,10-50 mL dispensing volume | , |  |  | Fortuna Graf,10-50 mL dispensing volume
,HF model, 2-10 mL volume,,,,, | Z260266 |  | Aldrich | FORTUNA ® Universal Optifix ® HF dispenser |  | ,,,, | Air-Sensitive Chemistry , Bottle-Top Dispensers , Dispensers , Dispensing and Storage , FORTUNA Optifix bottle-top dispensers , Labware , Liquid Handling Equipment , Manufacturer Browser , Optifix , Optifix Bottle-Top Dispensers , Poulten Graf |  | Fortuna Graf,2-10 mL volume,subdivision 0.2 mL | , |  |  | Fortuna Graf,2-10 mL volume,subdivision 0.2 mL
,HF model, 6-30 mL volume,,,,, | Z260274 |  | Aldrich | FORTUNA ® Universal Optifix ® HF dispenser |  | ,,,, | Air-Sensitive Chemistry , Bottle-Top Dispensers , Dispensers , Dispensing and Storage , FORTUNA Optifix bottle-top dispensers , Labware , Liquid Handling Equipment , Manufacturer Browser , Optifix , Optifix Bottle-Top Dispensers , Poulten Graf |  | Fortuna Graf,6-30 mL volume,subdivision 1.0 mL | , |  |  | Fortuna Graf,6-30 mL volume,subdivision 1.0 mL
,Solvent model with PTFE circulation system, volume 20-100 mL,,,,, | Z645907 |  | Aldrich | FORTUNA OPTIFIX ® LOOP bottletop dispenser |  | ,,,, | Dispensers , FORTUNA Optifix LOOP bottletop dispenser , Labware , Liquid Handling Equipment , Manufacturer Browser , Optifix Bottle-Top Dispensers , Poulten Graf |  | 20-100 mL,Poulton & Graf 101.081-51H,graduations 2.0 | , |  |  | 20-100 mL,Poulton & Graf 101.081-51H,graduations 2.0
,neck thread size GL 33,,,,, | Z283770 |  | Aldrich | Optifix ® PTFE thread adapter |  | ,,,, | Air-Sensitive Chemistry , Bottle-Top Dispensers , Dispensers , Dispensing and Storage , Labware , Liquid Handling Equipment , Optifix , Optifix Bottle-Top Dispenser Accessories |  | GL 33,Fortuna Graf | , |  |  | GL 33,Fortuna Graf
,neck thread size GL 38,,,,, | Z261939 |  | Aldrich | Optifix ® PTFE thread adapter |  | ,,,, | Air-Sensitive Chemistry , Bottle-Top Dispensers , Dispensers , Dispensing and Storage , Labware , Liquid Handling Equipment , Optifix , Optifix Bottle-Top Dispenser Accessories |  | GL 38,Fortuna Graf,not available in EU | , |  |  | GL 38,Fortuna Graf,not available in EU
,neck thread size GL 40,,,,, | Z261947 |  | Aldrich | Optifix ® PTFE thread adapter |  | ,,,, | Air-Sensitive Chemistry , Bottle-Top Dispensers , Dispensers , Dispensing and Storage , Labware , Liquid Handling Equipment , Optifix , Optifix Bottle-Top Dispenser Accessories |  | GL 40,Fortuna Graf,not available in EU | , |  |  | GL 40,Fortuna Graf,not available in EU
,neck thread size GL 45,,,,, | Z261955 |  | Aldrich | Optifix ® PTFE thread adapter |  | ,,,, | Air-Sensitive Chemistry , Bottle-Top Dispensers , Dispensers , Dispensing and Storage , Labware , Liquid Handling Equipment , Optifix , Optifix Bottle-Top Dispenser Accessories |  | GL 45,Fortuna Graf,not available in EU | , |  |  | GL 45,Fortuna Graf,not available in EU
,2,000 mL volume, accuracy: 0.06 mL, certificate,,,,, | Z306584 |  | Aldrich | Volac ® volumetric flask |  | ,,,, | Labware , Manufacturer Browser , Poulten Graf , Pyrex Volumetric Flasks , Volac volumetric flask , Volumetric , Volumetric Flasks |  | class A,Poulton & Graf,2,000 mL volume, accuracy: 0.06 mL,certificate,20‑24,not available in USA and Canada | , |  |  | class A,Poulton & Graf,2,000 mL volume, accuracy: 0.06 mL,certificate,20‑24,not available in USA and Canada
,Joint: ST/NS 24/40,,,,, | Z268747 |  | Aldrich | Scienceware ® Safe-Lab ™ PTFE stirrer bearing |  | ,,,, | Bel-Art , Bel-Art Stirrers , Glass Bearing Adapter , Glass Stirring Equipment , Glassware , Labware , Manufacturer Browser , Other Bel-Art Stirrers , Safe-Lab , Safe-Lab Stirrers , Safe-Lab stirrer bearings |  | Joint: ST/NS24/40,Viton ® O-ring,Bel-Art, 20320-1661 | , |  |  | Joint: ST/NS24/40,Viton ® O-ring,Bel-Art, 20320-1661
,Joint: ST/NS 29/42,,,,, | Z268755 |  | Aldrich | Scienceware ® Safe-Lab ™ PTFE stirrer bearing |  | ,,,, | Bel-Art , Bel-Art Stirrers , Glass Bearing Adapter , Glass Stirring Equipment , Glassware , Labware , Manufacturer Browser , Other Bel-Art Stirrers , Safe-Lab , Safe-Lab Stirrers , Safe-Lab stirrer bearings |  | Joint: ST/NS29/42,Viton ® O-ring,Bel-Art | , |  |  | Joint: ST/NS29/42,Viton ® O-ring,Bel-Art
,Replacement inserts,,,,, | Z268763 |  | Aldrich | Scienceware ® Safe-Lab ™ PTFE stirrer bearing |  | ,,,, | Bel-Art , Bel-Art Stirrers , Glass Bearing Adapter , Glass Stirring Equipment , Glassware , Labware , Manufacturer Browser , Other Bel-Art Stirrers , Safe-Lab , Safe-Lab Stirrers , Safe-Lab stirrer bearings |  | pkg of 2 ea,Bel-Art,Viton ® O-ring | , |  |  | pkg of 2 ea,Bel-Art,Viton ® O-ring
,pore size 0.2 μm,,,,, | 16534K |  | Supelco | Minisart filters |  | ,,,, | Cellulose Acetate Membrane Syringe Filters , Filtration Supplies , HPLC , HPLC Accessories , Labware , Manufacturer Browser , Minisart and Minisart-Plus filters , Minisart filters , Sartorius , Syringe Filters, Disposable , Syringe Tip Filters , 分析/色谱 |  | cellulose acetate/surfactant-free membrane,Sartorius Minisart,acrylic copolymer housing,0.2 μm,pkg of 50 ea,inlet and outlet Luer (Lock),non-sterile,26 mm | , |  |  | cellulose acetate/surfactant-free membrane,Sartorius Minisart,acrylic copolymer housing,0.2 μm,pkg of 50 ea,inlet and outlet Luer (Lock),non-sterile,26 mm
,pore size 0.45 μm,,,,, | 16555K |  | Supelco | Minisart filters |  | ,,,, | Cellulose Acetate Membrane Syringe Filters , Filtration Supplies , HPLC , HPLC Accessories , Labware , Manufacturer Browser , Minisart and Minisart-Plus filters , Minisart filters , Sartorius , Syringe Filters, Disposable , Syringe Tip Filters , 分析/色谱 |  | cellulose acetate/surfactant-free membrane,Sartorius Minisart,acrylic copolymer housing,0.45 μm,pkg of 50 ea,inlet and outlet Luer (Lock),non-sterile,26 mm | , |  |  | cellulose acetate/surfactant-free membrane,Sartorius Minisart,acrylic copolymer housing,0.45 μm,pkg of 50 ea,inlet and outlet Luer (Lock),non-sterile,26 mm
,pore size 0.8 μm,,,,, | 16592K |  | Supelco | Minisart filters |  | ,,,, | Cellulose Acetate Membrane Syringe Filters , Filtration Supplies , HPLC , HPLC Accessories , Labware , Manufacturer Browser , Minisart and Minisart-Plus filters , Minisart filters , Sartorius , Syringe Filters, Disposable , Syringe Tip Filters , 分析/色谱 |  | cellulose acetate/surfactant-free membrane,Sartorius Minisart,acrylic copolymer housing,0.8 μm,pkg of 50 ea,inlet and outlet Luer (Lock),non-sterile,26 mm | , |  |  | cellulose acetate/surfactant-free membrane,Sartorius Minisart,acrylic copolymer housing,0.8 μm,pkg of 50 ea,inlet and outlet Luer (Lock),non-sterile,26 mm
,pore size 1.2 μm,,,,, | 17593K |  | Supelco | Minisart filters |  | ,,,, | Cellulose Acetate Membrane Syringe Filters , Filtration Supplies , HPLC , HPLC Accessories , Labware , Manufacturer Browser , Minisart and Minisart-Plus filters , Minisart filters , Sartorius , Syringe Filters, Disposable , Syringe Tip Filters , 分析/色谱 |  | cellulose acetate/surfactant-free membrane,Sartorius Minisart,acrylic copolymer housing,1.2 μm,pkg of 50 ea,inlet and outlet Luer (Lock),non-sterile,26 mm | , |  |  | cellulose acetate/surfactant-free membrane,Sartorius Minisart,acrylic copolymer housing,1.2 μm,pkg of 50 ea,inlet and outlet Luer (Lock),non-sterile,26 mm
,pore size 5.0 μm,,,,, | 17594K |  | Supelco | Minisart filters |  | ,,,, | Cellulose Acetate Membrane Syringe Filters , Filtration Supplies , HPLC , HPLC Accessories , Labware , Manufacturer Browser , Minisart and Minisart-Plus filters , Minisart filters , Sartorius , Syringe Filters, Disposable , Syringe Tip Filters , 分析/色谱 |  | cellulose acetate/surfactant-free membrane,Sartorius Minisart,acrylic copolymer housing,5.0 μm,pkg of 50 ea,inlet and outlet Luer (Lock),non-sterile,26 mm | , |  |  | cellulose acetate/surfactant-free membrane,Sartorius Minisart,acrylic copolymer housing,5.0 μm,pkg of 50 ea,inlet and outlet Luer (Lock),non-sterile,26 mm
,pore size 0.2 μm,,,,, | 17823K |  | Supelco | Minisart-Plus filters |  | ,,,, | Cellulose Acetate Membrane Syringe Filters , Filtration Supplies , HPLC , HPLC Accessories , Labware , Manufacturer Browser , Minisart and Minisart-Plus filters , Minisart-Plus filters , Sartorius , Syringe Filters, Disposable , Syringe Tip Filters , 分析/色谱 |  | acrylic copolymer membrane,Sartorius Minisart,acrylic copolymer housing,0.2 μm,pkg of 50 ea,inlet and outlet Luer (lock),sterile,26 mm | , |  |  | acrylic copolymer membrane,Sartorius Minisart,acrylic copolymer housing,0.2 μm,pkg of 50 ea,inlet and outlet Luer (lock),sterile,26 mm
,pore size 0.45 μm,,,,, | 17829K |  | Supelco | Minisart-Plus filters |  | ,,,, | Cellulose Acetate Membrane Syringe Filters , Filtration Supplies , HPLC , HPLC Accessories , Labware , Manufacturer Browser , Minisart and Minisart-Plus filters , Minisart-Plus filters , Sartorius , Syringe Filters, Disposable , Syringe Tip Filters , 分析/色谱 |  | acrylic copolymer membrane,Sartorius Minisart,acrylic copolymer housing,0.45 μm,pkg of 50 ea,inlet and outlet Luer (Lock),sterile,26 mm | , |  |  | acrylic copolymer membrane,Sartorius Minisart,acrylic copolymer housing,0.45 μm,pkg of 50 ea,inlet and outlet Luer (Lock),sterile,26 mm
,matrix S-type exchanger, surface area 15 cm 2,,,,, | S15F |  | Supelco | Sartobind ® Membrane Adsorber Unit |  | ,,,, | Filtration Supplies , Labware , Manufacturer Browser , Resins and Media , Sartobind Membrane Adsorber Unit , Sartorius , Ultrafiltration & Ion Exchange Membrane Devices , Ultrafiltration Membranes , 分析/色谱 |  | for ion exchange chromatography of biomolecules,Sartorius,15 cm 2,S-type exchanger,reusable,pkg of 2 units,S15 | , |  |  | for ion exchange chromatography of biomolecules,Sartorius,15 cm 2,S-type exchanger,reusable,pkg of 2 units,S15
,matrix Q-type exchanger, surface area 15 cm 2,,,,, | Q15F |  | Supelco | Sartobind ® Membrane Adsorber Unit |  | ,,,, | Filtration Supplies , Labware , Manufacturer Browser , Resins and Media , Sartobind Membrane Adsorber Unit , Sartorius , Ultrafiltration & Ion Exchange Membrane Devices , Ultrafiltration Membranes , 分析/色谱 |  | for ion exchange chromatography of biomolecules,Sartorius,15 cm 2,Q-type exchanger,reusable,pkg of 2 units,Q15 | , |  |  | for ion exchange chromatography of biomolecules,Sartorius,15 cm 2,Q-type exchanger,reusable,pkg of 2 units,Q15
,matrix Q-type exchanger, surface area 100 cm 2,,,,, | Q100F |  | Supelco | Sartobind ® Membrane Adsorber Unit |  | ,,,, | Filtration Supplies , Labware , Manufacturer Browser , Resins and Media , Sartobind Membrane Adsorber Unit , Sartorius , Ultrafiltration & Ion Exchange Membrane Devices , Ultrafiltration Membranes , 分析/色谱 |  | for ion exchange chromatography of biomolecules,Sartorius,100 cm 2,Q-type exchanger,reusable,pkg of 1 unit,Q100 | , |  |  | for ion exchange chromatography of biomolecules,Sartorius,100 cm 2,Q-type exchanger,reusable,pkg of 1 unit,Q100
,matrix DEAE-type exchanger, surface area 100 cm 2,,,,, | D100F |  | Supelco | Sartobind ® Membrane Adsorber Unit |  | ,,,, | Filtration Supplies , Labware , Manufacturer Browser , Resins and Media , Sartobind Membrane Adsorber Unit , Sartorius , Ultrafiltration & Ion Exchange Membrane Devices , Ultrafiltration Membranes , 分析/色谱 |  | for ion exchange chromatography of biomolecules,Sartorius,100 cm 2,DEAE-type exchanger,reusable,pkg of 1 unit,D100 | , |  |  | for ion exchange chromatography of biomolecules,Sartorius,100 cm 2,DEAE-type exchanger,reusable,pkg of 1 unit,D100
,Replacement Filter, non-sterile,,,,, | F4927 |  | Sigma | Sartorius Midi Plus and Proline ® XL pipetting aide accessory |  | ,,,, | Labware , Liquid Handling Equipment , Manufacturer Browser , Pipette Controllers and Pumps , Sartorius Biohit , Sartorius Biohit Pipette Controllers |  | Sartorius, LH-7129120,non-sterile | , |  |  | Sartorius, LH-7129120,non-sterile
,Replacement Filter, sterile,,,,, | F5052 |  | Sigma | Sartorius Midi Plus and Proline ® XL pipetting aide accessory |  | ,,,, | Labware , Liquid Handling Equipment , Manufacturer Browser , Pipette Controllers and Pumps , Sartorius Biohit , Sartorius Biohit Pipette Controllers |  | Sartorius, LH-7129130,sterile | , |  |  | Sartorius, LH-7129130,sterile
,AC input 120 V,,,,, | M0190 |  | Sigma | Sartorius Midi Plus pipetting controller |  | ,,,, | Labware , Liquid Handling Equipment , Manufacturer Browser , Pipette Controllers and Pumps , Sartorius Biohit , Sartorius Biohit Pipette Controllers |  | Sartorius 710929,not available in EU | , |  |  | Sartorius 710929,not available in EU
,AC input 230 V,,,,, | M0315 |  | Sigma | Sartorius Midi Plus pipetting controller |  | ,,,, | Labware , Liquid Handling Equipment , Manufacturer Browser , Pipette Controllers and Pumps , Sartorius Biohit , Sartorius Biohit Pipette Controllers |  | Sartorius 71093X (X=1 for EU plug, X=3 for UK plug),CE compliant | , |  |  | Sartorius 71093X (X=1 for EU plug, X=3 for UK plug),CE compliant
,Replacement filter,,,,, | F4677 |  | Sigma | Sartorius Proline ® XL electronic pipetting aide |  | ,,,, | Labware , Liquid Handling Equipment , Manufacturer Browser , Pipette Controllers and Pumps , Sartorius Biohit , Sartorius Biohit Pipette Controllers |  | Sartorius, 712912,non-sterile | , |  |  | Sartorius, 712912,non-sterile
,dimensions: 15 W × 14 D × 16 in. H.,,,,, | Z526363 |  | Aldrich | Snap-on ® five drawer storage cabinet |  | ,,,, | Boxes , Containers , Labware , Manufacturer Browser , Snap-on , Snap-on Containers |  | Snap-On KRP5CAB | , |  |  | Snap-On KRP5CAB
,safety lock secures blade in any of four positions,,,,, | Z179361 |  | Aldrich | Utility knife |  | ,,,, | Knives and Cutters , Labware , Manufacturer Browser , Snap-on , Snap-on Knives & Cutters |  | Snap-On GA169 | , |  |  | Snap-On GA169
,pkg of 5 ea,,,,, | Z179388 |  | Aldrich | Utility knife replacement blades |  | ,,,, | Knives and Cutters , Labware , Manufacturer Browser , Snap-on , Snap-on Knives & Cutters |  | pkg of 5 ea,Snap-On GA169-5 | , |  |  | pkg of 5 ea,Snap-On GA169-5
,L 10 ft (3 m),,,,, | Z162809 |  | Aldrich | English/metric tape measure |  | ,,,, | Labware , Manufacturer Browser , Measurement Devices , Snap-on , Snap-on Measurement |  | Snap-On GA427A,10 ft (3 m) | , |  |  | Snap-On GA427A,10 ft (3 m)
,designed primarily for dispersing and homogenizing at rates up to 15 liters/hour,,,,, | Z562564 |  | Aldrich | Continuous flow cell for 500 to 750W ultrasonic processors |  | ,,,, | Branson processors , Labware , Manufacturer Browser , Sonics & Materials , Sonics & Materials Continuous Flow Cells , Ultrasonic Processors and Accessories , Ultrasonics |  | pkg of 1 ea,Sonics & Materials, 630-0566,autoclavable | , |  |  | pkg of 1 ea,Sonics & Materials, 630-0566,autoclavable
,for horn, 1/2 in.,,,,, | Z223050 |  | Aldrich | Extender for 500 and 750W ultrasonic processor |  | ,,,, | Branson processors , Labware , Manufacturer Browser , Sonics & Materials , Sonics & Materials Extender for 500 and 750W Ultrasonic Processor , Ultrasonic Processors and Accessories , Ultrasonics |  | Sonics & Materials 630-0410,for horn 1/2 in. | , |  |  | Sonics & Materials 630-0410,for horn 1/2 in.
,for horn, 3/4 in.,,,,, | Z223069 |  | Aldrich | Extender for 500 and 750W ultrasonic processor |  | ,,,, | Branson processors , Labware , Manufacturer Browser , Sonics & Materials , Sonics & Materials Extender for 500 and 750W Ultrasonic Processor , Ultrasonic Processors and Accessories , Ultrasonics |  | Sonics & Materials 630-0409,for horn 3/4 in. | , |  |  | Sonics & Materials 630-0409,for horn 3/4 in.
,for 400 and 600W processors, solid end,,,,, | Z222798 |  | Aldrich | High-intensity horn |  | ,,,, | Branson processors , Labware , Manufacturer Browser , Sonics & Materials , Sonics & Materials Horns and Horn Tips , Ultrasonic Processors and Accessories , Ultrasonics |  | Sonics & Materials 630-0201,1/2 in. (13 mm) | , |  |  | Sonics & Materials 630-0201,1/2 in. (13 mm)
,High-intensity,,,,, | Z513253 |  | Aldrich | Horn for 500 and 750W ultrasonic processor |  | ,,,, | Branson processors , Labware , Manufacturer Browser , Sonics & Materials , Sonics & Materials Horns and Horn Tips , Ultrasonic Processors and Accessories , Ultrasonics |  | Sonics & Materials 630-0219,colorless tip | , |  |  | Sonics & Materials 630-0219,colorless tip
,for horn, 1/2 in.,,,,, | Z192732 |  | Aldrich | Horn tip for 500 and 750W ultrasonic processor |  | ,,,, | Branson processors , Labware , Manufacturer Browser , Sonics & Materials , Sonics & Materials Horns and Horn Tips , Ultrasonic Processors and Accessories , Ultrasonics |  | Sonics & Materials 630-0406,for horn 1/2 in. | , |  |  | Sonics & Materials 630-0406,for horn 1/2 in.
,I.D. 1 in. (25 mm),,,,, | Z192813 |  | Aldrich | Micro cup horn |  | ,,,, | Branson processors , Labware , Manufacturer Browser , Sonics & Materials , Sonics & Materials Horns and Horn Tips , Ultrasonic Processors and Accessories , Ultrasonics |  | Sonics & Materials 630-0447,1 in. (25 mm) | , |  |  | Sonics & Materials 630-0447,1 in. (25 mm)
,tip diam. 13 mm, volume range 50-150 mL,,,,, | Z511714 |  | Aldrich | Microtip probe |  | ,,,, | Branson processors , Labware , Manufacturer Browser , Sonics & Materials , Sonics & Materials Microtip Probe , Ultrasonic Processors and Accessories , Ultrasonics |  | Sonics & Materials 630-0561,50-150 mL,colorless tip,barrier: No,13 mm,pack of 1,non-sterile | , |  |  | Sonics & Materials 630-0561,50-150 mL,colorless tip,barrier: No,13 mm,pack of 1,non-sterile
,For 500 and 750W models,,,,, | Z223174 |  | Aldrich | Sound abating enclosure |  | ,,,, | Branson processors , Labware , Manufacturer Browser , Sonics & Materials , Sonics & Materials Sound Abating Enclosure , Ultrasonic Processors and Accessories , Ultrasonics |  | 30 in. (76 cm) × 14 in. (35 cm) × 14 in. (35 cm),Sonics & Materials 630-0427 | , |  |  | 30 in. (76 cm) × 14 in. (35 cm) × 14 in. (35 cm),Sonics & Materials 630-0427
,For 130W model,,,,, | Z223182 |  | Aldrich | Sound abating enclosure |  | ,,,, | Branson processors , Labware , Manufacturer Browser , Sonics & Materials , Sonics & Materials Sound Abating Enclosure , Ultrasonic Processors and Accessories , Ultrasonics |  | 20 in. (51 cm) × 12 in. (30 cm) × 12 in. (30 cm),Sonics & Materials 630-0451 | , |  |  | 20 in. (51 cm) × 12 in. (30 cm) × 12 in. (30 cm),Sonics & Materials 630-0451
,Ultra-high intensity, tip diam. 3 mm, tip volume 1-10 mL,,,,, | Z192740 |  | Aldrich | Tapered microtip for 500 and 750W ultrasonic processor |  | ,,,, | Branson processors , Labware , Manufacturer Browser , Sonics & Materials , Sonics & Materials Tapered Microtip for 500 and 750W Ultrasonic Processor , Ultrasonic Processors and Accessories , Ultrasonics |  | Sonics & Materials 630-0418,1-10 mL,3 mm | , |  |  | Sonics & Materials 630-0418,1-10 mL,3 mm
,pkg of 1 ea,,,,, | Z274984 |  | Aldrich | Temperature probe for 500 and 750W ultrasonic processor |  | ,,,, | Branson processors , Labware , Manufacturer Browser , Sonics & Materials , Sonics & Materials Temperature Probe , Ultrasonic Processors and Accessories , Ultrasonics |  | pkg of 1 ea,Sonics & Materials 830-00060 | , |  |  | pkg of 1 ea,Sonics & Materials 830-00060
,AC input 110 V, 400 W continuous power,,,,, | Z244422 |  | Aldrich | Ultrasonic processor |  | ,,,, | Branson processors , Labware , Manufacturer Browser , Sonics & Materials , Sonics & Materials Ultrasonic Processors , Ultrasonic Processors and Accessories , Ultrasonics |  | Sonics & Materials VCX400-110V,not available in EU | , |  |  | Sonics & Materials VCX400-110V,not available in EU
,AC input 117 V,,,,, | Z412600 |  | Aldrich | Ultrasonic processor 130 W |  | ,,,, | Branson processors , Labware , Manufacturer Browser , Sonics & Materials , Sonics & Materials Ultrasonic Processors , Ultrasonic Processors and Accessories , Ultrasonics |  | Sonics & Materials VCX130-117V,not available in EU | , |  |  | Sonics & Materials VCX130-117V,not available in EU
,AC input 220 V,,,,, | Z412619 |  | Aldrich | Ultrasonic processor 130 W |  | ,,,, | Branson processors , Labware , Manufacturer Browser , Sonics & Materials , Sonics & Materials Ultrasonic Processors , Ultrasonic Processors and Accessories , Ultrasonics |  | Sonics & Materials VCX130-220V,CE compliant | , |  |  | Sonics & Materials VCX130-220V,CE compliant
,Includes cable and plug,,,,, | Z192775 |  | Aldrich | Footswitch |  | ,,,, | Branson processors , Labware , Manufacturer Browser , Other Sonics & Materials Accessories , Sonics & Materials , Ultrasonic Processors and Accessories , Ultrasonics |  | Sonics & Materials 830-00004 | , |  |  | Sonics & Materials 830-00004
,coupler,,,,, | Z252778 |  | Aldrich | Ultrasonic processors 500W and 750W |  | ,,,, | Branson processors , Labware , Manufacturer Browser , Other Sonics & Materials Accessories , Sonics & Materials , Ultrasonic Processors and Accessories , Ultrasonics |  | Sonics & Materials 630-0421,coupler dimensions: 3 5 / 8 in. (9.2 mm) | , |  |  | Sonics & Materials 630-0421,coupler dimensions: 3 5 / 8 in. (9.2 mm)
,capacity 2.0 mL,,,,, | Z717533 |  | Sigma | Sorenson ™ Dolphin microcentrifuge tubes |  | ,,,, | 1.0 to 2.0 mL microcentrifuge tubes , Centrifugation Supplies , Labware , Manufacturer Browser , Microcentrifuge Tubes , Sorenson , Sorenson Dolphin microcentrifuge tubes |  | Sorenson, 16140,2.0 mL,0.500 in.,polypropylene,autoclavable,1.525 in. × 0.362 in.,-80-121 °C temp. range | , |  |  | Sorenson, 16140,2.0 mL,0.500 in.,polypropylene,autoclavable,1.525 in. × 0.362 in.,-80-121 °C temp. range
,MicroGuard G, volume range 10 μL,,,,, | Z719374 |  | Sigma | Sorenson ™ low binding aerosol barrier tips |  | ,,,, | Aerosol Barrier Pipette Tips , Labware , Liquid Handling Equipment , Manufacturer Browser , Molecular Biology Supplies , PCR (Polymerase Chain Reaction) Supplies , PCR Pipette Tips , Pipette Tips , Pipettes, Pipettors and Tips , Sorenson , Sorenson Low-Binding Aerosol Barrier Tips , Sorenson PCR Pipette Tips , Sorenson Pipette Tips |  | Sorenson, 28200T,10 μL,natural colored tip,barrier,rack of 96,sterile | , |  |  | Sorenson, 28200T,10 μL,natural colored tip,barrier,rack of 96,sterile
,MicroReach Guard, volume range 10 μL,,,,, | Z719390 |  | Sigma | Sorenson ™ low binding aerosol barrier tips |  | ,,,, | Aerosol Barrier Pipette Tips , Labware , Liquid Handling Equipment , Manufacturer Browser , Molecular Biology Supplies , PCR (Polymerase Chain Reaction) Supplies , PCR Pipette Tips , Pipette Tips , Pipettes, Pipettors and Tips , Sorenson , Sorenson Low-Binding Aerosol Barrier Tips , Sorenson PCR Pipette Tips , Sorenson Pipette Tips |  | Sorenson, 38000T,10 μL,natural colored tip,barrier,rack of 96,sterile | , |  |  | Sorenson, 38000T,10 μL,natural colored tip,barrier,rack of 96,sterile
,MultiGuard E, volume range 10 μL,,,,, | Z719404 |  | Sigma | Sorenson ™ low binding aerosol barrier tips |  | ,,,, | Aerosol Barrier Pipette Tips , Labware , Liquid Handling Equipment , Manufacturer Browser , Molecular Biology Supplies , PCR (Polymerase Chain Reaction) Supplies , PCR Pipette Tips , Pipette Tips , Pipettes, Pipettors and Tips , Sorenson , Sorenson Low-Binding Aerosol Barrier Tips , Sorenson PCR Pipette Tips , Sorenson Pipette Tips |  | Sorenson, 15020T,10 μL,natural colored tip,barrier,rack of 96,sterile | , |  |  | Sorenson, 15020T,10 μL,natural colored tip,barrier,rack of 96,sterile
,MultiGuard, volume range 20 μL,,,,, | Z719412 |  | Sigma | Sorenson ™ low binding aerosol barrier tips |  | ,,,, | Aerosol Barrier Pipette Tips , Labware , Liquid Handling Equipment , Manufacturer Browser , Molecular Biology Supplies , PCR (Polymerase Chain Reaction) Supplies , PCR Pipette Tips , Pipette Tips , Pipettes, Pipettors and Tips , Sorenson , Sorenson Low-Binding Aerosol Barrier Tips , Sorenson PCR Pipette Tips , Sorenson Pipette Tips |  | Sorenson, 14210T,20 μL,natural colored tip,barrier,rack of 96,sterile | , |  |  | Sorenson, 14210T,20 μL,natural colored tip,barrier,rack of 96,sterile
,MultiGuard, volume range 100 μL,,,,, | Z719420 |  | Sigma | Sorenson ™ low binding aerosol barrier tips |  | ,,,, | Aerosol Barrier Pipette Tips , Labware , Liquid Handling Equipment , Manufacturer Browser , Molecular Biology Supplies , PCR (Polymerase Chain Reaction) Supplies , PCR Pipette Tips , Pipette Tips , Pipettes, Pipettors and Tips , Sorenson , Sorenson Low-Binding Aerosol Barrier Tips , Sorenson PCR Pipette Tips , Sorenson Pipette Tips |  | Sorenson, 36060T,100 μL,natural colored tip,barrier,rack of 96,sterile | , |  |  | Sorenson, 36060T,100 μL,natural colored tip,barrier,rack of 96,sterile
,MultiGuard, volume range 200 μL,,,,, | Z719439 |  | Sigma | Sorenson ™ low binding aerosol barrier tips |  | ,,,, | Aerosol Barrier Pipette Tips , Labware , Liquid Handling Equipment , Manufacturer Browser , Molecular Biology Supplies , PCR (Polymerase Chain Reaction) Supplies , PCR Pipette Tips , Pipette Tips , Pipettes, Pipettors and Tips , Sorenson , Sorenson Low-Binding Aerosol Barrier Tips , Sorenson PCR Pipette Tips , Sorenson Pipette Tips |  | Sorenson, 14220T,200 μL,natural colored tip,barrier,rack of 96,sterile | , |  |  | Sorenson, 14220T,200 μL,natural colored tip,barrier,rack of 96,sterile
,MultiGuard, volume range 200 μL , Graduated,,,,, | Z719447 |  | Sigma | Sorenson ™ low binding aerosol barrier tips |  | ,,,, | Aerosol Barrier Pipette Tips , Labware , Liquid Handling Equipment , Manufacturer Browser , Molecular Biology Supplies , PCR (Polymerase Chain Reaction) Supplies , PCR Pipette Tips , Pipette Tips , Pipettes, Pipettors and Tips , Sorenson , Sorenson Low-Binding Aerosol Barrier Tips , Sorenson PCR Pipette Tips , Sorenson Pipette Tips |  | Sorenson, 30550T,200 μL , Graduated,natural colored tip,barrier,rack of 96,sterile | , |  |  | Sorenson, 30550T,200 μL , Graduated,natural colored tip,barrier,rack of 96,sterile
,MultiGuard, volume range 200 μL,,,,, | Z719471 |  | Sigma | Sorenson ™ low binding aerosol barrier tips |  | ,,,, | Aerosol Barrier Pipette Tips , Labware , Liquid Handling Equipment , Manufacturer Browser , Molecular Biology Supplies , PCR (Polymerase Chain Reaction) Supplies , PCR Pipette Tips , Pipette Tips , Pipettes, Pipettors and Tips , Sorenson , Sorenson Low-Binding Aerosol Barrier Tips , Sorenson PCR Pipette Tips , Sorenson Pipette Tips |  | Sorenson, 17370T,200 μL,natural colored tip,barrier,rack of 96,sterile | , |  |  | Sorenson, 17370T,200 μL,natural colored tip,barrier,rack of 96,sterile
,MultiGuard, volume range 1000 μL,,,,, | Z719463 |  | Sigma | Sorenson ™ low binding aerosol barrier tips |  | ,,,, | Aerosol Barrier Pipette Tips , Labware , Liquid Handling Equipment , Manufacturer Browser , Molecular Biology Supplies , PCR (Polymerase Chain Reaction) Supplies , PCR Pipette Tips , Pipette Tips , Pipettes, Pipettors and Tips , Sorenson , Sorenson Low-Binding Aerosol Barrier Tips , Sorenson PCR Pipette Tips , Sorenson Pipette Tips |  | Sorenson, 14200T,1000 μL,natural colored tip,barrier,rack of 1000,sterile | , |  |  | Sorenson, 14200T,1000 μL,natural colored tip,barrier,rack of 1000,sterile
,volume range 10 μL, bag of 1000, non-sterile,,,,, | Z719544 |  | Sigma | Sorenson ™ low binding E tips |  | ,,,, | Labware , Liquid Handling Equipment , Manufacturer Browser , Pipette Tips , Pipettes, Pipettors and Tips , Sorenson , Sorenson Low-Binding E Tips , Sorenson Pipette Tips |  | Sorenson, 13980T,10 μL,natural colored tip,barrier: No,bag of 1000,non-sterile | , |  |  | Sorenson, 13980T,10 μL,natural colored tip,barrier: No,bag of 1000,non-sterile
,volume range 10 μL, non-sterile,,,,, | Z719552 |  | Sigma | Sorenson ™ low binding E tips |  | ,,,, | Labware , Liquid Handling Equipment , Manufacturer Browser , Pipette Tips , Pipettes, Pipettors and Tips , Sorenson , Sorenson Low-Binding E Tips , Sorenson Pipette Tips |  | Sorenson, 22220T,10 μL,natural colored tip,barrier: No,rack of 96,non-sterile | , |  |  | Sorenson, 22220T,10 μL,natural colored tip,barrier: No,rack of 96,non-sterile
,volume range 10 μL, rack of 96, sterile,,,,, | Z719560 |  | Sigma | Sorenson ™ low binding E tips |  | ,,,, | Labware , Liquid Handling Equipment , Manufacturer Browser , Pipette Tips , Pipettes, Pipettors and Tips , Sorenson , Sorenson Low-Binding E Tips , Sorenson Pipette Tips |  | Sorenson, 22210T,10 μL,natural colored tip,barrier: No,rack of 96,sterile | , |  |  | Sorenson, 22210T,10 μL,natural colored tip,barrier: No,rack of 96,sterile
,volume range 200 μL, bag of 1000, non-sterile,,,,, | Z719579 |  | Sigma | Sorenson ™ low binding standard tips |  | ,,,, | Labware , Liquid Handling Equipment , Manufacturer Browser , Pipette Tips , Pipettes, Pipettors and Tips , Sorenson , Sorenson Low-Binding Standard Tips , Sorenson Pipette Tips |  | Sorenson, 10470T,200 μL,natural colored tip,barrier: No,bag of 1000,non-sterile | , |  |  | Sorenson, 10470T,200 μL,natural colored tip,barrier: No,bag of 1000,non-sterile
,volume range 200 μL, rack of 96 tips CellRack, non-sterile,,,,, | Z719581 |  | Sigma | Sorenson ™ low binding standard tips |  | ,,,, | Labware , Liquid Handling Equipment , Manufacturer Browser , Pipette Tips , Pipettes, Pipettors and Tips , Sorenson , Sorenson Low-Binding Standard Tips , Sorenson Pipette Tips |  | Sorenson, 105270T,200 μL,natural colored tip,barrier: No,rack of 96 tips CellRack,non-sterile | , |  |  | Sorenson, 105270T,200 μL,natural colored tip,barrier: No,rack of 96 tips CellRack,non-sterile
,volume range 200 μL, rack of 96 tips CellRack, sterile,,,,, | Z719595 |  | Sigma | Sorenson ™ low binding standard tips |  | ,,,, | Labware , Liquid Handling Equipment , Manufacturer Browser , Pipette Tips , Pipettes, Pipettors and Tips , Sorenson , Sorenson Low-Binding Standard Tips , Sorenson Pipette Tips |  | Sorenson, 15280T,200 μL,natural colored tip,barrier: No,rack of 96 tips CellRack,sterile | , |  |  | Sorenson, 15280T,200 μL,natural colored tip,barrier: No,rack of 96 tips CellRack,sterile
,volume range 200 μL, rack of 96 QuickRack, non-sterile,,,,, | Z719617 |  | Sigma | Sorenson ™ low binding standard tips |  | ,,,, | Labware , Liquid Handling Equipment , Manufacturer Browser , Pipette Tips , Pipettes, Pipettors and Tips , Sorenson , Sorenson Low-Binding Standard Tips , Sorenson Pipette Tips |  | Sorenson, 30450T,200 μL,natural colored tip,barrier: No,rack of 96 QuickRack,non-sterile | , |  |  | Sorenson, 30450T,200 μL,natural colored tip,barrier: No,rack of 96 QuickRack,non-sterile
,volume range 300 μL, bag of 1000, non-sterile,,,,, | Z719625 |  | Sigma | Sorenson ™ low binding standard tips |  | ,,,, | Labware , Liquid Handling Equipment , Manufacturer Browser , Pipette Tips , Pipettes, Pipettors and Tips , Sorenson , Sorenson Low-Binding Standard Tips , Sorenson Pipette Tips |  | Sorenson, 31770T,300 μL,natural colored tip,barrier: No,bag of 1000,non-sterile | , |  |  | Sorenson, 31770T,300 μL,natural colored tip,barrier: No,bag of 1000,non-sterile
,volume range 300 μL, rack of 96, non-sterile,,,,, | Z719633 |  | Sigma | Sorenson ™ low binding standard tips |  | ,,,, | Labware , Liquid Handling Equipment , Manufacturer Browser , Pipette Tips , Pipettes, Pipettors and Tips , Sorenson , Sorenson Low-Binding Standard Tips , Sorenson Pipette Tips |  | Sorenson, 317800T,300 μL,natural colored tip,barrier: No,rack of 96,non-sterile | , |  |  | Sorenson, 317800T,300 μL,natural colored tip,barrier: No,rack of 96,non-sterile
,volume range 300 μL, rack of 96, sterile,,,,, | Z719641 |  | Sigma | Sorenson ™ low binding standard tips |  | ,,,, | Labware , Liquid Handling Equipment , Manufacturer Browser , Pipette Tips , Pipettes, Pipettors and Tips , Sorenson , Sorenson Low-Binding Standard Tips , Sorenson Pipette Tips |  | Sorenson, 31790T,300 μL,natural colored tip,barrier: No,rack of 96,sterile | , |  |  | Sorenson, 31790T,300 μL,natural colored tip,barrier: No,rack of 96,sterile
,volume range 1000 μL, bag of 1000, non-sterile,,,,, | Z719668 |  | Sigma | Sorenson ™ low binding standard tips |  | ,,,, | Labware , Liquid Handling Equipment , Manufacturer Browser , Pipette Tips , Pipettes, Pipettors and Tips , Sorenson , Sorenson Low-Binding Standard Tips , Sorenson Pipette Tips |  | Sorenson, 10190T,1000 μL,natural colored tip,barrier: No,bag of 1000,non-sterile | , |  |  | Sorenson, 10190T,1000 μL,natural colored tip,barrier: No,bag of 1000,non-sterile
,volume range 1000 μL, non-sterile,,,,, | Z719676 |  | Sigma | Sorenson ™ low binding standard tips |  | ,,,, | Labware , Liquid Handling Equipment , Manufacturer Browser , Pipette Tips , Pipettes, Pipettors and Tips , Sorenson , Sorenson Low-Binding Standard Tips , Sorenson Pipette Tips |  | Sorenson, 10200T,1000 μL,natural colored tip,barrier: No,bag of 1000,non-sterile | , |  |  | Sorenson, 10200T,1000 μL,natural colored tip,barrier: No,bag of 1000,non-sterile
,volume range 1000 μL, rack of 1000, sterile,,,,, | Z719684 |  | Sigma | Sorenson ™ low binding standard tips |  | ,,,, | Labware , Liquid Handling Equipment , Manufacturer Browser , Pipette Tips , Pipettes, Pipettors and Tips , Sorenson , Sorenson Low-Binding Standard Tips , Sorenson Pipette Tips |  | Sorenson, 10230T,1000 μL,natural colored tip,barrier: No,rack of 1000,sterile | , |  |  | Sorenson, 10230T,1000 μL,natural colored tip,barrier: No,rack of 1000,sterile
,pack of 8, non-sterile,,,,, | Z719706 |  | Sigma | Sorenson ™ low binding standard tips |  | ,,,, | Labware , Liquid Handling Equipment , Manufacturer Browser , Pipette Tips , Pipettes, Pipettors and Tips , Sorenson , Sorenson Low-Binding Standard Tips , Sorenson Pipette Tips |  | Sorenson, 28310,1-200 μL,natural colored tip,barrier: No,pack of 8,non-sterile | , |  |  | Sorenson, 28310,1-200 μL,natural colored tip,barrier: No,pack of 8,non-sterile
,volume range 10 μL, bag of 1000, non-sterile,,,,, | Z719498 |  | Sigma | Sorenson ™ low binding Ultra G microtips |  | ,,,, | Labware , Liquid Handling Equipment , Manufacturer Browser , Pipette Tips , Pipettes, Pipettors and Tips , Sorenson , Sorenson Low-Binding Ultra G Microtips , Sorenson Pipette Tips |  | Sorenson, 23580T,10 μL,natural colored tip,barrier: No,bag of 1000,non-sterile | , |  |  | Sorenson, 23580T,10 μL,natural colored tip,barrier: No,bag of 1000,non-sterile
,volume range 10 μL, rack of 96 Cell Rack, non-sterile,,,,, | Z719501 |  | Sigma | Sorenson ™ low binding Ultra G microtips |  | ,,,, | Labware , Liquid Handling Equipment , Manufacturer Browser , Pipette Tips , Pipettes, Pipettors and Tips , Sorenson , Sorenson Low-Binding Ultra G Microtips , Sorenson Pipette Tips |  | Sorenson, 23560T,10 μL,natural colored tip,barrier: No,rack of 96 Cell Rack,non-sterile | , |  |  | Sorenson, 23560T,10 μL,natural colored tip,barrier: No,rack of 96 Cell Rack,non-sterile
,volume range 10 μL, rack of 96 CellRack, sterile,,,,, | Z719528 |  | Sigma | Sorenson ™ low binding Ultra G microtips |  | ,,,, | Labware , Liquid Handling Equipment , Manufacturer Browser , Pipette Tips , Pipettes, Pipettors and Tips , Sorenson , Sorenson Low-Binding Ultra G Microtips , Sorenson Pipette Tips |  | Sorenson, 23570T,10 μL,natural colored tip,barrier: No,rack of 96 CellRack,sterile | , |  |  | Sorenson, 23570T,10 μL,natural colored tip,barrier: No,rack of 96 CellRack,sterile
,volume range 10 μL, rack of 96 QuickRack, non-sterile,,,,, | Z719536 |  | Sigma | Sorenson ™ low binding Ultra G microtips |  | ,,,, | Labware , Liquid Handling Equipment , Manufacturer Browser , Pipette Tips , Pipettes, Pipettors and Tips , Sorenson , Sorenson Low-Binding Ultra G Microtips , Sorenson Pipette Tips |  | Sorenson, 30470T,10 μL,natural colored tip,barrier: No,rack of 96 QuickRack,non-sterile | , |  |  | Sorenson, 30470T,10 μL,natural colored tip,barrier: No,rack of 96 QuickRack,non-sterile
,capacity 0.5 mL,,,,, | Z717568 |  | Sigma | Sorenson ™ TabTop ™ microcentrifuge tubes |  | ,,,, | 0.4 to 0.7 mL microcentrifuge tubes , Centrifugation Supplies , Labware , Manufacturer Browser , Microcentrifuge Tubes , Sorenson , Sorenson Tab Top Microcentrifuge Tubes |  | Sorenson, 16890,natural polypropylene,0.5 mL | , |  |  | Sorenson, 16890,natural polypropylene,0.5 mL
,capacity 1.5 mL,,,,, | Z717576 |  | Sigma | Sorenson ™ TabTop ™ microcentrifuge tubes |  | ,,,, | 1.0 to 2.0 mL microcentrifuge tubes , Centrifugation Supplies , Labware , Manufacturer Browser , Microcentrifuge Tubes , Sorenson , Sorenson Tab Top Microcentrifuge Tubes |  | Sorenson, 16130,natural polypropylene,1.5 mL | , |  |  | Sorenson, 16130,natural polypropylene,1.5 mL
,for Agilent/ Biorad/ Varian 6000 series FTS7, 40, 60, 65, 100, 135, 155, 165, 175, 185, Excalibur, 660, 670, 6000,,,,, | Z803537 |  | Fluka | Specac ® Benchmark baseplate |  | ,,,, | ATR Units and Supplies , ATR units and dedicated supplies , All ATR units and supplies , Labware , Manufacturer Browser , Specac , Spectroscopy Supplies , Spectroscopy, IR , for Agilent instruments , for Biorad instruments |  |  | ,
,for Analect FX-6200, RXF40/65,,,,, | Z805742 |  | Fluka | Specac ® Benchmark baseplate |  | ,,,, | ATR Units and Supplies , ATR units and dedicated supplies , All ATR units and supplies , Labware , Manufacturer Browser , Specac , Spectroscopy Supplies , Spectroscopy, IR |  |  | ,
,for Biorad Intelligent,,,,, | Z800260 |  | Fluka | Specac ® Benchmark baseplate |  | ,,,, | ATR Units and Supplies , ATR units and dedicated supplies , All ATR units and supplies , Labware , Manufacturer Browser , Specac , Spectroscopy Supplies , Spectroscopy, IR , for Biorad instruments |  |  | ,
,for Bomem M100 series (110, 120),,,,, | Z805084 |  | Fluka | Specac ® Benchmark baseplate |  | ,,,, | ATR Units and Supplies , ATR units and dedicated supplies , All ATR units and supplies , Labware , Manufacturer Browser , Specac , Spectroscopy Supplies , Spectroscopy, IR , for Bomem instruments |  |  | ,
,for Bomem MB100 Non-Kinematic (Arid Zone), MB3000,,,,, | Z805629 |  | Fluka | Specac ® Benchmark baseplate |  | ,,,, | ATR Units and Supplies , ATR units and dedicated supplies , All ATR units and supplies , Labware , Manufacturer Browser , Specac , Spectroscopy Supplies , Spectroscopy, IR , for Bomem instruments |  |  | ,
,for Bomem MB100 (155,157), MB3000,,,,, | Z805181 |  | Fluka | Specac ® Benchmark baseplate |  | ,,,, | ATR Units and Supplies , ATR units and dedicated supplies , All ATR units and supplies , Labware , Manufacturer Browser , Specac , Spectroscopy Supplies , Spectroscopy, IR , for Bomem instruments |  |  | ,
,for Bruker IFS25, 45, 55, 48, 66, 66V, 85, 88 Vector 22, Equinox,,,,, | Z805858 |  | Fluka | Specac ® Benchmark baseplate |  | ,,,, | ATR Units and Supplies , ATR units and dedicated supplies , All ATR units and supplies , Labware , Manufacturer Browser , Specac , Spectroscopy Supplies , Spectroscopy, IR , for Bruker instruments |  |  | ,
,for Bruker IFS113, IFS28,,,,, | Z805513 |  | Fluka | Specac ® Benchmark baseplate |  | ,,,, | ATR Units and Supplies , ATR units and dedicated supplies , All ATR units and supplies , Labware , Manufacturer Browser , Specac , Spectroscopy Supplies , Spectroscopy, IR , for Bruker instruments |  |  | ,
,for Bruker 22, 55, 66, 66V, 88,Vector 22, Equinox, IFS125HR,,,,, | Z804649 |  | Fluka | Specac ® Benchmark baseplate |  | ,,,, | ATR Units and Supplies , ATR units and dedicated supplies , All ATR units and supplies , Labware , Manufacturer Browser , Specac , Spectroscopy Supplies , Spectroscopy, IR , for Bruker instruments |  |  | ,
,for Bruker Tensor 25, 27, 33 Q-lock, Vertex 70, 80,,,,, | Z803863 |  | Fluka | Specac ® Benchmark baseplate |  | ,,,, | ATR Units and Supplies , ATR units and dedicated supplies , All ATR units and supplies , Labware , Manufacturer Browser , Specac , Spectroscopy Supplies , Spectroscopy, IR , for Bruker instruments |  |  | ,
,for Jasco spectrometres (all models),,,,, | Z803766 |  | Fluka | Specac ® Benchmark baseplate |  | ,,,, | ATR Units and Supplies , ATR units and dedicated supplies , All ATR units and supplies , Labware , Manufacturer Browser , Specac , Spectroscopy Supplies , Spectroscopy, IR , for Jasco instruments |  |  | ,
,for Mattson 1000,1020, PU 9600,,,,, | Z804975 |  | Fluka | Specac ® Benchmark baseplate |  | ,,,, | ATR Units and Supplies , ATR units and dedicated supplies , All ATR units and supplies , Labware , Manufacturer Browser , Specac , Spectroscopy Supplies , Spectroscopy, IR , for Mattson instruments |  |  | ,
,for Mattson Galaxy 2000, 3000, 4000, 5000, 6000, 7000, 8000 Genesis. RS, Infinity (8000 is L-R),,,,, | Z805300 |  | Fluka | Specac ® Benchmark baseplate |  | ,,,, | ATR Units and Supplies , ATR units and dedicated supplies , All ATR units and supplies , Labware , Manufacturer Browser , Specac , Spectroscopy Supplies , Spectroscopy, IR , for Mattson instruments |  |  | ,
,for Midac spectrometers (all models),,,,, | Z805416 |  | Fluka | Specac ® Benchmark baseplate |  | ,,,, | ATR Units and Supplies , ATR units and dedicated supplies , All ATR units and supplies , Labware , Manufacturer Browser , Specac , Spectroscopy Supplies , Spectroscopy, IR , for Midac instruments |  |  | ,
,for Perkin Elmer 1700, 1800,,,,, | Z805955 |  | Fluka | Specac ® Benchmark baseplate |  | ,,,, | ATR Units and Supplies , ATR units and dedicated supplies , All ATR units and supplies , Labware , Manufacturer Browser , Specac , Spectroscopy Supplies , Spectroscopy, IR , for Perkin Elmer instruments |  |  | ,
,for Perkin Elmer 1700 Shuttle,,,,, | Z800031 |  | Fluka | Specac ® Benchmark baseplate |  | ,,,, | ATR Units and Supplies , ATR units and dedicated supplies , All ATR units and supplies , Labware , Manufacturer Browser , Specac , Spectroscopy Supplies , Spectroscopy, IR , for Perkin Elmer instruments |  |  | ,
,for Perkin Elmer Spectrum 1, 100, 400, 4000, 8000 (Frontier) ((suitable for Quest ATR only)),,,,, | Z804312 |  | Fluka | Specac ® Benchmark baseplate |  | ,,,, | ATR Units and Supplies , ATR units and dedicated supplies , All ATR units and supplies , Labware , Manufacturer Browser , Specac , Spectroscopy Supplies , Spectroscopy, IR , for Perkin Elmer instruments |  |  | ,
,for Perkin Elmer Spectrum 1 Intelligent (not suitable with Quest ATR),,,,, | Z800147 |  | Fluka | Specac ® Benchmark baseplate |  | ,,,, | ATR Units and Supplies , ATR units and dedicated supplies , All ATR units and supplies , Labware , Manufacturer Browser , Specac , Spectroscopy Supplies , Spectroscopy, IR , for Perkin Elmer instruments |  |  | ,
,for Perkin Elmer Spectrum 1, 100, 400, 4000, 8000 (Frontier) ((not suitable with Quest ATR)),,,,, | Z803987 |  | Fluka | Specac ® Benchmark baseplate |  | ,,,, | ATR Units and Supplies , ATR units and dedicated supplies , All ATR units and supplies , Labware , Manufacturer Browser , Specac , Spectroscopy Supplies , Spectroscopy, IR , for Perkin Elmer instruments |  |  | ,
,for Perkin Elmer Spectrum 2 ((not suitable with Quest ATR)),,,,, | Z804207 |  | Fluka | Specac ® Benchmark baseplate |  | ,,,, | ATR Units and Supplies , ATR units and dedicated supplies , All ATR units and supplies , Labware , Manufacturer Browser , Specac , Spectroscopy Supplies , Spectroscopy, IR , for Perkin Elmer instruments |  |  | ,
,for Perkin Elmer Spectrum 2 ((suitable for Quest ATR only)),,,,, | Z804436 |  | Fluka | Specac ® Benchmark baseplate |  | ,,,, | ATR Units and Supplies , ATR units and dedicated supplies , All ATR units and supplies , Labware , Manufacturer Browser , Specac , Spectroscopy Supplies , Spectroscopy, IR , for Perkin Elmer instruments |  |  | ,
,for Perkin Elmer 1600, Paragon, Spectrum 1000, BX, RX,,,,, | Z804762 |  | Fluka | Specac ® Benchmark baseplate |  | ,,,, | ATR Units and Supplies , ATR units and dedicated supplies , All ATR units and supplies , Labware , Manufacturer Browser , Specac , Spectroscopy Supplies , Spectroscopy, IR , for Perkin Elmer instruments |  |  | ,
,for Perkin Elmer 2000, Spectrum 2000, GX,,,,, | Z804878 |  | Fluka | Specac ® Benchmark baseplate |  | ,,,, | ATR Units and Supplies , ATR units and dedicated supplies , All ATR units and supplies , Labware , Manufacturer Browser , Specac , Spectroscopy Supplies , Spectroscopy, IR , for Perkin Elmer instruments |  |  | ,
,for Shimadzu 8000, 8100, 8200, 8300, 8400, 8500, Prestige 21, IR Affinity,,,,, | Z803650 |  | Fluka | Specac ® Benchmark baseplate |  | ,,,, | ATR Units and Supplies , ATR units and dedicated supplies , All ATR units and supplies , Labware , Manufacturer Browser , Specac , Spectroscopy Supplies , Spectroscopy, IR , for Shimadzu instruments |  |  | ,
,for Thermo Nicolet iS5,,,,, | Z804096 |  | Fluka | Specac ® Benchmark baseplate |  | ,,,, | ATR Units and Supplies , ATR units and dedicated supplies , All ATR units and supplies , Labware , Manufacturer Browser , Specac , Spectroscopy Supplies , Spectroscopy, IR , for Thermo Scientific instruments |  |  | ,
,for Thermo Nicolet 205,,,,, | Z804533 |  | Fluka | Specac ® Benchmark baseplate |  | ,,,, | ATR Units and Supplies , ATR units and dedicated supplies , All ATR units and supplies , Labware , Manufacturer Browser , Specac , Spectroscopy Supplies , Spectroscopy, IR , for Thermo Scientific instruments |  |  | ,
,for Thermo Nicolet 500, 700, 710, 740, 800, 5PC, 5SXC, Magna, Protege, Avatar, Nexus, Impact, 6700, iS10, iS50,,,,, | Z803421 |  | Fluka | Specac ® Benchmark baseplate |  | ,,,, | ATR Units and Supplies , ATR units and dedicated supplies , All ATR units and supplies , Labware , Manufacturer Browser , Specac , Spectroscopy Supplies , Spectroscopy, IR , for Thermo Scientific instruments |  |  | ,
,with KRS-5 Lenses,,,,, | Z802115 |  | Fluka | Specac ® Golden Gate ATR Mk II |  | ,,,, | ATR Units and Supplies , ATR units and dedicated supplies , All ATR units and supplies , Labware , Manufacturer Browser , Specac , Spectroscopy Supplies , Spectroscopy, IR , for Agilent instruments , for Biorad instruments , for Bomem instruments , for Bruker instruments , for Jasco instruments , for Mattson instruments , for Midac instruments , for Perkin Elmer instruments , for Shimadzu instruments , for Thermo Scientific instruments |  |  | ,
,with ZnSe Lenses,,,,, | Z802018 |  | Fluka | Specac ® Golden Gate ATR Mk II |  | ,,,, | ATR Units and Supplies , ATR units and dedicated supplies , All ATR units and supplies , Labware , Manufacturer Browser , Specac , Spectroscopy Supplies , Spectroscopy, IR , for Agilent instruments , for Biorad instruments , for Bomem instruments , for Bruker instruments , for Jasco instruments , for Mattson instruments , for Midac instruments , for Perkin Elmer instruments , for Shimadzu instruments , for Thermo Scientific instruments |  |  | ,
,for Specac ® Benchmark baseplat Z803421,,,,, | Z800910 |  | Fluka | Specac ® purge bellows adapter |  | ,,,, | ATR Units and Supplies , ATR units and dedicated supplies , All ATR units and supplies , Labware , Manufacturer Browser , Specac , Spectroscopy Supplies , Spectroscopy, IR , for Thermo Scientific instruments |  |  | ,
,Color Black,,,,, | Z802220 |  | Fluka | Specac ® Quest ATR diamond accessory |  | ,,,, | ATR Units and Supplies , ATR units and dedicated supplies , All ATR units and supplies , Labware , Manufacturer Browser , Specac , Spectroscopy Supplies , Spectroscopy, IR , for Agilent instruments , for Biorad instruments , for Bomem instruments , for Bruker instruments , for Jasco instruments , for Mattson instruments , for Midac instruments , for Perkin Elmer instruments , for Shimadzu instruments , for Thermo Scientific instruments |  |  | ,
,Color Black,,,,, | Z802344 |  | Fluka | Specac ® Quest ATR diamond extended wavelength accessory |  | ,,,, | ATR Units and Supplies , ATR units and dedicated supplies , All ATR units and supplies , Labware , Manufacturer Browser , Specac , Spectroscopy Supplies , Spectroscopy, IR , for Agilent instruments , for Biorad instruments , for Bomem instruments , for Bruker instruments , for Jasco instruments , for Mattson instruments , for Midac instruments , for Perkin Elmer instruments , for Shimadzu instruments , for Thermo Scientific instruments |  |  | ,
,,,,,, | Z801895 |  | Fluka | Ambient temperature holder for Specac ® sealed flow cell |  | ,,,, | IR liquid sample cells and parts , Labware , Manufacturer Browser , Sample Holders , Specac , Spectroscopy Supplies , Spectroscopy, IR |  |  | ,
,,,,,, | Z801127 |  | Fluka | Luer plugs for Specac ® Omni-Cell |  | ,,,, | IR liquid sample cells and parts , Labware , Manufacturer Browser , Sample Holders , Specac , Spectroscopy Supplies , Spectroscopy, IR |  |  | ,
,,,,,, | Z801011 |  | Fluka | Quick release nuts for Specac ® Omni Cell |  | ,,,, | IR liquid sample cells and parts , Labware , Manufacturer Browser , Sample Holders , Specac , Spectroscopy Supplies , Spectroscopy, IR |  |  | ,
,,,,,, | Z800902 |  | Fluka | Rear neoprene gaskets for Specac ® Omni Cell |  | ,,,, | IR liquid sample cells and parts , Labware , Manufacturer Browser , Sample Holders , Specac , Spectroscopy Supplies , Spectroscopy, IR |  |  | ,
,CaF 2 windows,,,,, | Z801569 |  | Fluka | Replacement windows for Specac ® variable pathlength cell |  | ,,,, | Crystal Windows , IR liquid sample cells and parts , Labware , Manufacturer Browser , Specac , Spectroscopy Supplies , Spectroscopy, IR |  |  | ,
,NaCl windows,,,,, | Z801445 |  | Fluka | Replacement windows for Specac ® variable pathlength cell |  | ,,,, | Crystal Windows , IR liquid sample cells and parts , Labware , Manufacturer Browser , Specac , Spectroscopy Supplies , Spectroscopy, IR |  |  | ,
,,,,,, | Z803758 |  | Fluka | Specac ® Omni Cell demountable cell for IR spectroscopy |  | ,,,, | IR liquid sample cells and parts , Labware , Manufacturer Browser , Sample Holders , Specac , Spectroscopy Supplies , Spectroscopy, IR |  |  | ,
,size 0.025 mm , rectangular, lead,,,,, | Z805831 |  | Fluka | Specac ® Omni Cell spacers |  | ,,,, | IR liquid sample cells and parts , Labware , Manufacturer Browser , Sample Holders , Specac , Spectroscopy Supplies , Spectroscopy, IR |  | lead,0.025 mm , rectangular | , |  |  | lead,0.025 mm , rectangular
,size 0.05 mm , rectangular, lead,,,,, | Z805947 |  | Fluka | Specac ® Omni Cell spacers |  | ,,,, | IR liquid sample cells and parts , Labware , Manufacturer Browser , Sample Holders , Specac , Spectroscopy Supplies , Spectroscopy, IR |  | lead,0.05 mm , rectangular | , |  |  | lead,0.05 mm , rectangular
,size 0.10 mm , rectangular, lead,,,,, | Z800023 |  | Fluka | Specac ® Omni Cell spacers |  | ,,,, | IR liquid sample cells and parts , Labware , Manufacturer Browser , Sample Holders , Specac , Spectroscopy Supplies , Spectroscopy, IR |  | lead,0.10 mm , rectangular | , |  |  | lead,0.10 mm , rectangular
,size 0.20 mm , rectangular, lead,,,,, | Z800139 |  | Fluka | Specac ® Omni Cell spacers |  | ,,,, | IR liquid sample cells and parts , Labware , Manufacturer Browser , Sample Holders , Specac , Spectroscopy Supplies , Spectroscopy, IR |  | lead,0.20 mm , rectangular | , |  |  | lead,0.20 mm , rectangular
,size 0.50 mm , rectangular, lead,,,,, | Z800252 |  | Fluka | Specac ® Omni Cell spacers |  | ,,,, | IR liquid sample cells and parts , Labware , Manufacturer Browser , Sample Holders , Specac , Spectroscopy Supplies , Spectroscopy, IR |  | lead,0.50 mm , rectangular | , |  |  | lead,0.50 mm , rectangular
,size 1.00 mm , rectangular, lead,,,,, | Z800368 |  | Fluka | Specac ® Omni Cell spacers |  | ,,,, | IR liquid sample cells and parts , Labware , Manufacturer Browser , Sample Holders , Specac , Spectroscopy Supplies , Spectroscopy, IR |  | lead,1.00 mm , rectangular | , |  |  | lead,1.00 mm , rectangular
,size 0.006 mm , rectangular, Mylar,,,,, | Z800465 |  | Fluka | Specac ® Omni Cell spacers |  | ,,,, | IR liquid sample cells and parts , Labware , Manufacturer Browser , Sample Holders , Specac , Spectroscopy Supplies , Spectroscopy, IR |  | 0.006 mm , rectangular, Mylar | , |  |  | 0.006 mm , rectangular, Mylar
,size 0.012 mm , rectangular, Mylar,,,,, | Z800589 |  | Fluka | Specac ® Omni Cell spacers |  | ,,,, | IR liquid sample cells and parts , Labware , Manufacturer Browser , Sample Holders , Specac , Spectroscopy Supplies , Spectroscopy, IR |  | 0.012 mm , rectangular, Mylar | , |  |  | 0.012 mm , rectangular, Mylar
,size 0.025 mm , rectangular, Mylar,,,,, | Z800694 |  | Fluka | Specac ® Omni Cell spacers |  | ,,,, | IR liquid sample cells and parts , Labware , Manufacturer Browser , Sample Holders , Specac , Spectroscopy Supplies , Spectroscopy, IR |  | 0.025 mm , rectangular, Mylar | , |  |  | 0.025 mm , rectangular, Mylar
,size 0.05 mm , rectangular, PTFE,,,,, | Z805297 |  | Fluka | Specac ® Omni Cell spacers |  | ,,,, | IR liquid sample cells and parts , Labware , Manufacturer Browser , Sample Holders , Specac , Spectroscopy Supplies , Spectroscopy, IR |  | PTFE,0.05 mm , rectangular | , |  |  | PTFE,0.05 mm , rectangular
,size 0.10 mm , rectangular, PTFE,,,,, | Z805408 |  | Fluka | Specac ® Omni Cell spacers |  | ,,,, | IR liquid sample cells and parts , Labware , Manufacturer Browser , Sample Holders , Specac , Spectroscopy Supplies , Spectroscopy, IR |  | PTFE,0.10 mm , rectangular | , |  |  | PTFE,0.10 mm , rectangular
,size 0.20 mm , rectangular, PTFE,,,,, | Z805505 |  | Fluka | Specac ® Omni Cell spacers |  | ,,,, | IR liquid sample cells and parts , Labware , Manufacturer Browser , Sample Holders , Specac , Spectroscopy Supplies , Spectroscopy, IR |  | PTFE,0.20 mm , rectangular | , |  |  | PTFE,0.20 mm , rectangular
,size 0.50 mm , rectangular, PTFE,,,,, | Z805610 |  | Fluka | Specac ® Omni Cell spacers |  | ,,,, | IR liquid sample cells and parts , Labware , Manufacturer Browser , Sample Holders , Specac , Spectroscopy Supplies , Spectroscopy, IR |  | PTFE,0.50 mm , rectangular | , |  |  | PTFE,0.50 mm , rectangular
,size 1.00 mm , rectangular, PTFE,,,,, | Z805734 |  | Fluka | Specac ® Omni Cell spacers |  | ,,,, | IR liquid sample cells and parts , Labware , Manufacturer Browser , Sample Holders , Specac , Spectroscopy Supplies , Spectroscopy, IR |  | PTFE,1.00 mm , rectangular | , |  |  | PTFE,1.00 mm , rectangular
,for windows <4 mm,,,,, | Z805173 |  | Fluka | Specac ® Omni Cell spacers |  | ,,,, | IR liquid sample cells and parts , Labware , Manufacturer Browser , Sample Holders , Specac , Spectroscopy Supplies , Spectroscopy, IR |  |  | ,
,set of assorted PTFE spacers,,,,, | Z800791 |  | Fluka | Specac ® Omni Cell spacers |  | ,,,, | IR liquid sample cells and parts , Labware , Manufacturer Browser , Sample Holders , Specac , Spectroscopy Supplies , Spectroscopy, IR |  |  | ,
,AgBr, 41mm x 23mm x 2mm, for Omni Cell,,,,, | Z804851 |  | Fluka | Specac ® Omni Cell windows |  | ,,,, | Crystal Windows , IR liquid sample cells and parts , Labware , Manufacturer Browser , Specac , Spectroscopy Supplies , Spectroscopy, IR |  | AgBr,41 mm × 23 mm , rectangular | , |  |  | AgBr,41 mm × 23 mm , rectangular
,BaF 2 , 41mm x 23mm x 4mm, for Omni Cell,,,,, | Z804193 |  | Fluka | Specac ® Omni Cell windows |  | ,,,, | Crystal Windows , IR liquid sample cells and parts , Labware , Manufacturer Browser , Specac , Spectroscopy Supplies , Spectroscopy, IR |  | BaF 2,41 mm × 23 mm , rectangular | , |  |  | BaF 2,41 mm × 23 mm , rectangular
,CaF2, 41mm x 23mm x 4mm, for Omni Cell,,,,, | Z804088 |  | Fluka | Specac ® Omni Cell windows |  | ,,,, | Crystal Windows , IR liquid sample cells and parts , Labware , Manufacturer Browser , Specac , Spectroscopy Supplies , Spectroscopy, IR |  | CaF 2,41 mm × 23 mm , rectangular | , |  |  | CaF 2,41 mm × 23 mm , rectangular
,CsBr, 41mm x 23mm x 4mm, for Omni Cell,,,,, | Z804630 |  | Fluka | Specac ® Omni Cell windows |  | ,,,, | Crystal Windows , IR liquid sample cells and parts , Labware , Manufacturer Browser , Specac , Spectroscopy Supplies , Spectroscopy, IR |  | (CsBr),41 mm × 23 mm , rectangular | , |  |  | (CsBr),41 mm × 23 mm , rectangular
,CsI, 41mm x 23mm x 4mm, for Omni Cell,,,,, | Z804525 |  | Fluka | Specac ® Omni Cell windows |  | ,,,, | Crystal Windows , IR liquid sample cells and parts , Labware , Manufacturer Browser , Specac , Spectroscopy Supplies , Spectroscopy, IR |  | CsI,41 mm × 23 mm , rectangular | , |  |  | CsI,41 mm × 23 mm , rectangular
,KBr, 41mm x 23mm x 4mm, for Omni Cell,,,,, | Z803979 |  | Fluka | Specac ® Omni Cell windows |  | ,,,, | Crystal Windows , IR liquid sample cells and parts , Labware , Manufacturer Browser , Specac , Spectroscopy Supplies , Spectroscopy, IR |  | KBr,41 mm × 23 mm , rectangular | , |  |  | KBr,41 mm × 23 mm , rectangular
,KRS-5, 41mm x 23mm x 4mm, for Omni Cell,,,,, | Z804428 |  | Fluka | Specac ® Omni Cell windows |  | ,,,, | Crystal Windows , IR liquid sample cells and parts , Labware , Manufacturer Browser , Specac , Spectroscopy Supplies , Spectroscopy, IR |  | KRS-5,41 mm × 23 mm , rectangular | , |  |  | KRS-5,41 mm × 23 mm , rectangular
,NaCl, 41mm x 23mm x 4mm, for Omni Cell,,,,, | Z803855 |  | Fluka | Specac ® Omni Cell windows |  | ,,,, | Crystal Windows , IR liquid sample cells and parts , Labware , Manufacturer Browser , Specac , Spectroscopy Supplies , Spectroscopy, IR |  | NaCl,41 mm × 23 mm , rectangular | , |  |  | NaCl,41 mm × 23 mm , rectangular
,Polyethylene, 41mm x 23mm x 3mm, for Omni Cell,,,,, | Z805076 |  | Fluka | Specac ® Omni Cell windows |  | ,,,, | Crystal Windows , IR liquid sample cells and parts , Labware , Manufacturer Browser , Specac , Spectroscopy Supplies , Spectroscopy, IR |  | polyethylene,41 mm × 23 mm , rectangular | , |  |  | polyethylene,41 mm × 23 mm , rectangular
,Silica (IR), 41mm x 23mm x 2mm, for Omni Cell,,,,, | Z804754 |  | Fluka | Specac ® Omni Cell windows |  | ,,,, | Crystal Windows , IR liquid sample cells and parts , Labware , Manufacturer Browser , Specac , Spectroscopy Supplies , Spectroscopy, IR |  | silica, highly purified (IR),41 mm × 23 mm , rectangular | , |  |  | silica, highly purified (IR),41 mm × 23 mm , rectangular
,Silicon, 41mm x 23mm x 2mm, for Omni Cell,,,,, | Z804967 |  | Fluka | Specac ® Omni Cell windows |  | ,,,, | Crystal Windows , IR liquid sample cells and parts , Labware , Manufacturer Browser , Specac , Spectroscopy Supplies , Spectroscopy, IR |  | silicon,41 mm × 23 mm , rectangular | , |  |  | silicon,41 mm × 23 mm , rectangular
,ZnSe, 41mm x 23mm x 2mm, for Omni Cell,,,,, | Z804304 |  | Fluka | Specac ® Omni Cell windows |  | ,,,, | Crystal Windows , IR liquid sample cells and parts , Labware , Manufacturer Browser , Specac , Spectroscopy Supplies , Spectroscopy, IR |  | 41 mm × 23 mm , rectangular | , |  |  | 41 mm × 23 mm , rectangular
,CaF 2 windows, 0.1 mm pathlength,,,,, | Z801771 |  | Fluka | Specac ® sealed flow cell for IR spectroscopy |  | ,,,, | IR liquid sample cells and parts , Labware , Manufacturer Browser , Sample Holders , Specac , Spectroscopy Supplies , Spectroscopy, IR |  |  | ,
,NaCl windows, 0.1 mm pathlength,,,,, | Z801674 |  | Fluka | Specac ® sealed flow cell for IR spectroscopy |  | ,,,, | IR liquid sample cells and parts , Labware , Manufacturer Browser , Sample Holders , Specac , Spectroscopy Supplies , Spectroscopy, IR |  |  | ,
,CaF 2 windows,,,,, | Z801348 |  | Fluka | Specac ® variable pathlength cell for IR spectroscopy |  | ,,,, | IR liquid sample cells and parts , Labware , Manufacturer Browser , Sample Holders , Specac , Spectroscopy Supplies , Spectroscopy, IR |  | CaF 2 (windows) | , |  |  | CaF 2 (windows)
,NaCl windows,,,,, | Z801232 |  | Fluka | Specac ® variable pathlength cell for IR spectroscopy |  | ,,,, | IR liquid sample cells and parts , Labware , Manufacturer Browser , Sample Holders , Specac , Spectroscopy Supplies , Spectroscopy, IR |  | NaCl (windows) | , |  |  | NaCl (windows)
,,,,,, | Z802670 |  | Fluka | 3″x2″ Slide mounts for Specac ® 7mm pellet ring holder |  | ,,,, | Lab pellet presses and film makers , Labware , Manufacturer Browser , Sample Preparation , Specac , Specac presses and film makers , Spectroscopy Supplies , Spectroscopy, IR |  |  | ,
,size 32 mm,,,,, | Z803219 |  | Fluka | Lightweight die for Specac ® Atlas 15T presses |  | ,,,, | Lab pellet presses and film makers , Labware , Manufacturer Browser , Sample Preparation , Specac , Specac presses and film makers , Spectroscopy Supplies , Spectroscopy, IR |  | 32 mm | , |  |  | 32 mm
,size 40 mm,,,,, | Z803324 |  | Fluka | Lightweight die for Specac ® Atlas 15T presses |  | ,,,, | Lab pellet presses and film makers , Labware , Manufacturer Browser , Sample Preparation , Specac , Specac presses and film makers , Spectroscopy Supplies , Spectroscopy, IR |  | 40 mm | , |  |  | 40 mm
,,,,,, | Z802557 |  | Fluka | 7mm Pellet die assembly for Specac ® mini-pellet press |  | ,,,, | Lab pellet presses and film makers , Labware , Manufacturer Browser , Sample Preparation , Specac , Specac presses and film makers , Spectroscopy Supplies , Spectroscopy, IR |  |  | ,
,,,,,, | Z802786 |  | Fluka | Ring holders for Specac ® mini-pellet press |  | ,,,, | Lab pellet presses and film makers , Labware , Manufacturer Browser , Sample Preparation , Specac , Specac presses and film makers , Spectroscopy Supplies , Spectroscopy, IR |  |  | ,
,,,,,, | Z803103 |  | Fluka | Specac ® Atlas 15T manual hydraulic press |  | ,,,, | Lab pellet presses and film makers , Labware , Manufacturer Browser , Sample Preparation , Specac , Specac presses and film makers , Spectroscopy Supplies , Spectroscopy, IR |  |  | ,
,,,,,, | Z802999 |  | Fluka | Specac ® mini-film maker assembly |  | ,,,, | Lab pellet presses and film makers , Labware , Manufacturer Browser , Sample Preparation , Specac , Specac presses and film makers , Spectroscopy Supplies , Spectroscopy, IR |  |  | ,
,,,,,, | Z802883 |  | Fluka | Specac ® mini-film maker kit |  | ,,,, | Lab pellet presses and film makers , Labware , Manufacturer Browser , Sample Preparation , Specac , Specac presses and film makers , Spectroscopy Supplies , Spectroscopy, IR |  |  | ,
,including 7mm Die Assembly,,,,, | Z802441 |  | Fluka | Specac ® mini-pellet press pack |  | ,,,, | Lab pellet presses and film makers , Labware , Manufacturer Browser , Sample Preparation , Specac , Specac presses and film makers , Spectroscopy Supplies , Spectroscopy, IR |  |  | ,
Spectroline ® battery-operated UV lamp,Model UV-4B,,,,, | Z284661 |  | Aldrich | Spectroline ® 电池紫外灯 |  | ,,,, | Chromatography , Chromatography, TLC Viewing Cabinets , LPLC/TLC/Paper Chromatography , Labware , Manufacturer Browser , Spectroline Products , Spectroline battery-operated UV lamp , Spectronics , TLC Accessories , Thermo , Thermo UV Lamps , Thin Layer Chromatography (TLC) , 分析/色谱 |  | 6 1/4 in. × 2 in. × 1 in. | , |  |  | 6 1/4 in. × 2 in. × 1 in.
Spectroline ® battery-operated UV lamp,Replacement 4 W longwave bulb,,,,, | Z284688 |  | Aldrich | Spectroline ® 电池紫外灯 |  | ,,,, | Chromatography , Chromatography, TLC Viewing Cabinets , LPLC/TLC/Paper Chromatography , Labware , Manufacturer Browser , Spectroline Products , Spectroline battery-operated UV lamp , Spectronics , TLC Accessories , Thermo , Thermo UV Lamps , Thin Layer Chromatography (TLC) , 分析/色谱 |  | 6 1/4 in. × 2 in. × 1 in. | , |  |  | 6 1/4 in. × 2 in. × 1 in.
Spectroline ® CM UV-viewing cabinet,Cabinet CM-24, AC input 115 V, 60 Hz,,,,, | Z169382 |  | Aldrich | Spectroline ® CM 暗箱式紫外分析仪 |  | ,,,, | LPLC/TLC/Paper Chromatography , Labware , Manufacturer Browser , Spectroline CM UV-viewing cabinet , Spectroline Products , Spectronics , TLC Accessories , Thermo , Thermo UV Lamps , Thin Layer Chromatography (TLC) , 分析/色谱 |  | 9 in. × 12 in. × 6 1/2 in.,CSA approved | , |  |  | 9 in. × 12 in. × 6 1/2 in.,CSA approved
Spectroline ® CM UV-viewing cabinet,Cabinet CM-24, AC input 230 V50 Hz, European 2-pin plug,,,,, | Z169390 |  | Aldrich | Spectroline ® CM 暗箱式紫外分析仪 |  | ,,,, | Chromatography , Chromatography, TLC Viewing Cabinets , LPLC/TLC/Paper Chromatography , Labware , Manufacturer Browser , Spectroline CM UV-viewing cabinet , Spectroline Products , Spectronics , TLC Accessories , Thermo , Thermo UV Lamps , Thin Layer Chromatography (TLC) , 分析/色谱 |  | 9 in. × 12 in. × 6 1/2 in.,CSA approved | , |  |  | 9 in. × 12 in. × 6 1/2 in.,CSA approved
Spectroline ® CM UV-viewing cabinet,Cabinet CM-26, AC input 115 V, 60 Hz,,,,, | Z169439 |  | Aldrich | Spectroline ® CM 暗箱式紫外分析仪 |  | ,,,, | LPLC/TLC/Paper Chromatography , Labware , Manufacturer Browser , Spectroline CM UV-viewing cabinet , Spectroline Products , Spectronics , TLC Accessories , Thermo , Thermo UV Lamps , Thin Layer Chromatography (TLC) , 分析/色谱 |  | 9 in. × 12 in. × 6 1/2 in.,CSA approved | , |  |  | 9 in. × 12 in. × 6 1/2 in.,CSA approved
Spectroline ® CM UV-viewing cabinet,Cabinet CM-26, AC input 230 V50 Hz, European 2-pin plug,,,,, | Z169447 |  | Aldrich | Spectroline ® CM 暗箱式紫外分析仪 |  | ,,,, | Chromatography , Chromatography, TLC Viewing Cabinets , LPLC/TLC/Paper Chromatography , Labware , Manufacturer Browser , Spectroline CM UV-viewing cabinet , Spectroline Products , Spectronics , TLC Accessories , Thermo , Thermo UV Lamps , Thin Layer Chromatography (TLC) , 分析/色谱 |  | 9 in. × 12 in. × 6 1/2 in.,CSA approved | , |  |  | 9 in. × 12 in. × 6 1/2 in.,CSA approved
Spectroline ® CX ™ UV-viewing cabinet,Cabinet CX-20, AC input 115 V, 60 Hz,,,,, | Z169498 |  | Aldrich | Spectroline ® CX ™ 暗箱式紫外分析仪 |  | ,,,, | LPLC/TLC/Paper Chromatography , Labware , Manufacturer Browser , Spectroline CX UV-Viewing Cabinets , Spectroline CX UV-viewing cabinet , Spectronics , TLC Accessories , Thermo , Thermo UV Lamps , Thin Layer Chromatography (TLC) , 分析/色谱 |  | 12 in. × 16 in. × 9 in. | , |  |  | 12 in. × 16 in. × 9 in.
Spectroline ® CX ™ UV-viewing cabinet,Cabinet CX-20, AC input 230 V50 Hz,,,,, | Z169528 |  | Aldrich | Spectroline ® CX ™ 暗箱式紫外分析仪 |  | ,,,, | Chromatography , Chromatography, TLC Viewing Cabinets , LPLC/TLC/Paper Chromatography , Labware , Manufacturer Browser , Spectroline CX UV-Viewing Cabinets , Spectroline CX UV-viewing cabinet , Spectronics , TLC Accessories , Thermo , Thermo UV Lamps , Thin Layer Chromatography (TLC) , 分析/色谱 |  | 12 in. × 16 in. × 9 in. | , |  |  | 12 in. × 16 in. × 9 in.
Spectroline ® E-Series lamp bulb,longwave, output4 W,,,,, | Z169404 |  | Aldrich | Spectroline ® E 系列灯泡 |  | ,,,, | Chromatography , Chromatography, TLC Viewing Cabinets , LPLC/TLC/Paper Chromatography , Labware , Manufacturer Browser , Spectroline E-Series lamp bulb , Spectroline Products , Spectronics , TLC Accessories , Thermo , Thermo UV Lamps , Thin Layer Chromatography (TLC) , 分析/色谱 |  | 4 W | , |  |  | 4 W
Spectroline ® E-Series lamp bulb,longwave, output6 W,,,,, | Z169455 |  | Aldrich | Spectroline ® E 系列灯泡 |  | ,,,, | Chromatography , Chromatography, TLC Viewing Cabinets , LPLC/TLC/Paper Chromatography , Labware , Manufacturer Browser , Spectroline E-Series lamp bulb , Spectroline Products , Spectronics , TLC Accessories , Thermo , Thermo UV Lamps , Thin Layer Chromatography (TLC) , 分析/色谱 |  | 6 W | , |  |  | 6 W
Spectroline ® E-Series lamp bulb,longwave, output8 W,,,,, | Z169544 |  | Aldrich | Spectroline ® E 系列灯泡 |  | ,,,, | Chromatography , Chromatography, TLC Viewing Cabinets , LPLC/TLC/Paper Chromatography , Labware , Manufacturer Browser , Spectroline E-Series lamp bulb , Spectroline Products , Spectronics , TLC Accessories , Thermo , Thermo UV Lamps , Thin Layer Chromatography (TLC) , 分析/色谱 |  | 8 W | , |  |  | 8 W
Spectroline ® E-Series lamp bulb,shortwave, output4 W,,,,, | Z169412 |  | Aldrich | Spectroline ® E 系列灯泡 |  | ,,,, | Chromatography , Chromatography, TLC Viewing Cabinets , LPLC/TLC/Paper Chromatography , Labware , Manufacturer Browser , Spectroline E-Series lamp bulb , Spectroline Products , Spectronics , TLC Accessories , Thermo , Thermo UV Lamps , Thin Layer Chromatography (TLC) , 分析/色谱 |  | 4 W | , |  |  | 4 W
Spectroline ® E-Series lamp bulb,shortwave, output6 W,,,,, | Z169463 |  | Aldrich | Spectroline ® E 系列灯泡 |  | ,,,, | Chromatography , Chromatography, TLC Viewing Cabinets , LPLC/TLC/Paper Chromatography , Labware , Manufacturer Browser , Spectroline E-Series lamp bulb , Spectroline Products , Spectronics , TLC Accessories , Thermo , Thermo UV Lamps , Thin Layer Chromatography (TLC) , 分析/色谱 |  | 6 W | , |  |  | 6 W
Spectroline ® E-Series lamp bulb,shortwave, output8 W,,,,, | Z169552 |  | Aldrich | Spectroline ® E 系列灯泡 |  | ,,,, | Chromatography , Chromatography, TLC Viewing Cabinets , LPLC/TLC/Paper Chromatography , Labware , Manufacturer Browser , Spectroline E-Series lamp bulb , Spectroline Products , Spectronics , TLC Accessories , Thermo , Thermo UV Lamps , Thin Layer Chromatography (TLC) , 分析/色谱 |  | 8 W | , |  |  | 8 W
Spectroline ® E-Series lamp filter,Filter, long/shortwave, output6 W,,,,, | Z169471 |  | Aldrich | Spectroline ® E 系列灯滤光片 |  | ,,,, | Chromatography , Chromatography, TLC Viewing Cabinets , LPLC/TLC/Paper Chromatography , Labware , Manufacturer Browser , Spectroline E-Series lamp filter , Spectroline Products , Spectronics , TLC Accessories , Thermo , Thermo UV Lamps , Thin Layer Chromatography (TLC) , 分析/色谱 |  | 6 W | , |  |  | 6 W
Spectroline ® E-Series lamp filter,Filter, long/shortwave, output8 W,,,,, | Z169684 |  | Aldrich | Spectroline ® E 系列灯滤光片 |  | ,,,, | Chromatography , Chromatography, TLC Viewing Cabinets , LPLC/TLC/Paper Chromatography , Labware , Manufacturer Browser , Spectroline E-Series lamp filter , Spectroline Products , Spectronics , TLC Accessories , Thermo , Thermo UV Lamps , Thin Layer Chromatography (TLC) , 分析/色谱 |  | 8 W | , |  |  | 8 W
Spectroline ® E-Series UV lamp,output 4 W, AC input 115 V,,,,, | Z169595 |  | Aldrich | Spectroline ® E 系列紫外灯 |  | ,,,, | LPLC/TLC/Paper Chromatography , Labware , Manufacturer Browser , Spectroline E-Series UV lamp , Spectroline Products , Spectronics , TLC Accessories , Thermo , Thermo UV Lamps , Thin Layer Chromatography (TLC) , 分析/色谱 |  | 4 W,3 1/4 in. × 8 in. × 2 1/2 in. | , |  |  | 4 W,3 1/4 in. × 8 in. × 2 1/2 in.
Spectroline ® E-Series UV lamp,output6 W, AC input 120 V,,,,, | Z169617 |  | Aldrich | Spectroline ® E 系列紫外灯 |  | ,,,, | LPLC/TLC/Paper Chromatography , Labware , Manufacturer Browser , Spectroline E-Series UV lamp , Spectroline Products , Spectronics , TLC Accessories , Thermo , Thermo UV Lamps , Thin Layer Chromatography (TLC) , 分析/色谱 |  | 6 W,3 1/4 in. × 10 1/4 in. × 2 1/2 in. | , |  |  | 6 W,3 1/4 in. × 10 1/4 in. × 2 1/2 in.
Spectroline ® E-Series UV lamp,output8 W, AC input 115 V,,,,, | Z169633 |  | Aldrich | Spectroline ® E 系列紫外灯 |  | ,,,, | LPLC/TLC/Paper Chromatography , Labware , Manufacturer Browser , Spectroline E-Series UV lamp , Spectroline Products , Spectronics , TLC Accessories , Thermo , Thermo UV Lamps , Thin Layer Chromatography (TLC) , 分析/色谱 |  | 8 W,3 1/4 in. × 13 1/4 in. × 2 1/2 in. | , |  |  | 8 W,3 1/4 in. × 13 1/4 in. × 2 1/2 in.
Spectroline ® E-Series UV lamp,output4 W, AC input 230 V,,,,, | Z169609 |  | Aldrich | Spectroline ® E 系列紫外灯 |  | ,,,, | Chromatography , Chromatography, TLC Viewing Cabinets , LPLC/TLC/Paper Chromatography , Labware , Manufacturer Browser , Spectroline E-Series UV lamp , Spectroline Products , Spectronics , TLC Accessories , Thermo , Thermo UV Lamps , Thin Layer Chromatography (TLC) , 分析/色谱 |  | 4 W,(This product is supplied with an EU plug),3 1/4 in. × 8 in. × 2 1/2 in. | , |  |  | 4 W,(This product is supplied with an EU plug),3 1/4 in. × 8 in. × 2 1/2 in.
Spectroline ® E-Series UV lamp,output6 W, AC input 230 V,,,,, | Z169625 |  | Aldrich | Spectroline ® E 系列紫外灯 |  | ,,,, | Chromatography , Chromatography, TLC Viewing Cabinets , LPLC/TLC/Paper Chromatography , Labware , Manufacturer Browser , Spectroline E-Series UV lamp , Spectroline Products , Spectronics , TLC Accessories , Thermo , Thermo UV Lamps , Thin Layer Chromatography (TLC) , 分析/色谱 |  | 6 W,(This product is supplied with an EU plug),3 1/4 in. × 10 1/4 in. × 2 1/2 in.,CSA approved | , |  |  | 6 W,(This product is supplied with an EU plug),3 1/4 in. × 10 1/4 in. × 2 1/2 in.,CSA approved
Spectroline ® E-Series UV lamp,output8 W, AC input 230 V,,,,, | Z169641 |  | Aldrich | Spectroline ® E 系列紫外灯 |  | ,,,, | Chromatography , Chromatography, TLC Viewing Cabinets , LPLC/TLC/Paper Chromatography , Labware , Manufacturer Browser , Spectroline E-Series UV lamp , Spectroline Products , Spectronics , TLC Accessories , Thermo , Thermo UV Lamps , Thin Layer Chromatography (TLC) , 分析/色谱 |  | 8 W,(This product is supplied with an EU plug),3 1/4 in. × 13 1/4 in. × 2 1/2 in. | , |  |  | 8 W,(This product is supplied with an EU plug),3 1/4 in. × 13 1/4 in. × 2 1/2 in.
Spectroline ® filter assembly for CX ™ UV-viewing cabinet,Longwave,,,,, | Z169579 |  | Aldrich | Spectroline ® 滤光片组件，用于 CX ™ 暗箱式紫外分析仪 |  | ,,,, | Chromatography , Chromatography, TLC Viewing Cabinets , LPLC/TLC/Paper Chromatography , Labware , Manufacturer Browser , Spectroline CX UV-Viewing Cabinets , Spectroline filter assembly for CX UV-viewing cabinet , Spectronics , TLC Accessories , Thermo , Thermo UV Lamps , Thin Layer Chromatography (TLC) , 分析/色谱 |  |  | ,
Genesys 20 spectrophotometer,With U.S. cord,,,,, | Z376027 |  | Sigma | Spectronic 20 Genesys 分光光度计 |  | ,,,, | Labware , Manufacturer Browser , Photometers , Spectronic 20 Genesys spectrophotometer , Spectronics , Spectroscopy , Spectroscopy Supplies , Spectroscopy, UV , Thermo , Thermo UV Spectroscopy Equipment , UV/Visible (UV/VIS) Spectroscopy , 分析/色谱 , 分析试剂 |  |  | ,
Genesys 20 spectrophotometer,With Euro cord,,,,, | Z376035 |  | Sigma | Spectronic 20 Genesys 分光光度计 |  | ,,,, | Labware , Manufacturer Browser , Photometers , Spectronic 20 Genesys spectrophotometer , Spectronics , Spectroscopy , Spectroscopy Supplies , Spectroscopy, UV , Thermo , Thermo UV Spectroscopy Equipment , UV/Visible (UV/VIS) Spectroscopy , 分析/色谱 , 分析试剂 |  |  | ,
,AC input 115 V, 60 Hz,,,,, | Z367621 |  | Sigma | Belly Dancer/Hybridization water bath |  | ,,,, | Belly Dancer orbital shaker and bath , Labware , Life Science Labware & Equipment , Manufacturer Browser , Microarrays , Stovall , Stovall Hybridization |  | 64 cm × 64 mm × 82 mm,not available in EU | , |  |  | 64 cm × 64 mm × 82 mm,not available in EU
,AC input 220 V50 Hz,,,,, | Z367648 |  | Sigma | Belly Dancer/Hybridization water bath |  | ,,,, | Belly Dancer orbital shaker and bath , Labware , Life Science Labware & Equipment , Manufacturer Browser , Microarrays , Stovall , Stovall Hybridization |  | 64 cm × 64 mm × 82 mm | , |  |  | 64 cm × 64 mm × 82 mm
,size 35 mm × 300 mm , with cap,,,,, | Z374784 |  | Sigma | Stovall hybridization bottle |  | ,,,, | Hybridization Ovens and Accessories , Hybridization Supplies , Labware , Manufacturer Browser , Molecular Biology Supplies , Stovall , Stovall Hybridization |  | borosilicate glass,35 mm × 300 mm , with cap | , |  |  | borosilicate glass,35 mm × 300 mm , with cap
,size 35 mm × 150 mm , with cap,,,,, | Z374792 |  | Sigma | Stovall hybridization bottle |  | ,,,, | Hybridization Ovens and Accessories , Hybridization Supplies , Labware , Manufacturer Browser , Molecular Biology Supplies , Stovall , Stovall Hybridization |  | borosilicate glass,35 mm × 150 mm , with cap | , |  |  | borosilicate glass,35 mm × 150 mm , with cap
,size 35 mm × 100 mm , with cap,,,,, | Z374806 |  | Sigma | Stovall hybridization bottle |  | ,,,, | Hybridization Ovens and Accessories , Hybridization Supplies , Labware , Manufacturer Browser , Molecular Biology Supplies , Stovall , Stovall Hybridization |  | borosilicate glass,35 mm × 100 mm , with cap | , |  |  | borosilicate glass,35 mm × 100 mm , with cap
,Cap for 35 mm hybridization bottle,,,,, | Z374814 |  | Sigma | Stovall hybridization bottle cap |  | ,,,, | Hybridization Ovens and Accessories , Hybridization Supplies , Labware , Manufacturer Browser , Molecular Biology Supplies , Stovall , Stovall Hybridization |  |  | ,
,Holding rack,,,,, | Z374830 |  | Sigma | Stovall hybridization bottle rack |  | ,,,, | Hybridization Ovens and Accessories , Hybridization Supplies , Labware , Manufacturer Browser , Molecular Biology Supplies , Stovall , Stovall Hybridization |  |  | ,
,AC input 115 V,,,,, | Z367745 |  | Sigma | Hi/Lo profile rocker, Stovall |  | ,,,, | Labware , Manufacturer Browser , Rockers and Rollers , Stovall , Stovall Rockers & Rollers |  | Stovall,not available in EU | , |  |  | Stovall,not available in EU
,AC input 230 V, European 2-pin plug,,,,, | Z367753 |  | Sigma | Hi/Lo profile rocker, Stovall |  | ,,,, | Labware , Manufacturer Browser , Rockers and Rollers , Stovall , Stovall Rockers & Rollers |  | Stovall,CE compliant | , |  |  | Stovall,CE compliant
,one-platform add-on assembly,,,,, | Z367761 |  | Sigma | Hi/Lo profile rocker, Stovall |  | ,,,, | Labware , Manufacturer Browser , Rockers and Rollers , Stovall , Stovall Rockers & Rollers |  | Stovall | , |  |  | Stovall
,two-platform add-on assembly,,,,, | Z367788 |  | Sigma | Hi/Lo profile rocker, Stovall |  | ,,,, | Labware , Manufacturer Browser , Rockers and Rollers , Stovall , Stovall Rockers & Rollers |  | Stovall | , |  |  | Stovall
,three-platform add-on assembly,,,,, | Z367796 |  | Sigma | Hi/Lo profile rocker, Stovall |  | ,,,, | Labware , Manufacturer Browser , Rockers and Rollers , Stovall , Stovall Rockers & Rollers |  | Stovall | , |  |  | Stovall
,low-profile roller, AC input 115 V,,,,, | Z367710 |  | Sigma | Low-profile roller, Stovall |  | ,,,, | Labware , Manufacturer Browser , Rockers and Rollers , Stovall , Stovall Rockers & Rollers |  | Stovall,362 mm × 381 mm × 60 mm,not available in EU | , |  |  | Stovall,362 mm × 381 mm × 60 mm,not available in EU
,low-profile roller, AC input 230 V, European 2-pin plug,,,,, | Z367729 |  | Sigma | Low-profile roller, Stovall |  | ,,,, | Labware , Manufacturer Browser , Rockers and Rollers , Stovall , Stovall Rockers & Rollers |  | Stovall,362 mm × 381 mm × 60 mm,CE compliant | , |  |  | Stovall,362 mm × 381 mm × 60 mm,CE compliant
,extra roller,,,,, | Z367737 |  | Sigma | Low-profile roller, Stovall |  | ,,,, | Labware , Manufacturer Browser , Rockers and Rollers , Stovall , Stovall Rockers & Rollers |  | Stovall,362 mm × 381 mm × 60 mm | , |  |  | Stovall,362 mm × 381 mm × 60 mm
,AC input 230 V50 - 60 Hz, European 2-pin plug,,,,, | Z377562 |  | Sigma | Belly Button ™ mini-orbital shaker |  | ,,,, | Labware , Manufacturer Browser , Shakers & Vortexers , Stovall , Stovall Shakers , Undulating Shakers |  | 0 ‑ 8 ° platform pitch control,Stovall,7 in. × 7 in.,CE compliant,0-100 rpm speed,8 in. × 8 in. × 5 in. | , |  |  | 0 ‑ 8 ° platform pitch control,Stovall,7 in. × 7 in.,CE compliant,0-100 rpm speed,8 in. × 8 in. × 5 in.
,The Stacks 150,,,,, | Z367826 |  | Sigma | Culture plate racks |  | ,,,, | Labware , Manufacturer Browser , Shakers & Vortexers , Stovall , Stovall Shakers , Undulating Shakers |  | Non-treated surface treatment,non-sterile,capacity≤ 40 150 × 15-mm culture plates (in stacks of four) | , |  |  | Non-treated surface treatment,non-sterile,capacity≤ 40 150 × 15-mm culture plates (in stacks of four)
,AC input 220 V,,,,, | Z305278 |  | Aldrich | Stuart ™ Distinction water still |  | ,,,, | Distillation Apparatus , Distillation Supplies , Labware , Manufacturer Browser , Stuart Scientific , Stuart Scientific Distinction Water Still , Water Still |  | not available in USA and Canada,Stuart D4000/Euro,CE compliant,not available in USA and Canada | , |  |  | not available in USA and Canada,Stuart D4000/Euro,CE compliant,not available in USA and Canada
,50 mL flask,,,,, | Z675628 |  | Aldrich | Stuart ™ heating mantles |  | ,,,, | Heating , Heating Mantles , Labware , Manufacturer Browser , Stuart Heating Mantles , Stuart Scientific , Stuart Scientific Heating |  | 240 V,185 mm × 165 mm,CE compliant,Stuart HM50C | , |  |  | 240 V,185 mm × 165 mm,CE compliant,Stuart HM50C
,100 mL flask,,,,, | Z675636 |  | Aldrich | Stuart ™ heating mantles |  | ,,,, | Heating , Heating Mantles , Labware , Manufacturer Browser , Stuart Heating Mantles , Stuart Scientific , Stuart Scientific Heating |  | 240 V,185 mm × 165 mm,CE compliant,Stuart HM100C | , |  |  | 240 V,185 mm × 165 mm,CE compliant,Stuart HM100C
,250 mL flask,,,,, | Z675644 |  | Aldrich | Stuart ™ heating mantles |  | ,,,, | Heating , Heating Mantles , Labware , Manufacturer Browser , Stuart Heating Mantles , Stuart Scientific , Stuart Scientific Heating |  | 240 V,205 mm × 185 mm,CE compliant,Stuart HM250C | , |  |  | 240 V,205 mm × 185 mm,CE compliant,Stuart HM250C
,500 mL flask,,,,, | Z675652 |  | Aldrich | Stuart ™ heating mantles |  | ,,,, | Heating , Heating Mantles , Labware , Manufacturer Browser , Stuart Heating Mantles , Stuart Scientific , Stuart Scientific Heating |  | 240 V,235 mm × 200 mm,CE compliant,Stuart HM500C | , |  |  | 240 V,235 mm × 200 mm,CE compliant,Stuart HM500C
,1,000 mL flask,,,,, | Z675660 |  | Aldrich | Stuart ™ heating mantles |  | ,,,, | Heating , Heating Mantles , Labware , Manufacturer Browser , Stuart Heating Mantles , Stuart Scientific , Stuart Scientific Heating |  | 240 V,275 mm × 220 mm,CE compliant,Stuart HM1000C | , |  |  | 240 V,275 mm × 220 mm,CE compliant,Stuart HM1000C
,sensor type, PT100,,,,, | Z741117 |  | Aldrich | Stuart ™ SCT1 temperature controller |  | ,,,, | Heating , Heating Controllers , Hotplate Stirrers , Hotplates , Labware , Manufacturer Browser , Stuart Scientific , Stuart Scientific Heating |  | 90 mm × 75 mm × 123 mm,stainless steel probe,20-200 °C temperature, accuracy: ±0.5 °C, resolution: 1%,Designed for use with the Stuart Undergrad range of stirrer hotplates,0.3 kginc. probe | , |  |  | 90 mm × 75 mm × 123 mm,stainless steel probe,20-200 °C temperature, accuracy: ±0.5 °C, resolution: 1%,Designed for use with the Stuart Undergrad range of stirrer hotplates,0.3 kginc. probe
,AC input 110 V,,,,, | Z557838 |  | Aldrich | Stuart ™ melting point apparatus SMP10 |  | ,,,, | Labware , Manufacturer Browser , Melting Point Apparatus , Stuart Scientific , Stuart Scientific Melting Point Apparatus |  | Includes 100 melting point tubes,Bibby,≤300 °C temperature, resolution: 0.1 °C, (Accuracy ± 1.0 °C at 20 °C, ± 2.5 °C at 300 °C),CSA approved: No,not available in EU | , |  |  | Includes 100 melting point tubes,Bibby,≤300 °C temperature, resolution: 0.1 °C, (Accuracy ± 1.0 °C at 20 °C, ± 2.5 °C at 300 °C),CSA approved: No,not available in EU
,AC input 230 V,,,,, | Z645737 |  | Aldrich | Stuart ™ melting point apparatus SMP10 |  | ,,,, | Labware , Manufacturer Browser , Melting Point Apparatus , Stuart Scientific , Stuart Scientific Melting Point Apparatus |  | Includes 100 melting point tubes,Bibby,≤300 °C temperature, resolution: 0.1 °C, (Accuracy ± 1.0 °C at 20 °C, ± 2.5 °C at 300 °C),CE compliant | , |  |  | Includes 100 melting point tubes,Bibby,≤300 °C temperature, resolution: 0.1 °C, (Accuracy ± 1.0 °C at 20 °C, ± 2.5 °C at 300 °C),CE compliant
,AC input 110 V,,,,, | Z675393 |  | Aldrich | Stuart ™ melting point apparatus SMP30 |  | ,,,, | Labware , Manufacturer Browser , Melting Point Apparatus , Stuart Scientific , Stuart Scientific Melting Point Apparatus |  | Bibby,CSA approved: No,not available in EU | , |  |  | Bibby,CSA approved: No,not available in EU
,AC input 230 V,,,,, | Z675407 |  | Aldrich | Stuart ™ melting point apparatus SMP30 |  | ,,,, | Labware , Manufacturer Browser , Melting Point Apparatus , Stuart Scientific , Stuart Scientific Melting Point Apparatus |  | Bibby,CE compliant | , |  |  | Bibby,CE compliant
,Open both ends,,,,, | Z673250 |  | Aldrich | Stuart ™ melting point tubes |  | ,,,, | Labware , Manufacturer Browser , Melting Point Apparatus , Stuart Scientific , Stuart Scientific Melting Point Apparatus |  | Stuart, SMP1/4,100 mm,1.9 mm × 1.3 mm × 0.3 mm | , |  |  | Stuart, SMP1/4,100 mm,1.9 mm × 1.3 mm × 0.3 mm
,Closed at both ends,,,,, | Z673269 |  | Aldrich | Stuart ™ melting point tubes |  | ,,,, | Labware , Manufacturer Browser , Melting Point Apparatus , Stuart Scientific , Stuart Scientific Melting Point Apparatus |  | Stuart, SMP2/1,100 mm,1.9 mm × 1.3 mm × 0.3 mm | , |  |  | Stuart, SMP2/1,100 mm,1.9 mm × 1.3 mm × 0.3 mm
,Sealed at one end,,,,, | Z673277 |  | Aldrich | Stuart ™ melting point tubes |  | ,,,, | Labware , Manufacturer Browser , Melting Point Apparatus , Stuart Scientific , Stuart Scientific Melting Point Apparatus |  | Stuart, SMP10/1,100 mm,1.9 mm × 1.3 mm × 0.3 mm | , |  |  | Stuart, SMP10/1,100 mm,1.9 mm × 1.3 mm × 0.3 mm
,AC input 110 V,,,,, | Z676209 |  | Aldrich | Stuart ™ SMP40 automatic melting point apparatus |  | ,,,, | Labware , Manufacturer Browser , Melting Point Apparatus , Stuart Scientific , Stuart Scientific Melting Point Apparatus |  | Bibby,≤400 °C temperature, resolution: 0.1 °C, (Ramp rates: 0.1-10 ° C in 0.1 ° C increments),CSA approved: No,175 mm × 210 mm × 328 mm | , |  |  | Bibby,≤400 °C temperature, resolution: 0.1 °C, (Ramp rates: 0.1-10 ° C in 0.1 ° C increments),CSA approved: No,175 mm × 210 mm × 328 mm
,AC input 230 V,,,,, | Z676217 |  | Aldrich | Stuart ™ SMP40 automatic melting point apparatus |  | ,,,, | Labware , Manufacturer Browser , Melting Point Apparatus , Stuart Scientific , Stuart Scientific Melting Point Apparatus |  | Bibby,≤400 °C temperature, resolution: 0.1 °C, (Ramp rates: 0.1-10 ° C in 0.1 ° C increments),CE compliant,175 mm × 210 mm × 328 mm | , |  |  | Bibby,≤400 °C temperature, resolution: 0.1 °C, (Ramp rates: 0.1-10 ° C in 0.1 ° C increments),CE compliant,175 mm × 210 mm × 328 mm
,Stuart, SRT9D, AC input 110 V,,,,, | Z675121 |  | Aldrich | Stuart ™ digital rocker & roller mixers |  | ,,,, | Labware , Manufacturer Browser , Rockers and Rollers , Stuart Scientific , Stuart Scientific Rollers |  | 33 rpm speed,Stuart, SRT9D,10 kg load,CSA approved: No,not available in EU | , |  |  | 33 rpm speed,Stuart, SRT9D,10 kg load,CSA approved: No,not available in EU
,AC input 230 V,,,,, | Z675164 |  | Aldrich | Stuart ™ SB2 fixed speed rotator |  | ,,,, | Labware , Manufacturer Browser , Rockers and Rollers , Stuart Scientific , Stuart Scientific Rollers |  | Bibby,200 mm × 270 mm × 230 mm,20 rpm speed,CE compliant,3.2 kg | , |  |  | Bibby,200 mm × 270 mm × 230 mm,20 rpm speed,CE compliant,3.2 kg
,AC input 110 V,,,,, | Z675156 |  | Aldrich | Stuart ™ SB2 fixed speed rotator |  | ,,,, | Labware , Manufacturer Browser , Rockers and Rollers , Stuart Scientific , Stuart Scientific Rollers |  | Bibby,3.2 kg,CSA approved: No,20 rpm speed,200 mm × 270 mm × 230 mm,not available in EU | , |  |  | Bibby,3.2 kg,CSA approved: No,20 rpm speed,200 mm × 270 mm × 230 mm,not available in EU
,end-over-end action micro tube holder,,,,, | Z675172 |  | Aldrich | Stuart ™ SB2 rotator tube holders |  | ,,,, | Labware , Manufacturer Browser , Rockers and Rollers , Stuart Scientific , Stuart Scientific Rollers |  | Stuart, SB3/1,10-11.5 mm | , |  |  | Stuart, SB3/1,10-11.5 mm
,end-over-end action test/blood tube holder,,,,, | Z675180 |  | Aldrich | Stuart ™ SB2 rotator tube holders |  | ,,,, | Labware , Manufacturer Browser , Rockers and Rollers , Stuart Scientific , Stuart Scientific Rollers |  | Stuart, SB3/2,9-20 mm | , |  |  | Stuart, SB3/2,9-20 mm
,end-over-end action 50 mL centrifuge tube holder,,,,, | Z675199 |  | Aldrich | Stuart ™ SB2 rotator tube holders |  | ,,,, | Labware , Manufacturer Browser , Rockers and Rollers , Stuart Scientific , Stuart Scientific Rollers |  | Stuart, SB3/3,25-35 mm | , |  |  | Stuart, SB3/3,25-35 mm
,rolling action 12 mm culture tube holder,,,,, | Z675202 |  | Aldrich | Stuart ™ SB2 rotator tube holders |  | ,,,, | Labware , Manufacturer Browser , Rockers and Rollers , Stuart Scientific , Stuart Scientific Rollers |  | Stuart, SB3/4 | , |  |  | Stuart, SB3/4
,rolling action 16 mm culture tube holder,,,,, | Z675210 |  | Aldrich | Stuart ™ SB2 rotator tube holders |  | ,,,, | Labware , Manufacturer Browser , Rockers and Rollers , Stuart Scientific , Stuart Scientific Rollers |  | Stuart, SB3/5 | , |  |  | Stuart, SB3/5
,rolling action 26 mm culture tube holder,,,,, | Z675229 |  | Aldrich | Stuart ™ SB2 rotator tube holders |  | ,,,, | Labware , Manufacturer Browser , Rockers and Rollers , Stuart Scientific , Stuart Scientific Rollers |  | Stuart, SB3/6 | , |  |  | Stuart, SB3/6
,Spare clamp,,,,, | Z675253 |  | Aldrich | Stuart ™ SF1 accessories |  | ,,,, | Labware , Manufacturer Browser , Shaker Accessories , Shakers & Vortexers , Stuart SF1 , Stuart Scientific , Stuart Scientific Shakers |  | 780 mm × 270 mm × 240 mm,Bibby,8.3 kg | , |  |  | 780 mm × 270 mm × 240 mm,Bibby,8.3 kg
,2 × accessory side-arms and 4 × clamps,,,,, | Z675261 |  | Aldrich | Stuart ™ SF1 accessories |  | ,,,, | Labware , Manufacturer Browser , Shaker Accessories , Shakers & Vortexers , Stuart SF1 , Stuart Scientific , Stuart Scientific Shakers |  | 780 mm × 270 mm × 240 mm,Bibby,8.3 kg | , |  |  | 780 mm × 270 mm × 240 mm,Bibby,8.3 kg
,AC input 110 V,,,,, | Z675237 |  | Aldrich | Stuart ™ SF1 flask shaker |  | ,,,, | Labware , Manufacturer Browser , Overhead Shakers , Shakers & Vortexers , Stuart Scientific , Stuart Scientific Shakers |  | 780 mm × 270 mm × 240 mm,Bibby,CSA approved: No,8.3 kg,not available in EU | , |  |  | 780 mm × 270 mm × 240 mm,Bibby,CSA approved: No,8.3 kg,not available in EU
,AC input 230 V,,,,, | Z675245 |  | Aldrich | Stuart ™ SF1 flask shaker |  | ,,,, | Labware , Manufacturer Browser , Overhead Shakers , Shakers & Vortexers , Stuart Scientific , Stuart Scientific Shakers |  | 780 mm × 270 mm × 240 mm,Bibby,CE compliant,8.3 kg | , |  |  | 780 mm × 270 mm × 240 mm,Bibby,CE compliant,8.3 kg
,top Joint: ST/NS 35/20, bottom Joint: ST/NS 14/20,,,,, | SYNA663514 |  | Aldrich | Synthware ™ adapter with top spherical socket joint and lower standard taper inner joint |  | ,,,, | Labware , Manufacturer Browser , Synthware , Synthware Adapters |  | Joint: ST/NS top35/20,bottom Joint: ST/NS14/20,pkg of 1 ea,Synthware, A663514 | , |  |  | Joint: ST/NS top35/20,bottom Joint: ST/NS14/20,pkg of 1 ea,Synthware, A663514
,top Joint: ST/NS 35/20, bottom Joint: ST/NS 24/40,,,,, | SYNA663524 |  | Aldrich | Synthware ™ adapter with top spherical socket joint and lower standard taper inner joint |  | ,,,, | Labware , Manufacturer Browser , Synthware , Synthware Adapters |  | Joint: ST/NS top35/20,bottom Joint: ST/NS24/40,pkg of 1 ea,Synthware, A663524 | , |  |  | Joint: ST/NS top35/20,bottom Joint: ST/NS24/40,pkg of 1 ea,Synthware, A663524
,female Joint: ST/NS 14/20, male Joint: ST/NS 19/22,,,,, | SYNA791419 |  | Aldrich | Synthware ™ bushing adapter |  | ,,,, | Labware , Manufacturer Browser , Synthware , Synthware Adapters |  | male Joint: ST/NS19/22,female Joint: ST/NS14/20,pkg of 1 ea,Synthware, A791419 | , |  |  | male Joint: ST/NS19/22,female Joint: ST/NS14/20,pkg of 1 ea,Synthware, A791419
,female Joint: ST/NS 14/35, male Joint: ST/NS 19/38,,,,, | SYNA793519 |  | Aldrich | Synthware ™ bushing adapter |  | ,,,, | Labware , Manufacturer Browser , Synthware , Synthware Adapters |  | male Joint: ST/NS19/38,female Joint: ST/NS14/35,pkg of 1 ea,Synthware, A793519 | , |  |  | male Joint: ST/NS19/38,female Joint: ST/NS14/35,pkg of 1 ea,Synthware, A793519
,female Joint: ST/NS 14/35, male Joint: ST/NS 24/40,,,,, | SYNA793524 |  | Aldrich | Synthware ™ bushing adapter |  | ,,,, | Labware , Manufacturer Browser , Synthware , Synthware Adapters |  | male Joint: ST/NS24/40,female Joint: ST/NS14/35,pkg of 1 ea,Synthware, A793524 | , |  |  | male Joint: ST/NS24/40,female Joint: ST/NS14/35,pkg of 1 ea,Synthware, A793524
,female Joint: ST/NS 19/38, male Joint: ST/NS 24/40,,,,, | SYNA791924 |  | Aldrich | Synthware ™ bushing adapter |  | ,,,, | Labware , Manufacturer Browser , Synthware , Synthware Adapters |  | male Joint: ST/NS24/40,female Joint: ST/NS19/38,pkg of 1 ea,Synthware, A791924 | , |  |  | male Joint: ST/NS24/40,female Joint: ST/NS19/38,pkg of 1 ea,Synthware, A791924
,female Joint: ST/NS 24/40, male Joint: ST/NS 34/45,,,,, | SYNA792434 |  | Aldrich | Synthware ™ bushing adapter |  | ,,,, | Labware , Manufacturer Browser , Synthware , Synthware Adapters |  | male Joint: ST/NS34/45,female Joint: ST/NS24/40,pkg of 1 ea,Synthware, A792434 | , |  |  | male Joint: ST/NS34/45,female Joint: ST/NS24/40,pkg of 1 ea,Synthware, A792434
,female Joint: ST/NS 24/40, male Joint: ST/NS 45/50,,,,, | SYNA792445 |  | Aldrich | Synthware ™ bushing adapter |  | ,,,, | Labware , Manufacturer Browser , Synthware , Synthware Adapters |  | male Joint: ST/NS45/50,female Joint: ST/NS24/40,pkg of 1 ea,Synthware, A792445 | , |  |  | male Joint: ST/NS45/50,female Joint: ST/NS24/40,pkg of 1 ea,Synthware, A792445
,Joint: ST/NS 14/20,,,,, | SYNA371420 |  | Aldrich | Synthware ™ Claisen adapter |  | ,,,, | Labware , Manufacturer Browser , Synthware , Synthware Adapters |  | pkg of 1 ea,Joint: ST/NS14/20,Synthware, A371420 | , |  |  | pkg of 1 ea,Joint: ST/NS14/20,Synthware, A371420
,Joint: ST/NS 19/22,,,,, | SYNA371922 |  | Aldrich | Synthware ™ Claisen adapter |  | ,,,, | Labware , Manufacturer Browser , Synthware , Synthware Adapters |  | pkg of 1 ea,Joint: ST/NS19/22,Synthware, A371922 | , |  |  | pkg of 1 ea,Joint: ST/NS19/22,Synthware, A371922
,Joint: ST/NS 24/40,,,,, | SYNA372440 |  | Aldrich | Synthware ™ Claisen adapter |  | ,,,, | Labware , Manufacturer Browser , Synthware , Synthware Adapters |  | pkg of 1 ea,Joint: ST/NS24/40,Synthware, A372440 | , |  |  | pkg of 1 ea,Joint: ST/NS24/40,Synthware, A372440
,,,,,, | SYNA372942 |  | Aldrich | Synthware ™ Claisen adapter |  | ,,,, | Labware , Manufacturer Browser , Synthware , Synthware Adapters |  | pkg of 1 ea,Synthware, A372942 | , |  |  | pkg of 1 ea,Synthware, A372942
,Joint: ST/NS 14/20,,,,, | SYNA901420 |  | Aldrich | Synthware ™ Claisen distillation adapter with compression cap thermometer port |  | ,,,, | Labware , Manufacturer Browser , Synthware , Synthware Adapters |  | pkg of 1 ea,Joint: ST/NS14/20,Synthware, A901420 | , |  |  | pkg of 1 ea,Joint: ST/NS14/20,Synthware, A901420
,Joint: ST/NS 19/22,,,,, | SYNA901922 |  | Aldrich | Synthware ™ Claisen distillation adapter with compression cap thermometer port |  | ,,,, | Labware , Manufacturer Browser , Synthware , Synthware Adapters |  | pkg of 1 ea,Joint: ST/NS19/22,Synthware, A901922 | , |  |  | pkg of 1 ea,Joint: ST/NS19/22,Synthware, A901922
,Joint: ST/NS 24/40,,,,, | SYNA902440 |  | Aldrich | Synthware ™ Claisen distillation adapter with compression cap thermometer port |  | ,,,, | Labware , Manufacturer Browser , Synthware , Synthware Adapters |  | pkg of 1 ea,Joint: ST/NS24/40,Synthware, A902440 | , |  |  | pkg of 1 ea,Joint: ST/NS24/40,Synthware, A902440
,100 mL, top Joint: ST/NS 24/40, bottom Joint: ST/NS 14/20,,,,, | SYNA272414 |  | Aldrich | Synthware ™ anti-climb adapter |  | ,,,, | Labware , Manufacturer Browser , Synthware , Synthware Adapters |  | Joint: ST/NS top24/40,bottom Joint: ST/NS14/20,100 mL,pkg of 1 ea,Synthware, A272414 | , |  |  | Joint: ST/NS top24/40,bottom Joint: ST/NS14/20,100 mL,pkg of 1 ea,Synthware, A272414
,100 mL, top Joint: ST/NS 24/40, bottom Joint: ST/NS 19/22,,,,, | SYNA272419 |  | Aldrich | Synthware ™ anti-climb adapter |  | ,,,, | Labware , Manufacturer Browser , Synthware , Synthware Adapters |  | Joint: ST/NS top24/40,bottom Joint: ST/NS19/22,100 mL,pkg of 1 ea,Synthware, A272419 | , |  |  | Joint: ST/NS top24/40,bottom Joint: ST/NS19/22,100 mL,pkg of 1 ea,Synthware, A272419
,100 mL, top Joint: ST/NS 24/40, bottom Joint: ST/NS 24/40,,,,, | SYNA274100 |  | Aldrich | Synthware ™ anti-climb adapter |  | ,,,, | Labware , Manufacturer Browser , Synthware , Synthware Adapters |  | Joint: ST/NS top24/40,bottom Joint: ST/NS24/40,100 mL,pkg of 1 ea,Synthware, A274100 | , |  |  | Joint: ST/NS top24/40,bottom Joint: ST/NS24/40,100 mL,pkg of 1 ea,Synthware, A274100
,250 mL, top Joint: ST/NS 24/40, bottom Joint: ST/NS 14/20,,,,, | SYNA272250 |  | Aldrich | Synthware ™ anti-climb adapter |  | ,,,, | Labware , Manufacturer Browser , Synthware , Synthware Adapters |  | Joint: ST/NS top24/40,bottom Joint: ST/NS14/20,250 mL,pkg of 1 ea,Synthware, A272250 | , |  |  | Joint: ST/NS top24/40,bottom Joint: ST/NS14/20,250 mL,pkg of 1 ea,Synthware, A272250
,250 mL, top Joint: ST/NS 24/40, bottom Joint: ST/NS 24/40,,,,, | SYNA274250 |  | Aldrich | Synthware ™ anti-climb adapter |  | ,,,, | Labware , Manufacturer Browser , Synthware , Synthware Adapters |  | Joint: ST/NS top24/40,bottom Joint: ST/NS24/40,250 mL,pkg of 1 ea,Synthware, A274250 | , |  |  | Joint: ST/NS top24/40,bottom Joint: ST/NS24/40,250 mL,pkg of 1 ea,Synthware, A274250
,250 mL, top Joint: ST/NS 24/42, bottom Joint: ST/NS 24/40,,,,, | SYNA279450 |  | Aldrich | Synthware ™ anti-climb adapter |  | ,,,, | Labware , Manufacturer Browser , Synthware , Synthware Adapters |  | Joint: ST/NS top24/42,bottom Joint: ST/NS24/40,250 mL,pkg of 1 ea,Synthware, A279450 | , |  |  | Joint: ST/NS top24/42,bottom Joint: ST/NS24/40,250 mL,pkg of 1 ea,Synthware, A279450
,male Joint: ST/NS 14/20,,,,, | SYNA151420 |  | Aldrich | Synthware ™ connecting adapter with 75 degree bend |  | ,,,, | Labware , Manufacturer Browser , Synthware , Synthware Adapters |  | pkg of 1 ea,male Joint: ST/NS14/20,Synthware, A151420 | , |  |  | pkg of 1 ea,male Joint: ST/NS14/20,Synthware, A151420
,male Joint: ST/NS 19/22,,,,, | SYNA151922 |  | Aldrich | Synthware ™ connecting adapter with 75 degree bend |  | ,,,, | Labware , Manufacturer Browser , Synthware , Synthware Adapters |  | pkg of 1 ea,male Joint: ST/NS19/22,Synthware, A151922 | , |  |  | pkg of 1 ea,male Joint: ST/NS19/22,Synthware, A151922
,Joint: ST/NS 24/40,,,,, | SYNA152440 |  | Aldrich | Synthware ™ connecting adapter with 75 degree bend |  | ,,,, | Labware , Manufacturer Browser , Synthware , Synthware Adapters |  | pkg of 1 ea,Joint: ST/NS24/40,Synthware, A152440 | , |  |  | pkg of 1 ea,Joint: ST/NS24/40,Synthware, A152440
,Joint: ST/NS 14/20,,,,, | SYNA871420 |  | Aldrich | Synthware ™ 75 degree angled drying tube |  | ,,,, | Labware , Manufacturer Browser , Synthware , Synthware Adapters |  | pkg of 1 ea,Joint: ST/NS14/20,Synthware, A871420 | , |  |  | pkg of 1 ea,Joint: ST/NS14/20,Synthware, A871420
,Joint: ST/NS 19/22,,,,, | SYNA871922 |  | Aldrich | Synthware ™ 75 degree angled drying tube |  | ,,,, | Labware , Manufacturer Browser , Synthware , Synthware Adapters |  | pkg of 1 ea,Joint: ST/NS19/22,Synthware, A871922 | , |  |  | pkg of 1 ea,Joint: ST/NS19/22,Synthware, A871922
,Joint: ST/NS 24/40,,,,, | SYNA872440 |  | Aldrich | Synthware ™ 75 degree angled drying tube |  | ,,,, | Labware , Manufacturer Browser , Synthware , Synthware Adapters |  | pkg of 1 ea,Joint: ST/NS24/40,Synthware, A872440 | , |  |  | pkg of 1 ea,Joint: ST/NS24/40,Synthware, A872440
,top Joint: ST/NS 10/18, immersion depth 50 mm, side arm angle: 75 deg,,,,, | SYNA351014 |  | Aldrich | Synthware ™ distillation adapter |  | ,,,, | Labware , Manufacturer Browser , Synthware , Synthware Adapters |  | pkg of 1 ea,Joint: ST/NS top10/18,50 mm,Synthware, A351014 | , |  |  | pkg of 1 ea,Joint: ST/NS top10/18,50 mm,Synthware, A351014
,top Joint: ST/NS 10/18, bottom Joint: ST/NS 19/22, side Joint: 19/22, immersion depth 50 mm, side arm angle: 75 deg,,,,, | SYNA351019 |  | Aldrich | Synthware ™ distillation adapter |  | ,,,, | Labware , Manufacturer Browser , Synthware , Synthware Adapters |  | Joint: ST/NS top10/18,bottom Joint: ST/NS19/22,50 mm,pkg of 1 ea,Synthware, A351019 | , |  |  | Joint: ST/NS top10/18,bottom Joint: ST/NS19/22,50 mm,pkg of 1 ea,Synthware, A351019
,top Joint: ST/NS 10/18, bottom Joint: ST/NS 24/40, side Joint: 24/40, immersion depth 50 mm, side arm angle: 75 deg,,,,, | SYNA351024 |  | Aldrich | Synthware ™ distillation adapter |  | ,,,, | Labware , Manufacturer Browser , Synthware , Synthware Adapters |  | Joint: ST/NS top10/18,bottom Joint: ST/NS24/40,50 mm,pkg of 1 ea,Synthware, A351024 | , |  |  | Joint: ST/NS top10/18,bottom Joint: ST/NS24/40,50 mm,pkg of 1 ea,Synthware, A351024
,top Joint: ST/NS 14/20, bottom Joint: ST/NS 14/20, side Joint: 14/20, side arm angle: 75 deg,,,,, | SYNA351420 |  | Aldrich | Synthware ™ distillation adapter |  | ,,,, | Labware , Manufacturer Browser , Synthware , Synthware Adapters |  | Joint: ST/NS top14/20,bottom Joint: ST/NS14/20,pkg of 1 ea,Synthware, A351420 | , |  |  | Joint: ST/NS top14/20,bottom Joint: ST/NS14/20,pkg of 1 ea,Synthware, A351420
,top Joint: ST/NS 19/22, bottom Joint: ST/NS 19/22, side Joint: 19/22, side arm angle: 75 deg,,,,, | SYNA351922 |  | Aldrich | Synthware ™ distillation adapter |  | ,,,, | Labware , Manufacturer Browser , Synthware , Synthware Adapters |  | Joint: ST/NS top19/22,bottom Joint: ST/NS19/22,pkg of 1 ea,Synthware, A351922 | , |  |  | Joint: ST/NS top19/22,bottom Joint: ST/NS19/22,pkg of 1 ea,Synthware, A351922
,top Joint: ST/NS 24/40, bottom Joint: ST/NS 24/40, side Joint: 24/40, side arm angle: 75 deg,,,,, | SYNA352440 |  | Aldrich | Synthware ™ distillation adapter |  | ,,,, | Labware , Manufacturer Browser , Synthware , Synthware Adapters |  | Joint: ST/NS top24/40,bottom Joint: ST/NS24/40,pkg of 1 ea,Synthware, A352440 | , |  |  | Joint: ST/NS top24/40,bottom Joint: ST/NS24/40,pkg of 1 ea,Synthware, A352440
,top Joint: ST/NS 14/20, bottom Joint: ST/NS 24/40, side Joint: 24/40, side arm angle: 75 deg,,,,, | SYNA351424 |  | Aldrich | Synthware ™ distillation adapter |  | ,,,, | Labware , Manufacturer Browser , Synthware , Synthware Adapters |  | Joint: ST/NS top14/20,bottom Joint: ST/NS24/40,pkg of 1 ea,Synthware, A351424 | , |  |  | Joint: ST/NS top14/20,bottom Joint: ST/NS24/40,pkg of 1 ea,Synthware, A351424
,top Joint: ST/NS 14/20, bottom Joint: ST/NS 24/40, side Joint: 19/22, side arm angle: 75 deg,,,,, | SYNA354914 |  | Aldrich | Synthware ™ distillation adapter |  | ,,,, | Labware , Manufacturer Browser , Synthware , Synthware Adapters |  | Joint: ST/NS top14/20,bottom Joint: ST/NS24/40,pkg of 1 ea,Synthware, A354914 | , |  |  | Joint: ST/NS top14/20,bottom Joint: ST/NS24/40,pkg of 1 ea,Synthware, A354914
,Joint: ST/NS 19/22, bend: 105 deg,,,,, | SYNA961922 |  | Aldrich | Synthware ™ distillation drip adapter |  | ,,,, | Labware , Manufacturer Browser , Synthware , Synthware Adapters |  | pkg of 1 ea,Joint: ST/NS19/22,Synthware, A961922 | , |  |  | pkg of 1 ea,Joint: ST/NS19/22,Synthware, A961922
,Joint: ST/NS 24/40, bend: 105 deg,,,,, | SYNA962440 |  | Aldrich | Synthware ™ distillation drip adapter |  | ,,,, | Labware , Manufacturer Browser , Synthware , Synthware Adapters |  | pkg of 1 ea,Joint: ST/NS24/40,Synthware, A962440 | , |  |  | pkg of 1 ea,Joint: ST/NS24/40,Synthware, A962440
,top Joint: ST/NS 14/20, bottom Joint: ST/NS 14/20,,,,, | SYNA891420 |  | Aldrich | Synthware ™ distilling adapter with 105 degree bend |  | ,,,, | Labware , Manufacturer Browser , Synthware , Synthware Adapters |  | Joint: ST/NS top14/20,bottom Joint: ST/NS14/20,pkg of 1 ea,Synthware, A891420 | , |  |  | Joint: ST/NS top14/20,bottom Joint: ST/NS14/20,pkg of 1 ea,Synthware, A891420
,top Joint: ST/NS 19/22, bottom Joint: ST/NS 19/22,,,,, | SYNA891922 |  | Aldrich | Synthware ™ distilling adapter with 105 degree bend |  | ,,,, | Labware , Manufacturer Browser , Synthware , Synthware Adapters |  | Joint: ST/NS top19/22,bottom Joint: ST/NS19/22,pkg of 1 ea,Synthware, A891922 | , |  |  | Joint: ST/NS top19/22,bottom Joint: ST/NS19/22,pkg of 1 ea,Synthware, A891922
,top Joint: ST/NS 24/40, bottom Joint: ST/NS 24/40,,,,, | SYNA892440 |  | Aldrich | Synthware ™ distilling adapter with 105 degree bend |  | ,,,, | Labware , Manufacturer Browser , Synthware , Synthware Adapters |  | Joint: ST/NS top24/40,bottom Joint: ST/NS24/40,pkg of 1 ea,Synthware, A892440 | , |  |  | Joint: ST/NS top24/40,bottom Joint: ST/NS24/40,pkg of 1 ea,Synthware, A892440
,Joint: ST/NS 14/20, side arm angle: 75 deg,,,,, | SYNA971420 |  | Aldrich | Synthware ™ distilling adapter with compression cap |  | ,,,, | Labware , Manufacturer Browser , Synthware , Synthware Adapters |  | pkg of 1 ea,Joint: ST/NS14/20,Synthware, A971420 | , |  |  | pkg of 1 ea,Joint: ST/NS14/20,Synthware, A971420
,Joint: ST/NS 19/22, side arm angle: 75 deg,,,,, | SYNA971922 |  | Aldrich | Synthware ™ distilling adapter with compression cap |  | ,,,, | Labware , Manufacturer Browser , Synthware , Synthware Adapters |  | pkg of 1 ea,Joint: ST/NS19/22,Synthware, A971922 | , |  |  | pkg of 1 ea,Joint: ST/NS19/22,Synthware, A971922
,Joint: ST/NS 24/40, side arm angle: 75 deg,,,,, | SYNA972440 |  | Aldrich | Synthware ™ distilling adapter with compression cap |  | ,,,, | Labware , Manufacturer Browser , Synthware , Synthware Adapters |  | pkg of 1 ea,Joint: ST/NS24/40,Synthware, A972440 | , |  |  | pkg of 1 ea,Joint: ST/NS24/40,Synthware, A972440
,top Joint: ST/NS 19/22, bottom Joint: ST/NS 14/20,,,,, | SYNA251914 |  | Aldrich | Synthware ™ enlarging adapter |  | ,,,, | Labware , Manufacturer Browser , Synthware , Synthware Adapters |  | Joint: ST/NS top19/22,bottom Joint: ST/NS14/20,pkg of 1 ea,Synthware, A251914 | , |  |  | Joint: ST/NS top19/22,bottom Joint: ST/NS14/20,pkg of 1 ea,Synthware, A251914
,top Joint: ST/NS 24/40, bottom Joint: ST/NS 14/20,,,,, | SYNA252414 |  | Aldrich | Synthware ™ enlarging adapter |  | ,,,, | Labware , Manufacturer Browser , Synthware , Synthware Adapters |  | Joint: ST/NS top24/40,bottom Joint: ST/NS14/20,pkg of 1 ea,Synthware, A252414 | , |  |  | Joint: ST/NS top24/40,bottom Joint: ST/NS14/20,pkg of 1 ea,Synthware, A252414
,top Joint: ST/NS 24/40, bottom Joint: ST/NS 19/22,,,,, | SYNA252419 |  | Aldrich | Synthware ™ enlarging adapter |  | ,,,, | Labware , Manufacturer Browser , Synthware , Synthware Adapters |  | Joint: ST/NS top24/40,bottom Joint: ST/NS19/22,pkg of 1 ea,Synthware, A252419 | , |  |  | Joint: ST/NS top24/40,bottom Joint: ST/NS19/22,pkg of 1 ea,Synthware, A252419
,top Joint: ST/NS 29/42, bottom Joint: ST/NS 14/20,,,,, | SYNA252914 |  | Aldrich | Synthware ™ enlarging adapter |  | ,,,, | Labware , Manufacturer Browser , Synthware , Synthware Adapters |  | Joint: ST/NS top29/42,bottom Joint: ST/NS14/20,pkg of 1 ea,Synthware, A252914 | , |  |  | Joint: ST/NS top29/42,bottom Joint: ST/NS14/20,pkg of 1 ea,Synthware, A252914
,top Joint: ST/NS 29/42, bottom Joint: ST/NS 24/40,,,,, | SYNA252924 |  | Aldrich | Synthware ™ enlarging adapter |  | ,,,, | Labware , Manufacturer Browser , Synthware , Synthware Adapters |  | Joint: ST/NS top29/42,bottom Joint: ST/NS24/40,pkg of 1 ea,Synthware, A252924 | , |  |  | Joint: ST/NS top29/42,bottom Joint: ST/NS24/40,pkg of 1 ea,Synthware, A252924
,top Joint: ST/NS 34/45, bottom Joint: ST/NS 24/40,,,,, | SYNA253424 |  | Aldrich | Synthware ™ enlarging adapter |  | ,,,, | Labware , Manufacturer Browser , Synthware , Synthware Adapters |  | Joint: ST/NS top34/45,bottom Joint: ST/NS24/40,pkg of 1 ea,Synthware, A253424 | , |  |  | Joint: ST/NS top34/45,bottom Joint: ST/NS24/40,pkg of 1 ea,Synthware, A253424
,top Joint: ST/NS 40/50, bottom Joint: ST/NS 24/40,,,,, | SYNA254024 |  | Aldrich | Synthware ™ enlarging adapter |  | ,,,, | Labware , Manufacturer Browser , Synthware , Synthware Adapters |  | Joint: ST/NS top40/50,bottom Joint: ST/NS24/40,pkg of 1 ea,Synthware, A254024 | , |  |  | Joint: ST/NS top40/50,bottom Joint: ST/NS24/40,pkg of 1 ea,Synthware, A254024
,top Joint: ST/NS 45/50, bottom Joint: ST/NS 19/42,,,,, | SYNA254529 |  | Aldrich | Synthware ™ enlarging adapter |  | ,,,, | Labware , Manufacturer Browser , Synthware , Synthware Adapters |  | Joint: ST/NS top45/50,bottom Joint: ST/NS19/42,pkg of 1 ea,Synthware, A254529 | , |  |  | Joint: ST/NS top45/50,bottom Joint: ST/NS19/42,pkg of 1 ea,Synthware, A254529
,Joint: ST/NS 14/20,,,,, | SYNA761420 |  | Aldrich | Synthware ™ flushing adapter with T-bore PTFE stopcock |  | ,,,, | Labware , Manufacturer Browser , Synthware , Synthware Adapters |  | pkg of 1 ea,Joint: ST/NS14/20,Synthware, A761420 | , |  |  | pkg of 1 ea,Joint: ST/NS14/20,Synthware, A761420
,Joint: ST/NS 24/40,,,,, | SYNA762440 |  | Aldrich | Synthware ™ flushing adapter with T-bore PTFE stopcock |  | ,,,, | Labware , Manufacturer Browser , Synthware , Synthware Adapters |  | pkg of 1 ea,Joint: ST/NS24/40,Synthware, A762440 | , |  |  | pkg of 1 ea,Joint: ST/NS24/40,Synthware, A762440
,Joint: ST/NS 14/20,,,,, | SYNA681420 |  | Aldrich | Synthware ™ flushing adapter with PTFE stopcock |  | ,,,, | Labware , Manufacturer Browser , Synthware , Synthware Adapters |  | pkg of 1 ea,Joint: ST/NS14/20,Synthware, A681420 | , |  |  | pkg of 1 ea,Joint: ST/NS14/20,Synthware, A681420
,Joint: ST/NS 19/22,,,,, | SYNA681922 |  | Aldrich | Synthware ™ flushing adapter with PTFE stopcock |  | ,,,, | Labware , Manufacturer Browser , Synthware , Synthware Adapters |  | pkg of 1 ea,Joint: ST/NS19/22,Synthware, A681922 | , |  |  | pkg of 1 ea,Joint: ST/NS19/22,Synthware, A681922
,Joint: ST/NS 24/40,,,,, | SYNA682440 |  | Aldrich | Synthware ™ flushing adapter with PTFE stopcock |  | ,,,, | Labware , Manufacturer Browser , Synthware , Synthware Adapters |  | pkg of 1 ea,Joint: ST/NS24/40,Synthware, A682440 | , |  |  | pkg of 1 ea,Joint: ST/NS24/40,Synthware, A682440
,Joint: ST/NS 14/20, O.D. × L 8 mm × 153 mm,,,,, | SYNA501420 |  | Aldrich | Synthware ™ gas inlet adapter |  | ,,,, | Labware , Manufacturer Browser , Synthware , Synthware Adapters |  | pkg of 1 ea,Joint: ST/NS14/20,8 mm × 153 mm,Synthware, A501420 | , |  |  | pkg of 1 ea,Joint: ST/NS14/20,8 mm × 153 mm,Synthware, A501420
,Joint: ST/NS 19/22, O.D. × L 153 mm,,,,, | SYNA501922 |  | Aldrich | Synthware ™ gas inlet adapter |  | ,,,, | Labware , Manufacturer Browser , Synthware , Synthware Adapters |  | pkg of 1 ea,Joint: ST/NS19/22,153 mm,Synthware, A501922 | , |  |  | pkg of 1 ea,Joint: ST/NS19/22,153 mm,Synthware, A501922
,Joint: ST/NS 24/40, O.D. × L 153 mm,,,,, | SYNA502440 |  | Aldrich | Synthware ™ gas inlet adapter |  | ,,,, | Labware , Manufacturer Browser , Synthware , Synthware Adapters |  | pkg of 1 ea,Joint: ST/NS24/40,153 mm,Synthware, A502440 | , |  |  | pkg of 1 ea,Joint: ST/NS24/40,153 mm,Synthware, A502440
,Joint: ST/NS 14/20,,,,, | SYNA831420 |  | Aldrich | Synthware ™ inlet adapter with fritted disc |  | ,,,, | Labware , Manufacturer Browser , Synthware , Synthware Adapters |  | pkg of 1 ea,Joint: ST/NS14/20,Synthware, A831420 | , |  |  | pkg of 1 ea,Joint: ST/NS14/20,Synthware, A831420
,Joint: ST/NS 19/22,,,,, | SYNA831922 |  | Aldrich | Synthware ™ inlet adapter with fritted disc |  | ,,,, | Labware , Manufacturer Browser , Synthware , Synthware Adapters |  | pkg of 1 ea,Joint: ST/NS19/22,Synthware, A831922 | , |  |  | pkg of 1 ea,Joint: ST/NS19/22,Synthware, A831922
,Joint: ST/NS 24/40,,,,, | SYNA832440 |  | Aldrich | Synthware ™ inlet adapter with fritted disc |  | ,,,, | Labware , Manufacturer Browser , Synthware , Synthware Adapters |  | pkg of 1 ea,Joint: ST/NS24/40,Synthware, A832440 | , |  |  | pkg of 1 ea,Joint: ST/NS24/40,Synthware, A832440
,Joint: ST/NS 24/40, stem L 75 mm,,,,, | SYNA314075 |  | Aldrich | Synthware ™ inlet adapter with long stem |  | ,,,, | Labware , Manufacturer Browser , Synthware , Synthware Adapters |  | pkg of 1 ea,Joint: ST/NS24/40,75 mm,Synthware, A314075 | , |  |  | pkg of 1 ea,Joint: ST/NS24/40,75 mm,Synthware, A314075
,Joint: ST/NS 24/40, stem L 250 mm,,,,, | SYNA314250 |  | Aldrich | Synthware ™ inlet adapter with long stem |  | ,,,, | Labware , Manufacturer Browser , Synthware , Synthware Adapters |  | pkg of 1 ea,Joint: ST/NS24/40,250 mm,Synthware, A314250 | , |  |  | pkg of 1 ea,Joint: ST/NS24/40,250 mm,Synthware, A314250
,Joint: ST/NS 14/20, O.D. 5.0-7.5 mm,,,,, | SYNA521420 |  | Aldrich | Synthware ™ inlet or thermometer adapter with compression cap |  | ,,,, | Labware , Manufacturer Browser , Synthware , Synthware Adapters |  | pkg of 1 ea,Joint: ST/NS14/20,5.0-7.5 mm,Synthware, A521420 | , |  |  | pkg of 1 ea,Joint: ST/NS14/20,5.0-7.5 mm,Synthware, A521420
,Joint: ST/NS 19/22, O.D. 5.0-7.5 mm,,,,, | SYNA521922 |  | Aldrich | Synthware ™ inlet or thermometer adapter with compression cap |  | ,,,, | Labware , Manufacturer Browser , Synthware , Synthware Adapters |  | pkg of 1 ea,Joint: ST/NS19/22,5.0-7.5 mm,Synthware, A521922 | , |  |  | pkg of 1 ea,Joint: ST/NS19/22,5.0-7.5 mm,Synthware, A521922
,Joint: ST/NS 24/40, O.D. 5.0-7.5 mm,,,,, | SYNA522440 |  | Aldrich | Synthware ™ inlet or thermometer adapter with compression cap |  | ,,,, | Labware , Manufacturer Browser , Synthware , Synthware Adapters |  | pkg of 1 ea,Joint: ST/NS24/40,5.0-7.5 mm,Synthware, A522440 | , |  |  | pkg of 1 ea,Joint: ST/NS24/40,5.0-7.5 mm,Synthware, A522440
,Joint: ST/NS 14/20, O.D. 5.0-7.5 mm,,,,, | SYNA531420 |  | Aldrich | Synthware ™ inlet or thermometer adapter with hose connection |  | ,,,, | Labware , Manufacturer Browser , Synthware , Synthware Adapters |  | pkg of 1 ea,Joint: ST/NS14/20,5.0-7.5 mm,Synthware, A531420 | , |  |  | pkg of 1 ea,Joint: ST/NS14/20,5.0-7.5 mm,Synthware, A531420
,Joint: ST/NS 14/20, O.D. 5.0-7.5 mm,,,,, | SYNA532440 |  | Aldrich | Synthware ™ inlet or thermometer adapter with hose connection |  | ,,,, | Labware , Manufacturer Browser , Synthware , Synthware Adapters |  | pkg of 1 ea,Joint: ST/NS14/20,5.0-7.5 mm,Synthware, A532440 | , |  |  | pkg of 1 ea,Joint: ST/NS14/20,5.0-7.5 mm,Synthware, A532440
,Joint: ST/NS 14/20,,,,, | SYNA451420 |  | Aldrich | Synthware ™ inlet/thermometer adapter with one holed rubber adapter |  | ,,,, | Labware , Manufacturer Browser , Synthware , Synthware Adapters |  | pkg of 1 ea,Joint: ST/NS14/20,Synthware, A451420 | , |  |  | pkg of 1 ea,Joint: ST/NS14/20,Synthware, A451420
,Joint: ST/NS 19/22,,,,, | SYNA451922 |  | Aldrich | Synthware ™ inlet/thermometer adapter with one holed rubber adapter |  | ,,,, | Labware , Manufacturer Browser , Synthware , Synthware Adapters |  | pkg of 1 ea,Joint: ST/NS19/22,Synthware, A451922 | , |  |  | pkg of 1 ea,Joint: ST/NS19/22,Synthware, A451922
,Joint: ST/NS 24/40,,,,, | SYNA452440 |  | Aldrich | Synthware ™ inlet/thermometer adapter with one holed rubber adapter |  | ,,,, | Labware , Manufacturer Browser , Synthware , Synthware Adapters |  | pkg of 1 ea,Joint: ST/NS24/40,Synthware, A452440 | , |  |  | pkg of 1 ea,Joint: ST/NS24/40,Synthware, A452440
,100 mL, top Joint: ST/NS 24/40, bottom Joint: ST/NS 14/20,,,,, | SYNA262414 |  | Aldrich | Synthware ™ Kjeldahl distilling trap |  | ,,,, | Labware , Manufacturer Browser , Synthware , Synthware Adapters |  | Joint: ST/NS top24/40,bottom Joint: ST/NS14/20,100 mL,pkg of 1 ea,Synthware, A262414 | , |  |  | Joint: ST/NS top24/40,bottom Joint: ST/NS14/20,100 mL,pkg of 1 ea,Synthware, A262414
,100 mL, top Joint: ST/NS 24/40, bottom Joint: ST/NS 19/22,,,,, | SYNA262419 |  | Aldrich | Synthware ™ Kjeldahl distilling trap |  | ,,,, | Labware , Manufacturer Browser , Synthware , Synthware Adapters |  | Joint: ST/NS top24/40,bottom Joint: ST/NS19/22,100 mL,pkg of 1 ea,Synthware, A262419 | , |  |  | Joint: ST/NS top24/40,bottom Joint: ST/NS19/22,100 mL,pkg of 1 ea,Synthware, A262419
,100 mL, top Joint: ST/NS 24/40, bottom Joint: ST/NS 24/40,,,,, | SYNA264100 |  | Aldrich | Synthware ™ Kjeldahl distilling trap |  | ,,,, | Labware , Manufacturer Browser , Synthware , Synthware Adapters |  | Joint: ST/NS top24/40,bottom Joint: ST/NS24/40,100 mL,pkg of 1 ea,Synthware, A264100 | , |  |  | Joint: ST/NS top24/40,bottom Joint: ST/NS24/40,100 mL,pkg of 1 ea,Synthware, A264100
,Joint: ST/NS 14/20,,,,, | SYNA651420 |  | Aldrich | Synthware ™ long stem inlet adapter |  | ,,,, | Labware , Manufacturer Browser , Synthware , Synthware Adapters |  | pkg of 1 ea,Joint: ST/NS14/20,Synthware, A651420 | , |  |  | pkg of 1 ea,Joint: ST/NS14/20,Synthware, A651420
,Joint: ST/NS 24/40,,,,, | SYNA652440 |  | Aldrich | Synthware ™ long stem inlet adapter |  | ,,,, | Labware , Manufacturer Browser , Synthware , Synthware Adapters |  | pkg of 1 ea,Joint: ST/NS24/40,Synthware, A652440 | , |  |  | pkg of 1 ea,Joint: ST/NS24/40,Synthware, A652440
,Joint: ST/NS 14/20,,,,, | SYNA721420 |  | Aldrich | Synthware ™ metering flow control adapter with PTFE stopcock |  | ,,,, | Labware , Manufacturer Browser , Synthware , Synthware Adapters |  | pkg of 1 ea,Joint: ST/NS14/20,Synthware, A721420 | , |  |  | pkg of 1 ea,Joint: ST/NS14/20,Synthware, A721420
,Joint: ST/NS 19/22,,,,, | SYNA721922 |  | Aldrich | Synthware ™ metering flow control adapter with PTFE stopcock |  | ,,,, | Labware , Manufacturer Browser , Synthware , Synthware Adapters |  | pkg of 1 ea,Joint: ST/NS19/22,Synthware, A721922 | , |  |  | pkg of 1 ea,Joint: ST/NS19/22,Synthware, A721922
,Joint: ST/NS 14/20,,,,, | SYNA722440 |  | Aldrich | Synthware ™ metering flow control adapter with PTFE stopcock |  | ,,,, | Labware , Manufacturer Browser , Synthware , Synthware Adapters |  | pkg of 1 ea,Joint: ST/NS14/20,Synthware, A722440 | , |  |  | pkg of 1 ea,Joint: ST/NS14/20,Synthware, A722440
,Joint: ST/NS 14/20,,,,, | SYNA111420 |  | Aldrich | Synthware ™ modified Claisen adapter |  | ,,,, | Labware , Manufacturer Browser , Synthware , Synthware Adapters |  | pkg of 1 ea,Joint: ST/NS14/20,Synthware, A111420 | , |  |  | pkg of 1 ea,Joint: ST/NS14/20,Synthware, A111420
,Joint: ST/NS 24/40,,,,, | SYNA112440 |  | Aldrich | Synthware ™ modified Claisen adapter |  | ,,,, | Labware , Manufacturer Browser , Synthware , Synthware Adapters |  | pkg of 1 ea,Joint: ST/NS24/40,Synthware, A112440 | , |  |  | pkg of 1 ea,Joint: ST/NS24/40,Synthware, A112440
,100 mL, top Joint: ST/NS 24/40, bottom Joint: ST/NS 14/20,,,,, | SYNA602414 |  | Aldrich | Synthware ™ modified anti-splash adapter |  | ,,,, | Labware , Manufacturer Browser , Synthware , Synthware Adapters |  | Joint: ST/NS top24/40,bottom Joint: ST/NS14/20,100 mL,pkg of 1 ea,Synthware, A602414 | , |  |  | Joint: ST/NS top24/40,bottom Joint: ST/NS14/20,100 mL,pkg of 1 ea,Synthware, A602414
,100 mL, top Joint: ST/NS 24/40, bottom Joint: ST/NS 19/22,,,,, | SYNA602419 |  | Aldrich | Synthware ™ modified anti-splash adapter |  | ,,,, | Labware , Manufacturer Browser , Synthware , Synthware Adapters |  | Joint: ST/NS top24/40,bottom Joint: ST/NS19/22,100 mL,pkg of 1 ea,Synthware, A602419 | , |  |  | Joint: ST/NS top24/40,bottom Joint: ST/NS19/22,100 mL,pkg of 1 ea,Synthware, A602419
,100 mL, top Joint: ST/NS 24/40, bottom Joint: ST/NS 24/40,,,,, | SYNA602424 |  | Aldrich | Synthware ™ modified anti-splash adapter |  | ,,,, | Labware , Manufacturer Browser , Synthware , Synthware Adapters |  | Joint: ST/NS top24/40,bottom Joint: ST/NS24/40,100 mL,pkg of 1 ea,Synthware, A602424 | , |  |  | Joint: ST/NS top24/40,bottom Joint: ST/NS24/40,100 mL,pkg of 1 ea,Synthware, A602424
,100 mL, top Joint: ST/NS 29/42, bottom Joint: ST/NS 14/20,,,,, | SYNA602914 |  | Aldrich | Synthware ™ modified anti-splash adapter |  | ,,,, | Labware , Manufacturer Browser , Synthware , Synthware Adapters |  | Joint: ST/NS top29/42,bottom Joint: ST/NS14/20,100 mL,pkg of 1 ea,Synthware, A602914 | , |  |  | Joint: ST/NS top29/42,bottom Joint: ST/NS14/20,100 mL,pkg of 1 ea,Synthware, A602914
,100 mL, top Joint: ST/NS 29/42, bottom Joint: ST/NS 24/40,,,,, | SYNA602924 |  | Aldrich | Synthware ™ modified anti-splash adapter |  | ,,,, | Labware , Manufacturer Browser , Synthware , Synthware Adapters |  | Joint: ST/NS top29/42,bottom Joint: ST/NS24/40,100 mL,pkg of 1 ea,Synthware, A602924 | , |  |  | Joint: ST/NS top29/42,bottom Joint: ST/NS24/40,100 mL,pkg of 1 ea,Synthware, A602924
,250 mL, top Joint: ST/NS 24/40, bottom Joint: ST/NS 14/20,,,,, | SYNA601250 |  | Aldrich | Synthware ™ modified anti-splash adapter |  | ,,,, | Labware , Manufacturer Browser , Synthware , Synthware Adapters |  | Joint: ST/NS top24/40,bottom Joint: ST/NS14/20,250 mL,pkg of 1 ea,Synthware, A601250 | , |  |  | Joint: ST/NS top24/40,bottom Joint: ST/NS14/20,250 mL,pkg of 1 ea,Synthware, A601250
,250 mL, top Joint: ST/NS 24/40, bottom Joint: ST/NS 24/40,,,,, | SYNA604250 |  | Aldrich | Synthware ™ modified anti-splash adapter |  | ,,,, | Labware , Manufacturer Browser , Synthware , Synthware Adapters |  | Joint: ST/NS top24/40,bottom Joint: ST/NS24/40,250 mL,pkg of 1 ea,Synthware, A604250 | , |  |  | Joint: ST/NS top24/40,bottom Joint: ST/NS24/40,250 mL,pkg of 1 ea,Synthware, A604250
,100 mL, top Joint: ST/NS 24/40, bottom Joint: ST/NS 14/20,,,,, | SYNA462414 |  | Aldrich | Synthware ™ modified anti-splash adapter with fritted disc |  | ,,,, | Labware , Manufacturer Browser , Synthware , Synthware Adapters |  | Joint: ST/NS top24/40,bottom Joint: ST/NS14/20,100 mL,pkg of 1 ea,Synthware, A462414 | , |  |  | Joint: ST/NS top24/40,bottom Joint: ST/NS14/20,100 mL,pkg of 1 ea,Synthware, A462414
,100 mL, top Joint: ST/NS 24/40, bottom Joint: ST/NS 24/40,,,,, | SYNA462424 |  | Aldrich | Synthware ™ modified anti-splash adapter with fritted disc |  | ,,,, | Labware , Manufacturer Browser , Synthware , Synthware Adapters |  | Joint: ST/NS top24/40,bottom Joint: ST/NS24/40,100 mL,pkg of 1 ea,Synthware, A462424 | , |  |  | Joint: ST/NS top24/40,bottom Joint: ST/NS24/40,100 mL,pkg of 1 ea,Synthware, A462424
,250 mL, top Joint: ST/NS 24/40, bottom Joint: ST/NS 14/20,,,,, | SYNA461250 |  | Aldrich | Synthware ™ modified anti-splash adapter with fritted disc |  | ,,,, | Labware , Manufacturer Browser , Synthware , Synthware Adapters |  | Joint: ST/NS top24/40,bottom Joint: ST/NS14/20,250 mL,pkg of 1 ea,Synthware, A461250 | , |  |  | Joint: ST/NS top24/40,bottom Joint: ST/NS14/20,250 mL,pkg of 1 ea,Synthware, A461250
,250 mL, top Joint: ST/NS 24/40, bottom Joint: ST/NS 24/40,,,,, | SYNA464250 |  | Aldrich | Synthware ™ modified anti-splash adapter with fritted disc |  | ,,,, | Labware , Manufacturer Browser , Synthware , Synthware Adapters |  | Joint: ST/NS top24/40,bottom Joint: ST/NS24/40,250 mL,pkg of 1 ea,Synthware, A464250 | , |  |  | Joint: ST/NS top24/40,bottom Joint: ST/NS24/40,250 mL,pkg of 1 ea,Synthware, A464250
,female Joint: ST/NS 10/30, male Joint: ST/NS 24/40,,,,, | SYNA201024 |  | Aldrich | Synthware ™ reducing adapter |  | ,,,, | Labware , Manufacturer Browser , Synthware , Synthware Adapters |  | male Joint: ST/NS24/40,female Joint: ST/NS10/30,pkg of 1 ea,Synthware, A201024 | , |  |  | male Joint: ST/NS24/40,female Joint: ST/NS10/30,pkg of 1 ea,Synthware, A201024
,top Joint: ST/NS 14/20, bottom Joint: ST/NS 19/22,,,,, | SYNA201419 |  | Aldrich | Synthware ™ reducing adapter |  | ,,,, | Labware , Manufacturer Browser , Synthware , Synthware Adapters |  | Joint: ST/NS top14/20,bottom Joint: ST/NS19/22,pkg of 1 ea,Synthware, A201419 | , |  |  | Joint: ST/NS top14/20,bottom Joint: ST/NS19/22,pkg of 1 ea,Synthware, A201419
,top Joint: ST/NS 14/20, bottom Joint: ST/NS 24/40,,,,, | SYNA201424 |  | Aldrich | Synthware ™ reducing adapter |  | ,,,, | Labware , Manufacturer Browser , Synthware , Synthware Adapters |  | Joint: ST/NS top14/20,bottom Joint: ST/NS24/40,pkg of 1 ea,Synthware, A201424 | , |  |  | Joint: ST/NS top14/20,bottom Joint: ST/NS24/40,pkg of 1 ea,Synthware, A201424
,top Joint: ST/NS 19/22, bottom Joint: ST/NS 24/40,,,,, | SYNA201924 |  | Aldrich | Synthware ™ reducing adapter |  | ,,,, | Labware , Manufacturer Browser , Synthware , Synthware Adapters |  | Joint: ST/NS top19/22,bottom Joint: ST/NS24/40,pkg of 1 ea,Synthware, A201924 | , |  |  | Joint: ST/NS top19/22,bottom Joint: ST/NS24/40,pkg of 1 ea,Synthware, A201924
,top Joint: ST/NS 24/40, bottom Joint: ST/NS 29/42,,,,, | SYNA202429 |  | Aldrich | Synthware ™ reducing adapter |  | ,,,, | Labware , Manufacturer Browser , Synthware , Synthware Adapters |  | Joint: ST/NS top24/40,bottom Joint: ST/NS29/42,pkg of 1 ea,Synthware, A202429 | , |  |  | Joint: ST/NS top24/40,bottom Joint: ST/NS29/42,pkg of 1 ea,Synthware, A202429
,top Joint: ST/NS 24/40, bottom Joint: ST/NS 34/35,,,,, | SYNA202434 |  | Aldrich | Synthware ™ reducing adapter |  | ,,,, | Labware , Manufacturer Browser , Synthware , Synthware Adapters |  | Joint: ST/NS top24/40,bottom Joint: ST/NS34/35,pkg of 1 ea,Synthware, A202434 | , |  |  | Joint: ST/NS top24/40,bottom Joint: ST/NS34/35,pkg of 1 ea,Synthware, A202434
,top Joint: ST/NS 24/40, bottom Joint: ST/NS 45/50,,,,, | SYNA202445 |  | Aldrich | Synthware ™ reducing adapter |  | ,,,, | Labware , Manufacturer Browser , Synthware , Synthware Adapters |  | Joint: ST/NS top24/40,bottom Joint: ST/NS45/50,pkg of 1 ea,Synthware, A202445 | , |  |  | Joint: ST/NS top24/40,bottom Joint: ST/NS45/50,pkg of 1 ea,Synthware, A202445
,hose connection O.D. 10 mm,,,,, | SYNM131604 |  | Aldrich | Synthware ™ #15 o-ring joint to hose connection adapter |  | ,,,, | Labware , Manufacturer Browser , Synthware , Synthware Adapters |  | pkg of 1 ea,Synthware, M131604 | , |  |  | pkg of 1 ea,Synthware, M131604
,hose connection O.D. 16 mm,,,,, | SYNM131605 |  | Aldrich | Synthware ™ #15 o-ring joint to hose connection adapter |  | ,,,, | Labware , Manufacturer Browser , Synthware , Synthware Adapters |  | pkg of 1 ea,Synthware, M131605 | , |  |  | pkg of 1 ea,Synthware, M131605
,Joint: ST/NS 14/20,,,,, | SYNM131514 |  | Aldrich | Synthware ™ #15 o-ring joint to inner joint adapter |  | ,,,, | Labware , Manufacturer Browser , Synthware , Synthware Adapters |  | pkg of 1 ea,Joint: ST/NS14/20,Synthware, M131514 | , |  |  | pkg of 1 ea,Joint: ST/NS14/20,Synthware, M131514
,Joint: ST/NS 19/22,,,,, | SYNM131519 |  | Aldrich | Synthware ™ #15 o-ring joint to inner joint adapter |  | ,,,, | Labware , Manufacturer Browser , Synthware , Synthware Adapters |  | pkg of 1 ea,Joint: ST/NS19/22,Synthware, M131519 | , |  |  | pkg of 1 ea,Joint: ST/NS19/22,Synthware, M131519
,Joint: ST/NS 24/40,,,,, | SYNM131524 |  | Aldrich | Synthware ™ #15 o-ring joint to inner joint adapter |  | ,,,, | Labware , Manufacturer Browser , Synthware , Synthware Adapters |  | pkg of 1 ea,Joint: ST/NS24/40,Synthware, M131524 | , |  |  | pkg of 1 ea,Joint: ST/NS24/40,Synthware, M131524
,Joint: ST/NS 14/20,,,,, | SYNA851420 |  | Aldrich | Synthware ™ U-shaped drying tube |  | ,,,, | Labware , Manufacturer Browser , Synthware , Synthware Adapters |  | pkg of 1 ea,Joint: ST/NS14/20,Synthware, A851420 | , |  |  | pkg of 1 ea,Joint: ST/NS14/20,Synthware, A851420
,Joint: ST/NS 19/22,,,,, | SYNA851922 |  | Aldrich | Synthware ™ U-shaped drying tube |  | ,,,, | Labware , Manufacturer Browser , Synthware , Synthware Adapters |  | pkg of 1 ea,Joint: ST/NS19/22,Synthware, A851922 | , |  |  | pkg of 1 ea,Joint: ST/NS19/22,Synthware, A851922
,Joint: ST/NS 24/40,,,,, | SYNA852440 |  | Aldrich | Synthware ™ U-shaped drying tube |  | ,,,, | Labware , Manufacturer Browser , Synthware , Synthware Adapters |  | pkg of 1 ea,Joint: ST/NS24/40,Synthware, A852440 | , |  |  | pkg of 1 ea,Joint: ST/NS24/40,Synthware, A852440
,100 mL, top Joint: ST/NS 24/40, bottom Joint: ST/NS 14/20,,,,, | SYNA282414 |  | Aldrich | Synthware ™ anti-splash adapter |  | ,,,, | Labware , Manufacturer Browser , Synthware , Synthware Adapters |  | Joint: ST/NS top24/40,bottom Joint: ST/NS14/20,100 mL,pkg of 1 ea,Synthware, A282414 | , |  |  | Joint: ST/NS top24/40,bottom Joint: ST/NS14/20,100 mL,pkg of 1 ea,Synthware, A282414
,100 mL, top Joint: ST/NS 24/40, bottom Joint: ST/NS 19/22,,,,, | SYNA282419 |  | Aldrich | Synthware ™ anti-splash adapter |  | ,,,, | Labware , Manufacturer Browser , Synthware , Synthware Adapters |  | Joint: ST/NS top24/40,bottom Joint: ST/NS19/22,100 mL,pkg of 1 ea,Synthware, A282419 | , |  |  | Joint: ST/NS top24/40,bottom Joint: ST/NS19/22,100 mL,pkg of 1 ea,Synthware, A282419
,100 mL, top Joint: ST/NS 24/40, bottom Joint: ST/NS 24/40,,,,, | SYNA282424 |  | Aldrich | Synthware ™ anti-splash adapter |  | ,,,, | Labware , Manufacturer Browser , Synthware , Synthware Adapters |  | Joint: ST/NS top24/40,bottom Joint: ST/NS24/40,100 mL,pkg of 1 ea,Synthware, A282424 | , |  |  | Joint: ST/NS top24/40,bottom Joint: ST/NS24/40,100 mL,pkg of 1 ea,Synthware, A282424
,100 mL, top Joint: ST/NS 29/42, bottom Joint: ST/NS 14/20,,,,, | SYNA282914 |  | Aldrich | Synthware ™ anti-splash adapter |  | ,,,, | Labware , Manufacturer Browser , Synthware , Synthware Adapters |  | Joint: ST/NS top29/42,bottom Joint: ST/NS14/20,100 mL,pkg of 1 ea,Synthware, A282914 | , |  |  | Joint: ST/NS top29/42,bottom Joint: ST/NS14/20,100 mL,pkg of 1 ea,Synthware, A282914
,100 mL, top Joint: ST/NS 29/42, bottom Joint: ST/NS 24/40,,,,, | SYNA282924 |  | Aldrich | Synthware ™ anti-splash adapter |  | ,,,, | Labware , Manufacturer Browser , Synthware , Synthware Adapters |  | Joint: ST/NS top29/42,bottom Joint: ST/NS24/40,100 mL,pkg of 1 ea,Synthware, A282924 | , |  |  | Joint: ST/NS top29/42,bottom Joint: ST/NS24/40,100 mL,pkg of 1 ea,Synthware, A282924
,250 mL, top Joint: ST/NS 24/40, bottom Joint: ST/NS 14/20,,,,, | SYNA281250 |  | Aldrich | Synthware ™ anti-splash adapter |  | ,,,, | Labware , Manufacturer Browser , Synthware , Synthware Adapters |  | Joint: ST/NS top24/40,bottom Joint: ST/NS14/20,250 mL,pkg of 1 ea,Synthware, A281250 | , |  |  | Joint: ST/NS top24/40,bottom Joint: ST/NS14/20,250 mL,pkg of 1 ea,Synthware, A281250
,250 mL, top Joint: ST/NS 24/40, bottom Joint: ST/NS 19/22,,,,, | SYNA289250 |  | Aldrich | Synthware ™ anti-splash adapter |  | ,,,, | Labware , Manufacturer Browser , Synthware , Synthware Adapters |  | Joint: ST/NS top24/40,bottom Joint: ST/NS19/22,250 mL,pkg of 1 ea,Synthware, A289250 | , |  |  | Joint: ST/NS top24/40,bottom Joint: ST/NS19/22,250 mL,pkg of 1 ea,Synthware, A289250
,250 mL, top Joint: ST/NS 24/40, bottom Joint: ST/NS 24/40,,,,, | SYNA284250 |  | Aldrich | Synthware ™ anti-splash adapter |  | ,,,, | Labware , Manufacturer Browser , Synthware , Synthware Adapters |  | Joint: ST/NS top24/40,bottom Joint: ST/NS24/40,250 mL,pkg of 1 ea,Synthware, A284250 | , |  |  | Joint: ST/NS top24/40,bottom Joint: ST/NS24/40,250 mL,pkg of 1 ea,Synthware, A284250
,250 mL, top Joint: ST/NS 29/42, bottom Joint: ST/NS 24/40,,,,, | SYNA282250 |  | Aldrich | Synthware ™ anti-splash adapter |  | ,,,, | Labware , Manufacturer Browser , Synthware , Synthware Adapters |  | Joint: ST/NS top29/42,bottom Joint: ST/NS24/40,250 mL,pkg of 1 ea,Synthware, A282250 | , |  |  | Joint: ST/NS top29/42,bottom Joint: ST/NS24/40,250 mL,pkg of 1 ea,Synthware, A282250
,250 mL, top Joint: ST/NS 29/42, bottom Joint: ST/NS 19/42,,,,, | SYNA288250 |  | Aldrich | Synthware ™ anti-splash adapter |  | ,,,, | Labware , Manufacturer Browser , Synthware , Synthware Adapters |  | Joint: ST/NS top29/42,bottom Joint: ST/NS19/42,250 mL,pkg of 1 ea,Synthware, A288250 | , |  |  | Joint: ST/NS top29/42,bottom Joint: ST/NS19/42,250 mL,pkg of 1 ea,Synthware, A288250
,100 mL, top Joint: ST/NS 24/40, bottom Joint: ST/NS 14/20,,,,, | SYNA232414 |  | Aldrich | Synthware ™ anti-splash adapter with fritted disc |  | ,,,, | Labware , Manufacturer Browser , Synthware , Synthware Adapters |  | Joint: ST/NS top24/40,bottom Joint: ST/NS14/20,100 mL,pkg of 1 ea,Synthware, A232414 | , |  |  | Joint: ST/NS top24/40,bottom Joint: ST/NS14/20,100 mL,pkg of 1 ea,Synthware, A232414
,100 mL, top Joint: ST/NS 24/40, bottom Joint: ST/NS 19/22,,,,, | SYNA232419 |  | Aldrich | Synthware ™ anti-splash adapter with fritted disc |  | ,,,, | Labware , Manufacturer Browser , Synthware , Synthware Adapters |  | Joint: ST/NS top24/40,bottom Joint: ST/NS19/22,100 mL,pkg of 1 ea,Synthware, A232419 | , |  |  | Joint: ST/NS top24/40,bottom Joint: ST/NS19/22,100 mL,pkg of 1 ea,Synthware, A232419
,100 mL, top Joint: ST/NS 24/40, bottom Joint: ST/NS 24/40,,,,, | SYNA232424 |  | Aldrich | Synthware ™ anti-splash adapter with fritted disc |  | ,,,, | Labware , Manufacturer Browser , Synthware , Synthware Adapters |  | Joint: ST/NS top24/40,bottom Joint: ST/NS24/40,100 mL,pkg of 1 ea,Synthware, A232424 | , |  |  | Joint: ST/NS top24/40,bottom Joint: ST/NS24/40,100 mL,pkg of 1 ea,Synthware, A232424
,250 mL, top Joint: ST/NS 24/40, bottom Joint: ST/NS 14/20,,,,, | SYNA231250 |  | Aldrich | Synthware ™ anti-splash adapter with fritted disc |  | ,,,, | Labware , Manufacturer Browser , Synthware , Synthware Adapters |  | Joint: ST/NS top24/40,bottom Joint: ST/NS14/20,250 mL,pkg of 1 ea,Synthware, A231250 | , |  |  | Joint: ST/NS top24/40,bottom Joint: ST/NS14/20,250 mL,pkg of 1 ea,Synthware, A231250
,250 mL, top Joint: ST/NS 24/40, bottom Joint: ST/NS 24/40,,,,, | SYNA234250 |  | Aldrich | Synthware ™ anti-splash adapter with fritted disc |  | ,,,, | Labware , Manufacturer Browser , Synthware , Synthware Adapters |  | Joint: ST/NS top24/40,bottom Joint: ST/NS24/40,250 mL,pkg of 1 ea,Synthware, A234250 | , |  |  | Joint: ST/NS top24/40,bottom Joint: ST/NS24/40,250 mL,pkg of 1 ea,Synthware, A234250
,Joint: ST/NS 14/20,,,,, | SYNA861420 |  | Aldrich | Synthware ™ straight drying tube |  | ,,,, | Labware , Manufacturer Browser , Synthware , Synthware Adapters |  | pkg of 1 ea,Joint: ST/NS14/20,Synthware, A861420 | , |  |  | pkg of 1 ea,Joint: ST/NS14/20,Synthware, A861420
,Joint: ST/NS 19/22,,,,, | SYNA861922 |  | Aldrich | Synthware ™ straight drying tube |  | ,,,, | Labware , Manufacturer Browser , Synthware , Synthware Adapters |  | pkg of 1 ea,Joint: ST/NS19/22,Synthware, A861922 | , |  |  | pkg of 1 ea,Joint: ST/NS19/22,Synthware, A861922
,Joint: ST/NS 24/40,,,,, | SYNA862440 |  | Aldrich | Synthware ™ straight drying tube |  | ,,,, | Labware , Manufacturer Browser , Synthware , Synthware Adapters |  | pkg of 1 ea,Joint: ST/NS24/40,Synthware, A862440 | , |  |  | pkg of 1 ea,Joint: ST/NS24/40,Synthware, A862440
,Joint: ST/NS 14/20,,,,, | SYNA331420 |  | Aldrich | Synthware ™ three-arm connecting adapter |  | ,,,, | Labware , Manufacturer Browser , Synthware , Synthware Adapters |  | pkg of 1 ea,Joint: ST/NS14/20,Synthware, A331420 | , |  |  | pkg of 1 ea,Joint: ST/NS14/20,Synthware, A331420
,top female Joint: ST/NS 14/20, bottom Joint: ST/NS 14/20,,,,, | SYNA101420 |  | Aldrich | Synthware ™ three-arm connecting adapter |  | ,,,, | Labware , Manufacturer Browser , Synthware , Synthware Adapters |  | female Joint: ST/NS top14/20,bottom Joint: ST/NS14/20,pkg of 1 ea,Synthware, A101420 | , |  |  | female Joint: ST/NS top14/20,bottom Joint: ST/NS14/20,pkg of 1 ea,Synthware, A101420
,Joint: ST/NS 24/40,,,,, | SYNA332440 |  | Aldrich | Synthware ™ three-arm connecting adapter |  | ,,,, | Labware , Manufacturer Browser , Synthware , Synthware Adapters |  | pkg of 1 ea,Joint: ST/NS24/40,Synthware, A332440 | , |  |  | pkg of 1 ea,Joint: ST/NS24/40,Synthware, A332440
,top female Joint: ST/NS 24/40, bottom Joint: ST/NS 24/40,,,,, | SYNA102440 |  | Aldrich | Synthware ™ three-arm connecting adapter |  | ,,,, | Labware , Manufacturer Browser , Synthware , Synthware Adapters |  | female Joint: ST/NS top24/40,bottom Joint: ST/NS24/40,pkg of 1 ea,Synthware, A102440 | , |  |  | female Joint: ST/NS top24/40,bottom Joint: ST/NS24/40,pkg of 1 ea,Synthware, A102440
,Joint: ST/NS 14/20,,,,, | SYNA391420 |  | Aldrich | Synthware ™ transfer valve adapter |  | ,,,, | Labware , Manufacturer Browser , Synthware , Synthware Adapters |  | pkg of 1 ea,Joint: ST/NS14/20,Synthware, A391420 | , |  |  | pkg of 1 ea,Joint: ST/NS14/20,Synthware, A391420
,Joint: ST/NS 24/40,,,,, | SYNA392440 |  | Aldrich | Synthware ™ transfer valve adapter |  | ,,,, | Labware , Manufacturer Browser , Synthware , Synthware Adapters |  | pkg of 1 ea,Joint: ST/NS24/40,Synthware, A392440 | , |  |  | pkg of 1 ea,Joint: ST/NS24/40,Synthware, A392440
,Joint: ST/NS 14/20,,,,, | SYNA341420 |  | Aldrich | Synthware ™ twin hose connecting adapter |  | ,,,, | Labware , Manufacturer Browser , Synthware , Synthware Adapters |  | pkg of 1 ea,Joint: ST/NS14/20,Synthware, A341420 | , |  |  | pkg of 1 ea,Joint: ST/NS14/20,Synthware, A341420
,Joint: ST/NS 19/22,,,,, | SYNA341922 |  | Aldrich | Synthware ™ twin hose connecting adapter |  | ,,,, | Labware , Manufacturer Browser , Synthware , Synthware Adapters |  | pkg of 1 ea,Joint: ST/NS19/22,Synthware, A341922 | , |  |  | pkg of 1 ea,Joint: ST/NS19/22,Synthware, A341922
,Joint: ST/NS 24/40,,,,, | SYNA342440 |  | Aldrich | Synthware ™ twin hose connecting adapter |  | ,,,, | Labware , Manufacturer Browser , Synthware , Synthware Adapters |  | pkg of 1 ea,Joint: ST/NS24/40,Synthware, A342440 | , |  |  | pkg of 1 ea,Joint: ST/NS24/40,Synthware, A342440
,Joint: ST/NS 29/42,,,,, | SYNA342942 |  | Aldrich | Synthware ™ twin hose connecting adapter |  | ,,,, | Labware , Manufacturer Browser , Synthware , Synthware Adapters |  | pkg of 1 ea,Joint: ST/NS29/42,Synthware, A342942 | , |  |  | pkg of 1 ea,Joint: ST/NS29/42,Synthware, A342942
,top Joint: ST/NS 29/42, bottom Joint: ST/NS 14/20,,,,, | SYNB262914 |  | Aldrich | Synthware ™ bubbler with PTFE stopcock |  | ,,,, | Labware , Manufacturer Browser , Synthware , Synthware Bubblers |  | Joint: ST/NS top29/42,bottom Joint: ST/NS14/20,pkg of 1 ea,Synthware, B262914 | , |  |  | Joint: ST/NS top29/42,bottom Joint: ST/NS14/20,pkg of 1 ea,Synthware, B262914
,top Joint: ST/NS 29/42, bottom Joint: ST/NS 24/40,,,,, | SYNB262924 |  | Aldrich | Synthware ™ bubbler with PTFE stopcock |  | ,,,, | Labware , Manufacturer Browser , Synthware , Synthware Bubblers |  | Joint: ST/NS top29/42,bottom Joint: ST/NS24/40,pkg of 1 ea,Synthware, B262924 | , |  |  | Joint: ST/NS top29/42,bottom Joint: ST/NS24/40,pkg of 1 ea,Synthware, B262924
,O.D. × H 185 mm,,,,, | SYNB257040 |  | Aldrich | Synthware ™ mineral oil bubbler |  | ,,,, | Labware , Manufacturer Browser , Synthware , Synthware Bubblers |  | pkg of 1 ea,Synthware, B257040,185 mm | , |  |  | pkg of 1 ea,Synthware, B257040,185 mm
,O.D. × H 500 mm,,,,, | SYNB257040L |  | Aldrich | Synthware ™ mineral oil bubbler |  | ,,,, | Labware , Manufacturer Browser , Synthware , Synthware Bubblers |  | pkg of 1 ea,Synthware, B257040L,500 mm | , |  |  | pkg of 1 ea,Synthware, B257040L,500 mm
,GL 14,,,,, | SYNGL14 |  | Aldrich | Synthware ™ Nylon cap with PTFE faced silicone liner |  | ,,,, | Labware , Manufacturer Browser , Synthware , Synthware Caps |  | pkg of 1 ea,Synthware, GL14,GL 14 | , |  |  | pkg of 1 ea,Synthware, GL14,GL 14
,GL 25,,,,, | SYNGL25 |  | Aldrich | Synthware ™ Nylon cap with PTFE faced silicone liner |  | ,,,, | Labware , Manufacturer Browser , Synthware , Synthware Caps |  | pkg of 1 ea,Synthware, GL25,GL 25 | , |  |  | pkg of 1 ea,Synthware, GL25,GL 25
,GL 32,,,,, | SYNGL32 |  | Aldrich | Synthware ™ Nylon cap with PTFE faced silicone liner |  | ,,,, | Labware , Manufacturer Browser , Synthware , Synthware Caps |  | pkg of 1 ea,Synthware, GL32,GL 32 | , |  |  | pkg of 1 ea,Synthware, GL32,GL 32
,GL 14,,,,, | SYNR14 |  | Aldrich | Synthware ™ PTFE septa for use with GL caps |  | ,,,, | Labware , Manufacturer Browser , Synthware , Synthware Caps |  | pkg of 1 ea,Synthware, R14,GL 14 | , |  |  | pkg of 1 ea,Synthware, R14,GL 14
,GL 25,,,,, | SYNR25 |  | Aldrich | Synthware ™ PTFE septa for use with GL caps |  | ,,,, | Labware , Manufacturer Browser , Synthware , Synthware Caps |  | pkg of 1 ea,Synthware, R25,GL 25 | , |  |  | pkg of 1 ea,Synthware, R25,GL 25
,GL 32,,,,, | SYNR32 |  | Aldrich | Synthware ™ PTFE septa for use with GL caps |  | ,,,, | Labware , Manufacturer Browser , Synthware , Synthware Caps |  | pkg of 1 ea,Synthware, R32,GL 32 | , |  |  | pkg of 1 ea,Synthware, R32,GL 32
,I.D. 10.0 mm, L 203 mm,,,,, | SYNC361320 |  | Aldrich | Synthware ™ chromatography column with PTFE stopcock |  | ,,,, | Labware , Manufacturer Browser , Synthware , Synthware Chromatography |  | pkg of 1 ea,Synthware, C361320,10.0 mm,203 mm | , |  |  | pkg of 1 ea,Synthware, C361320,10.0 mm,203 mm
,I.D. 10.0 mm, L 305 mm,,,,, | SYNC361330 |  | Aldrich | Synthware ™ chromatography column with PTFE stopcock |  | ,,,, | Labware , Manufacturer Browser , Synthware , Synthware Chromatography |  | pkg of 1 ea,Synthware, C361330,10.0 mm,305 mm | , |  |  | pkg of 1 ea,Synthware, C361330,10.0 mm,305 mm
,I.D. 10.0 mm, L 406 mm,,,,, | SYNC361340 |  | Aldrich | Synthware ™ chromatography column with PTFE stopcock |  | ,,,, | Labware , Manufacturer Browser , Synthware , Synthware Chromatography |  | pkg of 1 ea,Synthware, C361340,10.0 mm,406 mm | , |  |  | pkg of 1 ea,Synthware, C361340,10.0 mm,406 mm
,I.D. 13.4 mm, L 203 mm,,,,, | SYNC361720 |  | Aldrich | Synthware ™ chromatography column with PTFE stopcock |  | ,,,, | Labware , Manufacturer Browser , Synthware , Synthware Chromatography |  | pkg of 1 ea,Synthware, C361720,13.4 mm,203 mm | , |  |  | pkg of 1 ea,Synthware, C361720,13.4 mm,203 mm
,I.D. 13.4 mm, L 254 mm,,,,, | SYNC361725 |  | Aldrich | Synthware ™ chromatography column with PTFE stopcock |  | ,,,, | Labware , Manufacturer Browser , Synthware , Synthware Chromatography |  | pkg of 1 ea,Synthware, C361725,13.4 mm,254 mm | , |  |  | pkg of 1 ea,Synthware, C361725,13.4 mm,254 mm
,I.D. 13.4 mm, L 305 mm,,,,, | SYNC361730 |  | Aldrich | Synthware ™ chromatography column with PTFE stopcock |  | ,,,, | Labware , Manufacturer Browser , Synthware , Synthware Chromatography |  | pkg of 1 ea,Synthware, C361730,13.4 mm,305 mm | , |  |  | pkg of 1 ea,Synthware, C361730,13.4 mm,305 mm
,I.D. 20.0 mm, L 203 mm,,,,, | SYNC362620 |  | Aldrich | Synthware ™ chromatography column with PTFE stopcock |  | ,,,, | Labware , Manufacturer Browser , Synthware , Synthware Chromatography |  | pkg of 1 ea,Synthware, C362620,20.0 mm,203 mm | , |  |  | pkg of 1 ea,Synthware, C362620,20.0 mm,203 mm
,I.D. 20.0 mm, L 254 mm,,,,, | SYNC362625 |  | Aldrich | Synthware ™ chromatography column with PTFE stopcock |  | ,,,, | Labware , Manufacturer Browser , Synthware , Synthware Chromatography |  | pkg of 1 ea,Synthware, C362625,20.0 mm,254 mm | , |  |  | pkg of 1 ea,Synthware, C362625,20.0 mm,254 mm
,I.D. 20.0 mm, L 305 mm,,,,, | SYNC362630 |  | Aldrich | Synthware ™ chromatography column with PTFE stopcock |  | ,,,, | Labware , Manufacturer Browser , Synthware , Synthware Chromatography |  | pkg of 1 ea,Synthware, C362630,20.0 mm,305 mm | , |  |  | pkg of 1 ea,Synthware, C362630,20.0 mm,305 mm
,I.D. 20.0 mm, L 457 mm,,,,, | SYNC362640 |  | Aldrich | Synthware ™ chromatography column with PTFE stopcock |  | ,,,, | Labware , Manufacturer Browser , Synthware , Synthware Chromatography |  | pkg of 1 ea,Synthware, C362640,20.0 mm,457 mm | , |  |  | pkg of 1 ea,Synthware, C362640,20.0 mm,457 mm
,I.D. 26.0 mm, L 254 mm,,,,, | SYNC363225 |  | Aldrich | Synthware ™ chromatography column with PTFE stopcock |  | ,,,, | Labware , Manufacturer Browser , Synthware , Synthware Chromatography |  | pkg of 1 ea,Synthware, C363225,26.0 mm,254 mm | , |  |  | pkg of 1 ea,Synthware, C363225,26.0 mm,254 mm
,I.D. 40.0 mm, L 457 mm,,,,, | SYNC364640 |  | Aldrich | Synthware ™ chromatography column with PTFE stopcock |  | ,,,, | Labware , Manufacturer Browser , Synthware , Synthware Chromatography |  | pkg of 1 ea,Synthware, C364640,40.0 mm,457 mm | , |  |  | pkg of 1 ea,Synthware, C364640,40.0 mm,457 mm
,I.D. 53.0 mm, L 305 mm,,,,, | SYNC366030 |  | Aldrich | Synthware ™ chromatography column with PTFE stopcock |  | ,,,, | Labware , Manufacturer Browser , Synthware , Synthware Chromatography |  | pkg of 1 ea,Synthware, C366030,53.0 mm,305 mm | , |  |  | pkg of 1 ea,Synthware, C366030,53.0 mm,305 mm
,I.D. 53.0 mm, L 457 mm,,,,, | SYNC366040 |  | Aldrich | Synthware ™ chromatography column with PTFE stopcock |  | ,,,, | Labware , Manufacturer Browser , Synthware , Synthware Chromatography |  | pkg of 1 ea,Synthware, C366040,53.0 mm,457 mm | , |  |  | pkg of 1 ea,Synthware, C366040,53.0 mm,457 mm
,I.D. 53.0 mm, L 610 mm,,,,, | SYNC366060 |  | Aldrich | Synthware ™ chromatography column with PTFE stopcock |  | ,,,, | Labware , Manufacturer Browser , Synthware , Synthware Chromatography |  | pkg of 1 ea,Synthware, C366060,53.0 mm,610 mm | , |  |  | pkg of 1 ea,Synthware, C366060,53.0 mm,610 mm
,I.D. 73.0 mm, L 305 mm,,,,, | SYNC368030 |  | Aldrich | Synthware ™ chromatography column with PTFE stopcock |  | ,,,, | Labware , Manufacturer Browser , Synthware , Synthware Chromatography |  | pkg of 1 ea,Synthware, C368030,73.0 mm,305 mm | , |  |  | pkg of 1 ea,Synthware, C368030,73.0 mm,305 mm
,L 203 mm,,,,, | SYNC361720C |  | Aldrich | Synthware ™ chromatography column with PTFE stopcock and coarse frit |  | ,,,, | Labware , Manufacturer Browser , Synthware , Synthware Chromatography |  | pkg of 1 ea,Synthware, C361720C,203 mm | , |  |  | pkg of 1 ea,Synthware, C361720C,203 mm
,L 254 mm,,,,, | SYNC361725C |  | Aldrich | Synthware ™ chromatography column with PTFE stopcock and coarse frit |  | ,,,, | Labware , Manufacturer Browser , Synthware , Synthware Chromatography |  | pkg of 1 ea,Synthware, C361725C,254 mm | , |  |  | pkg of 1 ea,Synthware, C361725C,254 mm
,L 305 mm,,,,, | SYNC361730C |  | Aldrich | Synthware ™ chromatography column with PTFE stopcock and coarse frit |  | ,,,, | Labware , Manufacturer Browser , Synthware , Synthware Chromatography |  | pkg of 1 ea,Synthware, C361730C,305 mm | , |  |  | pkg of 1 ea,Synthware, C361730C,305 mm
,L 457 mm,,,,, | SYNC361740C |  | Aldrich | Synthware ™ chromatography column with PTFE stopcock and coarse frit |  | ,,,, | Labware , Manufacturer Browser , Synthware , Synthware Chromatography |  | pkg of 1 ea,Synthware, C361740C,457 mm | , |  |  | pkg of 1 ea,Synthware, C361740C,457 mm
,L 203 mm,,,,, | SYNC362620C |  | Aldrich | Synthware ™ chromatography column with PTFE stopcock and coarse frit |  | ,,,, | Labware , Manufacturer Browser , Synthware , Synthware Chromatography |  | pkg of 1 ea,Synthware, C362620C,203 mm | , |  |  | pkg of 1 ea,Synthware, C362620C,203 mm
,L 254 mm,,,,, | SYNC362625C |  | Aldrich | Synthware ™ chromatography column with PTFE stopcock and coarse frit |  | ,,,, | Labware , Manufacturer Browser , Synthware , Synthware Chromatography |  | pkg of 1 ea,Synthware, C362625C,254 mm | , |  |  | pkg of 1 ea,Synthware, C362625C,254 mm
,L 305 mm,,,,, | SYNC362630C |  | Aldrich | Synthware ™ chromatography column with PTFE stopcock and coarse frit |  | ,,,, | Labware , Manufacturer Browser , Synthware , Synthware Chromatography |  | pkg of 1 ea,Synthware, C362630C,305 mm | , |  |  | pkg of 1 ea,Synthware, C362630C,305 mm
,L 457 mm,,,,, | SYNC362640C |  | Aldrich | Synthware ™ chromatography column with PTFE stopcock and coarse frit |  | ,,,, | Labware , Manufacturer Browser , Synthware , Synthware Chromatography |  | pkg of 1 ea,Synthware, C362640C,457 mm | , |  |  | pkg of 1 ea,Synthware, C362640C,457 mm
,L 254 mm,,,,, | SYNC363225C |  | Aldrich | Synthware ™ chromatography column with PTFE stopcock and coarse frit |  | ,,,, | Labware , Manufacturer Browser , Synthware , Synthware Chromatography |  | pkg of 1 ea,Synthware, C363225C,254 mm | , |  |  | pkg of 1 ea,Synthware, C363225C,254 mm
,L 254 mm,,,,, | SYNC363230C |  | Aldrich | Synthware ™ chromatography column with PTFE stopcock and coarse frit |  | ,,,, | Labware , Manufacturer Browser , Synthware , Synthware Chromatography |  | pkg of 1 ea,Synthware, C363230C,254 mm | , |  |  | pkg of 1 ea,Synthware, C363230C,254 mm
,L 457 mm,,,,, | SYNC363240C |  | Aldrich | Synthware ™ chromatography column with PTFE stopcock and coarse frit |  | ,,,, | Labware , Manufacturer Browser , Synthware , Synthware Chromatography |  | pkg of 1 ea,Synthware, C363240C,457 mm | , |  |  | pkg of 1 ea,Synthware, C363240C,457 mm
,L 203 mm,,,,, | SYNC364620C |  | Aldrich | Synthware ™ chromatography column with PTFE stopcock and coarse frit |  | ,,,, | Labware , Manufacturer Browser , Synthware , Synthware Chromatography |  | pkg of 1 ea,Synthware, C364620C,203 mm | , |  |  | pkg of 1 ea,Synthware, C364620C,203 mm
,L 254 mm,,,,, | SYNC364625C |  | Aldrich | Synthware ™ chromatography column with PTFE stopcock and coarse frit |  | ,,,, | Labware , Manufacturer Browser , Synthware , Synthware Chromatography |  | pkg of 1 ea,Synthware, C364625C,254 mm | , |  |  | pkg of 1 ea,Synthware, C364625C,254 mm
,L 305 mm,,,,, | SYNC364630C |  | Aldrich | Synthware ™ chromatography column with PTFE stopcock and coarse frit |  | ,,,, | Labware , Manufacturer Browser , Synthware , Synthware Chromatography |  | pkg of 1 ea,Synthware, C364630C,305 mm | , |  |  | pkg of 1 ea,Synthware, C364630C,305 mm
,L 457 mm,,,,, | SYNC364640C |  | Aldrich | Synthware ™ chromatography column with PTFE stopcock and coarse frit |  | ,,,, | Labware , Manufacturer Browser , Synthware , Synthware Chromatography |  | pkg of 1 ea,Synthware, C364640C,457 mm | , |  |  | pkg of 1 ea,Synthware, C364640C,457 mm
,L 457 mm,,,,, | SYNC366040C |  | Aldrich | Synthware ™ chromatography column with PTFE stopcock and coarse frit |  | ,,,, | Labware , Manufacturer Browser , Synthware , Synthware Chromatography |  | pkg of 1 ea,Synthware, C366040C,457 mm | , |  |  | pkg of 1 ea,Synthware, C366040C,457 mm
,L 610 mm,,,,, | SYNC366060C |  | Aldrich | Synthware ™ chromatography column with PTFE stopcock and coarse frit |  | ,,,, | Labware , Manufacturer Browser , Synthware , Synthware Chromatography |  | pkg of 1 ea,Synthware, C366060C,610 mm | , |  |  | pkg of 1 ea,Synthware, C366060C,610 mm
,L 305 mm,,,,, | SYNC368030C |  | Aldrich | Synthware ™ chromatography column with PTFE stopcock and coarse frit |  | ,,,, | Labware , Manufacturer Browser , Synthware , Synthware Chromatography |  | pkg of 1 ea,Synthware, C368030C,305 mm | , |  |  | pkg of 1 ea,Synthware, C368030C,305 mm
,top Joint: ST/NS 24/40, I.D. × L 13.4 mm × 203 mm,,,,, | SYNC184171 |  | Aldrich | Synthware ™ chromatography column with PTFE stopcock and coarse fritted disc |  | ,,,, | Labware , Manufacturer Browser , Synthware , Synthware Chromatography |  | pkg of 1 ea,Joint: ST/NS top24/40,13.4 mm × 203 mm,Synthware, C184171 | , |  |  | pkg of 1 ea,Joint: ST/NS top24/40,13.4 mm × 203 mm,Synthware, C184171
,top Joint: ST/NS 24/40, I.D. × L 13.4 mm × 203 mm,,,,, | SYNC184171C |  | Aldrich | Synthware ™ chromatography column with PTFE stopcock and coarse fritted disc |  | ,,,, | Labware , Manufacturer Browser , Synthware , Synthware Chromatography |  | pkg of 1 ea,Joint: ST/NS top24/40,13.4 mm × 203 mm,Synthware, C184171C | , |  |  | pkg of 1 ea,Joint: ST/NS top24/40,13.4 mm × 203 mm,Synthware, C184171C
,top Joint: ST/NS 24/40, I.D. × L 13.4 mm × 254 mm,,,,, | SYNC184172 |  | Aldrich | Synthware ™ chromatography column with PTFE stopcock and coarse fritted disc |  | ,,,, | Labware , Manufacturer Browser , Synthware , Synthware Chromatography |  | pkg of 1 ea,Joint: ST/NS top24/40,13.4 mm × 254 mm,Synthware, C184172 | , |  |  | pkg of 1 ea,Joint: ST/NS top24/40,13.4 mm × 254 mm,Synthware, C184172
,top Joint: ST/NS 24/40, I.D. × L 13.4 mm × 254 mm,,,,, | SYNC184172C |  | Aldrich | Synthware ™ chromatography column with PTFE stopcock and coarse fritted disc |  | ,,,, | Labware , Manufacturer Browser , Synthware , Synthware Chromatography |  | pkg of 1 ea,Joint: ST/NS top24/40,13.4 mm × 254 mm,Synthware, C184172C | , |  |  | pkg of 1 ea,Joint: ST/NS top24/40,13.4 mm × 254 mm,Synthware, C184172C
,top Joint: ST/NS 24/40, I.D. × L 13.4 mm × 305 mm,,,,, | SYNC184173 |  | Aldrich | Synthware ™ chromatography column with PTFE stopcock and coarse fritted disc |  | ,,,, | Labware , Manufacturer Browser , Synthware , Synthware Chromatography |  | pkg of 1 ea,Joint: ST/NS top24/40,13.4 mm × 305 mm,Synthware, C184173 | , |  |  | pkg of 1 ea,Joint: ST/NS top24/40,13.4 mm × 305 mm,Synthware, C184173
,top Joint: ST/NS 24/40, I.D. × L 13.4 mm × 305 mm,,,,, | SYNC184173C |  | Aldrich | Synthware ™ chromatography column with PTFE stopcock and coarse fritted disc |  | ,,,, | Labware , Manufacturer Browser , Synthware , Synthware Chromatography |  | pkg of 1 ea,Joint: ST/NS top24/40,13.4 mm × 305 mm,Synthware, C184173C | , |  |  | pkg of 1 ea,Joint: ST/NS top24/40,13.4 mm × 305 mm,Synthware, C184173C
,top Joint: ST/NS 24/40, I.D. × L 20.0 mm × 203 mm,,,,, | SYNC184261 |  | Aldrich | Synthware ™ chromatography column with PTFE stopcock and coarse fritted disc |  | ,,,, | Labware , Manufacturer Browser , Synthware , Synthware Chromatography |  | pkg of 1 ea,Joint: ST/NS top24/40,20.0 mm × 203 mm,Synthware, C184261 | , |  |  | pkg of 1 ea,Joint: ST/NS top24/40,20.0 mm × 203 mm,Synthware, C184261
,top Joint: ST/NS 24/40, I.D. × L 20.0 mm × 203 mm,,,,, | SYNC184261C |  | Aldrich | Synthware ™ chromatography column with PTFE stopcock and coarse fritted disc |  | ,,,, | Labware , Manufacturer Browser , Synthware , Synthware Chromatography |  | pkg of 1 ea,Joint: ST/NS top24/40,20.0 mm × 203 mm,Synthware, C184261C | , |  |  | pkg of 1 ea,Joint: ST/NS top24/40,20.0 mm × 203 mm,Synthware, C184261C
,top Joint: ST/NS 24/40, I.D. × L 20.0 mm × 254 mm,,,,, | SYNC184262 |  | Aldrich | Synthware ™ chromatography column with PTFE stopcock and coarse fritted disc |  | ,,,, | Labware , Manufacturer Browser , Synthware , Synthware Chromatography |  | pkg of 1 ea,Joint: ST/NS top24/40,20.0 mm × 254 mm,Synthware, C184262 | , |  |  | pkg of 1 ea,Joint: ST/NS top24/40,20.0 mm × 254 mm,Synthware, C184262
,top Joint: ST/NS 24/40, I.D. × L 20.0 mm × 254 mm,,,,, | SYNC184262C |  | Aldrich | Synthware ™ chromatography column with PTFE stopcock and coarse fritted disc |  | ,,,, | Labware , Manufacturer Browser , Synthware , Synthware Chromatography |  | pkg of 1 ea,Joint: ST/NS top24/40,20.0 mm × 254 mm,Synthware, C184262C | , |  |  | pkg of 1 ea,Joint: ST/NS top24/40,20.0 mm × 254 mm,Synthware, C184262C
,top Joint: ST/NS 24/40, I.D. × L 20.0 mm × 305 mm,,,,, | SYNC184263 |  | Aldrich | Synthware ™ chromatography column with PTFE stopcock and coarse fritted disc |  | ,,,, | Labware , Manufacturer Browser , Synthware , Synthware Chromatography |  | pkg of 1 ea,Joint: ST/NS top24/40,20.0 mm × 305 mm,Synthware, C184263 | , |  |  | pkg of 1 ea,Joint: ST/NS top24/40,20.0 mm × 305 mm,Synthware, C184263
,top Joint: ST/NS 24/40, I.D. × L 20.0 mm × 305 mm,,,,, | SYNC184263C |  | Aldrich | Synthware ™ chromatography column with PTFE stopcock and coarse fritted disc |  | ,,,, | Labware , Manufacturer Browser , Synthware , Synthware Chromatography |  | pkg of 1 ea,Joint: ST/NS top24/40,20.0 mm × 305 mm,Synthware, C184263C | , |  |  | pkg of 1 ea,Joint: ST/NS top24/40,20.0 mm × 305 mm,Synthware, C184263C
,top Joint: ST/NS 24/40, I.D. × L 20.0 mm × 457 mm,,,,, | SYNC184264 |  | Aldrich | Synthware ™ chromatography column with PTFE stopcock and coarse fritted disc |  | ,,,, | Labware , Manufacturer Browser , Synthware , Synthware Chromatography |  | pkg of 1 ea,Joint: ST/NS top24/40,20.0 mm × 457 mm,Synthware, C184264 | , |  |  | pkg of 1 ea,Joint: ST/NS top24/40,20.0 mm × 457 mm,Synthware, C184264
,top Joint: ST/NS 24/40, I.D. × L 20.0 mm × 457 mm,,,,, | SYNC184264C |  | Aldrich | Synthware ™ chromatography column with PTFE stopcock and coarse fritted disc |  | ,,,, | Labware , Manufacturer Browser , Synthware , Synthware Chromatography |  | pkg of 1 ea,Joint: ST/NS top24/40,20.0 mm × 457 mm,Synthware, C184264C | , |  |  | pkg of 1 ea,Joint: ST/NS top24/40,20.0 mm × 457 mm,Synthware, C184264C
,top Joint: ST/NS 24/40, I.D. × L 26.0 mm × 203 mm,,,,, | SYNC184321 |  | Aldrich | Synthware ™ chromatography column with PTFE stopcock and coarse fritted disc |  | ,,,, | Labware , Manufacturer Browser , Synthware , Synthware Chromatography |  | pkg of 1 ea,Joint: ST/NS top24/40,26.0 mm × 203 mm,Synthware, C184321 | , |  |  | pkg of 1 ea,Joint: ST/NS top24/40,26.0 mm × 203 mm,Synthware, C184321
,top Joint: ST/NS 24/40, I.D. × L 26.0 mm × 203 mm,,,,, | SYNC184321C |  | Aldrich | Synthware ™ chromatography column with PTFE stopcock and coarse fritted disc |  | ,,,, | Labware , Manufacturer Browser , Synthware , Synthware Chromatography |  | pkg of 1 ea,Joint: ST/NS top24/40,26.0 mm × 203 mm,Synthware, C184321C | , |  |  | pkg of 1 ea,Joint: ST/NS top24/40,26.0 mm × 203 mm,Synthware, C184321C
,top Joint: ST/NS 24/40, I.D. × L 26.0 mm × 254 mm,,,,, | SYNC184322 |  | Aldrich | Synthware ™ chromatography column with PTFE stopcock and coarse fritted disc |  | ,,,, | Labware , Manufacturer Browser , Synthware , Synthware Chromatography |  | pkg of 1 ea,Joint: ST/NS top24/40,26.0 mm × 254 mm,Synthware, C184322 | , |  |  | pkg of 1 ea,Joint: ST/NS top24/40,26.0 mm × 254 mm,Synthware, C184322
,top Joint: ST/NS 24/40, I.D. × L 26.0 mm × 254 mm,,,,, | SYNC184322C |  | Aldrich | Synthware ™ chromatography column with PTFE stopcock and coarse fritted disc |  | ,,,, | Labware , Manufacturer Browser , Synthware , Synthware Chromatography |  | pkg of 1 ea,Joint: ST/NS top24/40,26.0 mm × 254 mm,Synthware, C184322C | , |  |  | pkg of 1 ea,Joint: ST/NS top24/40,26.0 mm × 254 mm,Synthware, C184322C
,top Joint: ST/NS 24/40, I.D. × L 26.0 mm × 305 mm,,,,, | SYNC184323 |  | Aldrich | Synthware ™ chromatography column with PTFE stopcock and coarse fritted disc |  | ,,,, | Labware , Manufacturer Browser , Synthware , Synthware Chromatography |  | pkg of 1 ea,Joint: ST/NS top24/40,26.0 mm × 305 mm,Synthware, C184323 | , |  |  | pkg of 1 ea,Joint: ST/NS top24/40,26.0 mm × 305 mm,Synthware, C184323
,top Joint: ST/NS 24/40, I.D. × L 26.0 mm × 305 mm,,,,, | SYNC184323C |  | Aldrich | Synthware ™ chromatography column with PTFE stopcock and coarse fritted disc |  | ,,,, | Labware , Manufacturer Browser , Synthware , Synthware Chromatography |  | pkg of 1 ea,Joint: ST/NS top24/40,26.0 mm × 305 mm,Synthware, C184323C | , |  |  | pkg of 1 ea,Joint: ST/NS top24/40,26.0 mm × 305 mm,Synthware, C184323C
,top Joint: ST/NS 24/40, I.D. × L 26.0 mm × 457 mm,,,,, | SYNC184324 |  | Aldrich | Synthware ™ chromatography column with PTFE stopcock and coarse fritted disc |  | ,,,, | Labware , Manufacturer Browser , Synthware , Synthware Chromatography |  | pkg of 1 ea,Joint: ST/NS top24/40,26.0 mm × 457 mm,Synthware, C184324 | , |  |  | pkg of 1 ea,Joint: ST/NS top24/40,26.0 mm × 457 mm,Synthware, C184324
,top Joint: ST/NS 24/40, I.D. × L 26.0 mm × 457 mm,,,,, | SYNC184324C |  | Aldrich | Synthware ™ chromatography column with PTFE stopcock and coarse fritted disc |  | ,,,, | Labware , Manufacturer Browser , Synthware , Synthware Chromatography |  | pkg of 1 ea,Joint: ST/NS top24/40,26.0 mm × 457 mm,Synthware, C184324C | , |  |  | pkg of 1 ea,Joint: ST/NS top24/40,26.0 mm × 457 mm,Synthware, C184324C
,top Joint: ST/NS 24/40, I.D. × L 40.0 mm × 203 mm,,,,, | SYNC184461 |  | Aldrich | Synthware ™ chromatography column with PTFE stopcock and coarse fritted disc |  | ,,,, | Labware , Manufacturer Browser , Synthware , Synthware Chromatography |  | pkg of 1 ea,Joint: ST/NS top24/40,40.0 mm × 203 mm,Synthware, C184461 | , |  |  | pkg of 1 ea,Joint: ST/NS top24/40,40.0 mm × 203 mm,Synthware, C184461
,top Joint: ST/NS 24/40, I.D. × L 40.0 mm × 203 mm,,,,, | SYNC184461C |  | Aldrich | Synthware ™ chromatography column with PTFE stopcock and coarse fritted disc |  | ,,,, | Labware , Manufacturer Browser , Synthware , Synthware Chromatography |  | pkg of 1 ea,Joint: ST/NS top24/40,40.0 mm × 203 mm,Synthware, C184461C | , |  |  | pkg of 1 ea,Joint: ST/NS top24/40,40.0 mm × 203 mm,Synthware, C184461C
,top Joint: ST/NS 24/40, I.D. × L 40.0 mm × 254 mm,,,,, | SYNC184462 |  | Aldrich | Synthware ™ chromatography column with PTFE stopcock and coarse fritted disc |  | ,,,, | Labware , Manufacturer Browser , Synthware , Synthware Chromatography |  | pkg of 1 ea,Joint: ST/NS top24/40,40.0 mm × 254 mm,Synthware, C184462 | , |  |  | pkg of 1 ea,Joint: ST/NS top24/40,40.0 mm × 254 mm,Synthware, C184462
,top Joint: ST/NS 24/40, I.D. × L 40.0 mm × 254 mm,,,,, | SYNC184462C |  | Aldrich | Synthware ™ chromatography column with PTFE stopcock and coarse fritted disc |  | ,,,, | Labware , Manufacturer Browser , Synthware , Synthware Chromatography |  | pkg of 1 ea,Joint: ST/NS top24/40,40.0 mm × 254 mm,Synthware, C184462C | , |  |  | pkg of 1 ea,Joint: ST/NS top24/40,40.0 mm × 254 mm,Synthware, C184462C
,top Joint: ST/NS 24/40, I.D. × L 40.0 mm × 305 mm,,,,, | SYNC184463 |  | Aldrich | Synthware ™ chromatography column with PTFE stopcock and coarse fritted disc |  | ,,,, | Labware , Manufacturer Browser , Synthware , Synthware Chromatography |  | pkg of 1 ea,Joint: ST/NS top24/40,40.0 mm × 305 mm,Synthware, C184463 | , |  |  | pkg of 1 ea,Joint: ST/NS top24/40,40.0 mm × 305 mm,Synthware, C184463
,top Joint: ST/NS 24/40, I.D. × L 40.0 mm × 305 mm,,,,, | SYNC184463C |  | Aldrich | Synthware ™ chromatography column with PTFE stopcock and coarse fritted disc |  | ,,,, | Labware , Manufacturer Browser , Synthware , Synthware Chromatography |  | pkg of 1 ea,Joint: ST/NS top24/40,40.0 mm × 305 mm,Synthware, C184463C | , |  |  | pkg of 1 ea,Joint: ST/NS top24/40,40.0 mm × 305 mm,Synthware, C184463C
,top Joint: ST/NS 24/40, I.D. × L 40.0 mm × 457 mm,,,,, | SYNC184464 |  | Aldrich | Synthware ™ chromatography column with PTFE stopcock and coarse fritted disc |  | ,,,, | Labware , Manufacturer Browser , Synthware , Synthware Chromatography |  | pkg of 1 ea,Joint: ST/NS top24/40,40.0 mm × 457 mm,Synthware, C184464 | , |  |  | pkg of 1 ea,Joint: ST/NS top24/40,40.0 mm × 457 mm,Synthware, C184464
,top Joint: ST/NS 24/40, I.D. × L 40.0 mm × 457 mm,,,,, | SYNC184464C |  | Aldrich | Synthware ™ chromatography column with PTFE stopcock and coarse fritted disc |  | ,,,, | Labware , Manufacturer Browser , Synthware , Synthware Chromatography |  | pkg of 1 ea,Joint: ST/NS top24/40,40.0 mm × 457 mm,Synthware, C184464C | , |  |  | pkg of 1 ea,Joint: ST/NS top24/40,40.0 mm × 457 mm,Synthware, C184464C
,top Joint: ST/NS 24/40, I.D. × L 53.0 mm × 305 mm,,,,, | SYNC184603 |  | Aldrich | Synthware ™ chromatography column with PTFE stopcock and coarse fritted disc |  | ,,,, | Labware , Manufacturer Browser , Synthware , Synthware Chromatography |  | pkg of 1 ea,Joint: ST/NS top24/40,53.0 mm × 305 mm,Synthware, C184603 | , |  |  | pkg of 1 ea,Joint: ST/NS top24/40,53.0 mm × 305 mm,Synthware, C184603
,top Joint: ST/NS 24/40, I.D. × L 53.0 mm × 254 mm,,,,, | SYNC184602C |  | Aldrich | Synthware ™ chromatography column with PTFE stopcock and coarse fritted disc |  | ,,,, | Labware , Manufacturer Browser , Synthware , Synthware Chromatography |  | pkg of 1 ea,Joint: ST/NS top24/40,53.0 mm × 254 mm,Synthware, C184602C | , |  |  | pkg of 1 ea,Joint: ST/NS top24/40,53.0 mm × 254 mm,Synthware, C184602C
,top Joint: ST/NS 24/40, I.D. × L 3.0 mm × 457 mm,,,,, | SYNC184604 |  | Aldrich | Synthware ™ chromatography column with PTFE stopcock and coarse fritted disc |  | ,,,, | Labware , Manufacturer Browser , Synthware , Synthware Chromatography |  | pkg of 1 ea,Joint: ST/NS top24/40,3.0 mm × 457 mm,Synthware, C184604 | , |  |  | pkg of 1 ea,Joint: ST/NS top24/40,3.0 mm × 457 mm,Synthware, C184604
,top Joint: ST/NS 24/40, I.D. × L 53.0 mm × 305 mm,,,,, | SYNC184603C |  | Aldrich | Synthware ™ chromatography column with PTFE stopcock and coarse fritted disc |  | ,,,, | Labware , Manufacturer Browser , Synthware , Synthware Chromatography |  | pkg of 1 ea,Joint: ST/NS top24/40,53.0 mm × 305 mm,Synthware, C184603C | , |  |  | pkg of 1 ea,Joint: ST/NS top24/40,53.0 mm × 305 mm,Synthware, C184603C
,top Joint: ST/NS 24/40, I.D. × L 3.0 mm × 610 mm,,,,, | SYNC184605 |  | Aldrich | Synthware ™ chromatography column with PTFE stopcock and coarse fritted disc |  | ,,,, | Labware , Manufacturer Browser , Synthware , Synthware Chromatography |  | pkg of 1 ea,Joint: ST/NS top24/40,3.0 mm × 610 mm,Synthware, C184605 | , |  |  | pkg of 1 ea,Joint: ST/NS top24/40,3.0 mm × 610 mm,Synthware, C184605
,top Joint: ST/NS 24/40, I.D. × L 3.0 mm × 457 mm,,,,, | SYNC184604C |  | Aldrich | Synthware ™ chromatography column with PTFE stopcock and coarse fritted disc |  | ,,,, | Labware , Manufacturer Browser , Synthware , Synthware Chromatography |  | pkg of 1 ea,Joint: ST/NS top24/40,3.0 mm × 457 mm,Synthware, C184604C | , |  |  | pkg of 1 ea,Joint: ST/NS top24/40,3.0 mm × 457 mm,Synthware, C184604C
,top Joint: ST/NS 24/40, I.D. × L 3.0 mm × 610 mm,,,,, | SYNC184605C |  | Aldrich | Synthware ™ chromatography column with PTFE stopcock and coarse fritted disc |  | ,,,, | Labware , Manufacturer Browser , Synthware , Synthware Chromatography |  | pkg of 1 ea,Joint: ST/NS top24/40,3.0 mm × 610 mm,Synthware, C184605C | , |  |  | pkg of 1 ea,Joint: ST/NS top24/40,3.0 mm × 610 mm,Synthware, C184605C
,100 mL, top Joint: ST/NS 24/40, I.D. × L 13.4 mm × 203 mm,,,,, | SYNC371720 |  | Aldrich | Synthware ™ chromatography column with reservoir and PTFE stopcock |  | ,,,, | Labware , Manufacturer Browser , Synthware , Synthware Chromatography |  | pkg of 1 ea,Joint: ST/NS top24/40,13.4 mm × 203 mm,100 mL,Synthware, C371720 | , |  |  | pkg of 1 ea,Joint: ST/NS top24/40,13.4 mm × 203 mm,100 mL,Synthware, C371720
,100 mL, top Joint: ST/NS 24/40, I.D. × L 13.4 mm × 305 mm,,,,, | SYNC371730 |  | Aldrich | Synthware ™ chromatography column with reservoir and PTFE stopcock |  | ,,,, | Labware , Manufacturer Browser , Synthware , Synthware Chromatography |  | pkg of 1 ea,Joint: ST/NS top24/40,13.4 mm × 305 mm,100 mL,Synthware, C371730 | , |  |  | pkg of 1 ea,Joint: ST/NS top24/40,13.4 mm × 305 mm,100 mL,Synthware, C371730
,250 mL, top Joint: ST/NS 24/40, I.D. × L 13.4 mm × 457 mm,,,,, | SYNC371740 |  | Aldrich | Synthware ™ chromatography column with reservoir and PTFE stopcock |  | ,,,, | Labware , Manufacturer Browser , Synthware , Synthware Chromatography |  | pkg of 1 ea,Joint: ST/NS top24/40,13.4 mm × 457 mm,250 mL,Synthware, C371740 | , |  |  | pkg of 1 ea,Joint: ST/NS top24/40,13.4 mm × 457 mm,250 mL,Synthware, C371740
,250 mL, top Joint: ST/NS 24/40, I.D. × L 20.0 mm × 203 mm,,,,, | SYNC372620 |  | Aldrich | Synthware ™ chromatography column with reservoir and PTFE stopcock |  | ,,,, | Labware , Manufacturer Browser , Synthware , Synthware Chromatography |  | pkg of 1 ea,Joint: ST/NS top24/40,20.0 mm × 203 mm,250 mL,Synthware, C372620 | , |  |  | pkg of 1 ea,Joint: ST/NS top24/40,20.0 mm × 203 mm,250 mL,Synthware, C372620
,250 mL, top Joint: ST/NS 24/40, I.D. × L 20.0 mm × 254 mm,,,,, | SYNC372625 |  | Aldrich | Synthware ™ chromatography column with reservoir and PTFE stopcock |  | ,,,, | Labware , Manufacturer Browser , Synthware , Synthware Chromatography |  | pkg of 1 ea,Joint: ST/NS top24/40,20.0 mm × 254 mm,250 mL,Synthware, C372625 | , |  |  | pkg of 1 ea,Joint: ST/NS top24/40,20.0 mm × 254 mm,250 mL,Synthware, C372625
,250 mL, top Joint: ST/NS 24/40, I.D. × L 20.0 mm × 305 mm,,,,, | SYNC372630 |  | Aldrich | Synthware ™ chromatography column with reservoir and PTFE stopcock |  | ,,,, | Labware , Manufacturer Browser , Synthware , Synthware Chromatography |  | pkg of 1 ea,Joint: ST/NS top24/40,20.0 mm × 305 mm,250 mL,Synthware, C372630 | , |  |  | pkg of 1 ea,Joint: ST/NS top24/40,20.0 mm × 305 mm,250 mL,Synthware, C372630
,500 mL, top Joint: ST/NS 24/40, I.D. × L 20.0 mm × 457 mm,,,,, | SYNC372640 |  | Aldrich | Synthware ™ chromatography column with reservoir and PTFE stopcock |  | ,,,, | Labware , Manufacturer Browser , Synthware , Synthware Chromatography |  | pkg of 1 ea,Joint: ST/NS top24/40,20.0 mm × 457 mm,500 mL,Synthware, C372640 | , |  |  | pkg of 1 ea,Joint: ST/NS top24/40,20.0 mm × 457 mm,500 mL,Synthware, C372640
,500 mL, top Joint: ST/NS 24/40, I.D. × L 26.0 mm × 203 mm,,,,, | SYNC373220 |  | Aldrich | Synthware ™ chromatography column with reservoir and PTFE stopcock |  | ,,,, | Labware , Manufacturer Browser , Synthware , Synthware Chromatography |  | pkg of 1 ea,Joint: ST/NS top24/40,26.0 mm × 203 mm,500 mL,Synthware, C373220 | , |  |  | pkg of 1 ea,Joint: ST/NS top24/40,26.0 mm × 203 mm,500 mL,Synthware, C373220
,50 mL, top Joint: ST/NS 24/40, I.D. × L 26.0 mm × 254 mm,,,,, | SYNC373225 |  | Aldrich | Synthware ™ chromatography column with reservoir and PTFE stopcock |  | ,,,, | Labware , Manufacturer Browser , Synthware , Synthware Chromatography |  | pkg of 1 ea,Joint: ST/NS top24/40,26.0 mm × 254 mm,50 mL,Synthware, C373225 | , |  |  | pkg of 1 ea,Joint: ST/NS top24/40,26.0 mm × 254 mm,50 mL,Synthware, C373225
,500 mL, top Joint: ST/NS 24/40, I.D. × L 26.0 mm × 305 mm,,,,, | SYNC373230 |  | Aldrich | Synthware ™ chromatography column with reservoir and PTFE stopcock |  | ,,,, | Labware , Manufacturer Browser , Synthware , Synthware Chromatography |  | pkg of 1 ea,Joint: ST/NS top24/40,26.0 mm × 305 mm,500 mL,Synthware, C373230 | , |  |  | pkg of 1 ea,Joint: ST/NS top24/40,26.0 mm × 305 mm,500 mL,Synthware, C373230
,500 mL, top Joint: ST/NS 24/40, I.D. × L 26.0 mm × 457 mm,,,,, | SYNC373240 |  | Aldrich | Synthware ™ chromatography column with reservoir and PTFE stopcock |  | ,,,, | Labware , Manufacturer Browser , Synthware , Synthware Chromatography |  | pkg of 1 ea,Joint: ST/NS top24/40,26.0 mm × 457 mm,500 mL,Synthware, C373240 | , |  |  | pkg of 1 ea,Joint: ST/NS top24/40,26.0 mm × 457 mm,500 mL,Synthware, C373240
,500 mL, top Joint: ST/NS 24/40, I.D. × L 40.0 mm × 203 mm,,,,, | SYNC374620 |  | Aldrich | Synthware ™ chromatography column with reservoir and PTFE stopcock |  | ,,,, | Labware , Manufacturer Browser , Synthware , Synthware Chromatography |  | pkg of 1 ea,Joint: ST/NS top24/40,40.0 mm × 203 mm,500 mL,Synthware, C374620 | , |  |  | pkg of 1 ea,Joint: ST/NS top24/40,40.0 mm × 203 mm,500 mL,Synthware, C374620
,500 mL, top Joint: ST/NS 24/40, I.D. × L 40.0 mm × 254 mm,,,,, | SYNC374625 |  | Aldrich | Synthware ™ chromatography column with reservoir and PTFE stopcock |  | ,,,, | Labware , Manufacturer Browser , Synthware , Synthware Chromatography |  | pkg of 1 ea,Joint: ST/NS top24/40,40.0 mm × 254 mm,500 mL,Synthware, C374625 | , |  |  | pkg of 1 ea,Joint: ST/NS top24/40,40.0 mm × 254 mm,500 mL,Synthware, C374625
,500 mL, top Joint: ST/NS 24/40, I.D. × L 40.0 mm × 305 mm,,,,, | SYNC374630 |  | Aldrich | Synthware ™ chromatography column with reservoir and PTFE stopcock |  | ,,,, | Labware , Manufacturer Browser , Synthware , Synthware Chromatography |  | pkg of 1 ea,Joint: ST/NS top24/40,40.0 mm × 305 mm,500 mL,Synthware, C374630 | , |  |  | pkg of 1 ea,Joint: ST/NS top24/40,40.0 mm × 305 mm,500 mL,Synthware, C374630
,500 mL, top Joint: ST/NS 24/40, I.D. × L 40.0 mm × 457 mm,,,,, | SYNC374640 |  | Aldrich | Synthware ™ chromatography column with reservoir and PTFE stopcock |  | ,,,, | Labware , Manufacturer Browser , Synthware , Synthware Chromatography |  | pkg of 1 ea,Joint: ST/NS top24/40,40.0 mm × 457 mm,500 mL,Synthware, C374640 | , |  |  | pkg of 1 ea,Joint: ST/NS top24/40,40.0 mm × 457 mm,500 mL,Synthware, C374640
,500 mL, top Joint: ST/NS 24/40, I.D. × L 53.0 mm × 254 mm,,,,, | SYNC376025 |  | Aldrich | Synthware ™ chromatography column with reservoir and PTFE stopcock |  | ,,,, | Labware , Manufacturer Browser , Synthware , Synthware Chromatography |  | pkg of 1 ea,Joint: ST/NS top24/40,53.0 mm × 254 mm,500 mL,Synthware, C376025 | , |  |  | pkg of 1 ea,Joint: ST/NS top24/40,53.0 mm × 254 mm,500 mL,Synthware, C376025
,1000 mL, top Joint: ST/NS 24/40, I.D. × L 53.0 mm × 305 mm,,,,, | SYNC376030 |  | Aldrich | Synthware ™ chromatography column with reservoir and PTFE stopcock |  | ,,,, | Labware , Manufacturer Browser , Synthware , Synthware Chromatography |  | pkg of 1 ea,Joint: ST/NS top24/40,53.0 mm × 305 mm,1000 mL,Synthware, C376030 | , |  |  | pkg of 1 ea,Joint: ST/NS top24/40,53.0 mm × 305 mm,1000 mL,Synthware, C376030
,1000 mL, top Joint: ST/NS 24/40, I.D. × L 53.0 mm × 457 mm,,,,, | SYNC376040 |  | Aldrich | Synthware ™ chromatography column with reservoir and PTFE stopcock |  | ,,,, | Labware , Manufacturer Browser , Synthware , Synthware Chromatography |  | pkg of 1 ea,Joint: ST/NS top24/40,53.0 mm × 457 mm,1000 mL,Synthware, C376040 | , |  |  | pkg of 1 ea,Joint: ST/NS top24/40,53.0 mm × 457 mm,1000 mL,Synthware, C376040
,1000 mL, top Joint: ST/NS 24/40, I.D. × L 73.0 mm × 203 mm,,,,, | SYNC378020 |  | Aldrich | Synthware ™ chromatography column with reservoir and PTFE stopcock |  | ,,,, | Labware , Manufacturer Browser , Synthware , Synthware Chromatography |  | pkg of 1 ea,Joint: ST/NS top24/40,73.0 mm × 203 mm,1000 mL,Synthware, C378020 | , |  |  | pkg of 1 ea,Joint: ST/NS top24/40,73.0 mm × 203 mm,1000 mL,Synthware, C378020
,1000 mL, top Joint: ST/NS 24/40, I.D. × L 73.0 mm × 457 mm,,,,, | SYNC378040 |  | Aldrich | Synthware ™ chromatography column with reservoir and PTFE stopcock |  | ,,,, | Labware , Manufacturer Browser , Synthware , Synthware Chromatography |  | pkg of 1 ea,Joint: ST/NS top24/40,73.0 mm × 457 mm,1000 mL,Synthware, C378040 | , |  |  | pkg of 1 ea,Joint: ST/NS top24/40,73.0 mm × 457 mm,1000 mL,Synthware, C378040
,100 mL, top Joint: ST/NS 24/40, I.D. × L 13.4 mm × 203 mm, coarse fritted disc and PTFE stopcock,,,,, | SYNC391720C |  | Aldrich | Synthware ™ chromatography column with reservoir, coarse fritted disc and PTFE stopcock |  | ,,,, | Labware , Manufacturer Browser , Synthware , Synthware Chromatography |  | pkg of 1 ea,Joint: ST/NS top24/40,13.4 mm × 203 mm,100 mL,Synthware, C391720C | , |  |  | pkg of 1 ea,Joint: ST/NS top24/40,13.4 mm × 203 mm,100 mL,Synthware, C391720C
,100 mL, top Joint: ST/NS 24/40, I.D. × L 13.4 mm × 305 mm, coarse fritted disc and PTFE stopcock,,,,, | SYNC391730C |  | Aldrich | Synthware ™ chromatography column with reservoir, coarse fritted disc and PTFE stopcock |  | ,,,, | Labware , Manufacturer Browser , Synthware , Synthware Chromatography |  | pkg of 1 ea,Joint: ST/NS top24/40,13.4 mm × 305 mm,100 mL,Synthware, C391730C | , |  |  | pkg of 1 ea,Joint: ST/NS top24/40,13.4 mm × 305 mm,100 mL,Synthware, C391730C
,250 mL, top Joint: ST/NS 24/40, I.D. × L 13.4 mm × 457 mm, coarse fritted disc and PTFE stopcock,,,,, | SYNC391740C |  | Aldrich | Synthware ™ chromatography column with reservoir, coarse fritted disc and PTFE stopcock |  | ,,,, | Labware , Manufacturer Browser , Synthware , Synthware Chromatography |  | pkg of 1 ea,Joint: ST/NS top24/40,13.4 mm × 457 mm,250 mL,Synthware, C391740C | , |  |  | pkg of 1 ea,Joint: ST/NS top24/40,13.4 mm × 457 mm,250 mL,Synthware, C391740C
,250 mL, top Joint: ST/NS 24/40, I.D. × L 20.0 mm × 203 mm, coarse fritted disc and PTFE stopcock,,,,, | SYNC392620C |  | Aldrich | Synthware ™ chromatography column with reservoir, coarse fritted disc and PTFE stopcock |  | ,,,, | Labware , Manufacturer Browser , Synthware , Synthware Chromatography |  | pkg of 1 ea,Joint: ST/NS top24/40,20.0 mm × 203 mm,250 mL,Synthware, C392620C | , |  |  | pkg of 1 ea,Joint: ST/NS top24/40,20.0 mm × 203 mm,250 mL,Synthware, C392620C
,250 mL, top Joint: ST/NS 24/40, I.D. × L 20.0 mm × 254 mm, coarse fritted disc and PTFE stopcock,,,,, | SYNC392625C |  | Aldrich | Synthware ™ chromatography column with reservoir, coarse fritted disc and PTFE stopcock |  | ,,,, | Labware , Manufacturer Browser , Synthware , Synthware Chromatography |  | pkg of 1 ea,Joint: ST/NS top24/40,20.0 mm × 254 mm,250 mL,Synthware, C392625C | , |  |  | pkg of 1 ea,Joint: ST/NS top24/40,20.0 mm × 254 mm,250 mL,Synthware, C392625C
,250 mL, top Joint: ST/NS 24/40, I.D. × L 20.0 mm × 305 mm, coarse fritted disc and PTFE stopcock,,,,, | SYNC392630C |  | Aldrich | Synthware ™ chromatography column with reservoir, coarse fritted disc and PTFE stopcock |  | ,,,, | Labware , Manufacturer Browser , Synthware , Synthware Chromatography |  | pkg of 1 ea,Joint: ST/NS top24/40,20.0 mm × 305 mm,250 mL,Synthware, C392630C | , |  |  | pkg of 1 ea,Joint: ST/NS top24/40,20.0 mm × 305 mm,250 mL,Synthware, C392630C
,500 mL, top Joint: ST/NS 24/40, I.D. × L 20.0 mm × 457 mm, coarse fritted disc and PTFE stopcock,,,,, | SYNC392640C |  | Aldrich | Synthware ™ chromatography column with reservoir, coarse fritted disc and PTFE stopcock |  | ,,,, | Labware , Manufacturer Browser , Synthware , Synthware Chromatography |  | pkg of 1 ea,Joint: ST/NS top24/40,20.0 mm × 457 mm,500 mL,Synthware, C392640C | , |  |  | pkg of 1 ea,Joint: ST/NS top24/40,20.0 mm × 457 mm,500 mL,Synthware, C392640C
,500 mL, top Joint: ST/NS 24/40, I.D. × L 26.0 mm × 203 mm, coarse fritted disc and PTFE stopcock,,,,, | SYNC393220C |  | Aldrich | Synthware ™ chromatography column with reservoir, coarse fritted disc and PTFE stopcock |  | ,,,, | Labware , Manufacturer Browser , Synthware , Synthware Chromatography |  | pkg of 1 ea,Joint: ST/NS top24/40,26.0 mm × 203 mm,500 mL,Synthware, C393220C | , |  |  | pkg of 1 ea,Joint: ST/NS top24/40,26.0 mm × 203 mm,500 mL,Synthware, C393220C
,50 mL, top Joint: ST/NS 24/40, I.D. × L 26.0 mm × 254 mm, coarse fritted disc and PTFE stopcock,,,,, | SYNC393225C |  | Aldrich | Synthware ™ chromatography column with reservoir, coarse fritted disc and PTFE stopcock |  | ,,,, | Labware , Manufacturer Browser , Synthware , Synthware Chromatography |  | pkg of 1 ea,Joint: ST/NS top24/40,26.0 mm × 254 mm,50 mL,Synthware, C393225C | , |  |  | pkg of 1 ea,Joint: ST/NS top24/40,26.0 mm × 254 mm,50 mL,Synthware, C393225C
,500 mL, top Joint: ST/NS 24/40, I.D. × L 26.0 mm × 305 mm, coarse fritted disc and PTFE stopcock,,,,, | SYNC393230C |  | Aldrich | Synthware ™ chromatography column with reservoir, coarse fritted disc and PTFE stopcock |  | ,,,, | Labware , Manufacturer Browser , Synthware , Synthware Chromatography |  | pkg of 1 ea,Joint: ST/NS top24/40,26.0 mm × 305 mm,500 mL,Synthware, C393230C | , |  |  | pkg of 1 ea,Joint: ST/NS top24/40,26.0 mm × 305 mm,500 mL,Synthware, C393230C
,500 mL, top Joint: ST/NS 24/40, I.D. × L 26.0 mm × 457 mm, coarse fritted disc and PTFE stopcock,,,,, | SYNC393240C |  | Aldrich | Synthware ™ chromatography column with reservoir, coarse fritted disc and PTFE stopcock |  | ,,,, | Labware , Manufacturer Browser , Synthware , Synthware Chromatography |  | pkg of 1 ea,Joint: ST/NS top24/40,26.0 mm × 457 mm,500 mL,Synthware, C393240C | , |  |  | pkg of 1 ea,Joint: ST/NS top24/40,26.0 mm × 457 mm,500 mL,Synthware, C393240C
,500 mL, top Joint: ST/NS 24/40, I.D. × L 40.0 mm × 203 mm, coarse fritted disc and PTFE stopcock,,,,, | SYNC394620C |  | Aldrich | Synthware ™ chromatography column with reservoir, coarse fritted disc and PTFE stopcock |  | ,,,, | Labware , Manufacturer Browser , Synthware , Synthware Chromatography |  | pkg of 1 ea,Joint: ST/NS top24/40,40.0 mm × 203 mm,500 mL,Synthware, C394620C | , |  |  | pkg of 1 ea,Joint: ST/NS top24/40,40.0 mm × 203 mm,500 mL,Synthware, C394620C
,500 mL, top Joint: ST/NS 24/40, I.D. × L 40.0 mm × 254 mm, coarse fritted disc and PTFE stopcock,,,,, | SYNC394625C |  | Aldrich | Synthware ™ chromatography column with reservoir, coarse fritted disc and PTFE stopcock |  | ,,,, | Labware , Manufacturer Browser , Synthware , Synthware Chromatography |  | pkg of 1 ea,Joint: ST/NS top24/40,40.0 mm × 254 mm,500 mL,Synthware, C394625C | , |  |  | pkg of 1 ea,Joint: ST/NS top24/40,40.0 mm × 254 mm,500 mL,Synthware, C394625C
,500 mL, top Joint: ST/NS 24/40, I.D. × L 40.0 mm × 305 mm, coarse fritted disc and PTFE stopcock,,,,, | SYNC394630C |  | Aldrich | Synthware ™ chromatography column with reservoir, coarse fritted disc and PTFE stopcock |  | ,,,, | Labware , Manufacturer Browser , Synthware , Synthware Chromatography |  | pkg of 1 ea,Joint: ST/NS top24/40,40.0 mm × 305 mm,500 mL,Synthware, C394630C | , |  |  | pkg of 1 ea,Joint: ST/NS top24/40,40.0 mm × 305 mm,500 mL,Synthware, C394630C
,500 mL, top Joint: ST/NS 24/40, I.D. × L 40.0 mm × 457 mm, coarse fritted disc and PTFE stopcock,,,,, | SYNC394640C |  | Aldrich | Synthware ™ chromatography column with reservoir, coarse fritted disc and PTFE stopcock |  | ,,,, | Labware , Manufacturer Browser , Synthware , Synthware Chromatography |  | pkg of 1 ea,Joint: ST/NS top24/40,40.0 mm × 457 mm,500 mL,Synthware, C394640C | , |  |  | pkg of 1 ea,Joint: ST/NS top24/40,40.0 mm × 457 mm,500 mL,Synthware, C394640C
,500 mL, top Joint: ST/NS 24/40, I.D. × L 53.0 mm × 203 mm, coarse fritted disc and PTFE stopcock,,,,, | SYNC396020C |  | Aldrich | Synthware ™ chromatography column with reservoir, coarse fritted disc and PTFE stopcock |  | ,,,, | Labware , Manufacturer Browser , Synthware , Synthware Chromatography |  | pkg of 1 ea,Joint: ST/NS top24/40,53.0 mm × 203 mm,500 mL,Synthware, C396020C | , |  |  | pkg of 1 ea,Joint: ST/NS top24/40,53.0 mm × 203 mm,500 mL,Synthware, C396020C
,500 mL, top Joint: ST/NS 24/40, I.D. × L 53.0 mm × 254 mm, coarse fritted disc and PTFE stopcock,,,,, | SYNC396025C |  | Aldrich | Synthware ™ chromatography column with reservoir, coarse fritted disc and PTFE stopcock |  | ,,,, | Labware , Manufacturer Browser , Synthware , Synthware Chromatography |  | pkg of 1 ea,Joint: ST/NS top24/40,53.0 mm × 254 mm,500 mL,Synthware, C396025C | , |  |  | pkg of 1 ea,Joint: ST/NS top24/40,53.0 mm × 254 mm,500 mL,Synthware, C396025C
,1000 mL, top Joint: ST/NS 24/40, I.D. × L 53.0 mm × 305 mm, coarse fritted disc and PTFE stopcock,,,,, | SYNC396030C |  | Aldrich | Synthware ™ chromatography column with reservoir, coarse fritted disc and PTFE stopcock |  | ,,,, | Labware , Manufacturer Browser , Synthware , Synthware Chromatography |  | pkg of 1 ea,Joint: ST/NS top24/40,53.0 mm × 305 mm,1000 mL,Synthware, C396030C | , |  |  | pkg of 1 ea,Joint: ST/NS top24/40,53.0 mm × 305 mm,1000 mL,Synthware, C396030C
,1000 mL, top Joint: ST/NS 24/40, I.D. × L 53.0 mm × 457 mm, coarse fritted disc and PTFE stopcock,,,,, | SYNC396040C |  | Aldrich | Synthware ™ chromatography column with reservoir, coarse fritted disc and PTFE stopcock |  | ,,,, | Labware , Manufacturer Browser , Synthware , Synthware Chromatography |  | pkg of 1 ea,Joint: ST/NS top24/40,53.0 mm × 457 mm,1000 mL,Synthware, C396040C | , |  |  | pkg of 1 ea,Joint: ST/NS top24/40,53.0 mm × 457 mm,1000 mL,Synthware, C396040C
,1000 mL, top Joint: ST/NS 24/40, I.D. × L 53.0 mm × 610 mm, coarse fritted disc and PTFE stopcock,,,,, | SYNC396060C |  | Aldrich | Synthware ™ chromatography column with reservoir, coarse fritted disc and PTFE stopcock |  | ,,,, | Labware , Manufacturer Browser , Synthware , Synthware Chromatography |  | pkg of 1 ea,Joint: ST/NS top24/40,53.0 mm × 610 mm,1000 mL,Synthware, C396060C | , |  |  | pkg of 1 ea,Joint: ST/NS top24/40,53.0 mm × 610 mm,1000 mL,Synthware, C396060C
,1000 mL, top Joint: ST/NS 24/40, I.D. × L 73.0 mm × 203 mm, coarse fritted disc and PTFE stopcock,,,,, | SYNC398020C |  | Aldrich | Synthware ™ chromatography column with reservoir, coarse fritted disc and PTFE stopcock |  | ,,,, | Labware , Manufacturer Browser , Synthware , Synthware Chromatography |  | pkg of 1 ea,Joint: ST/NS top24/40,73.0 mm × 203 mm,1000 mL,Synthware, C398020C | , |  |  | pkg of 1 ea,Joint: ST/NS top24/40,73.0 mm × 203 mm,1000 mL,Synthware, C398020C
,1000 mL, top Joint: ST/NS 24/40, I.D. × L 73.0 mm × 254 mm, coarse fritted disc and PTFE stopcock,,,,, | SYNC398025C |  | Aldrich | Synthware ™ chromatography column with reservoir, coarse fritted disc and PTFE stopcock |  | ,,,, | Labware , Manufacturer Browser , Synthware , Synthware Chromatography |  | pkg of 1 ea,Joint: ST/NS top24/40,73.0 mm × 254 mm,1000 mL,Synthware, C398025C | , |  |  | pkg of 1 ea,Joint: ST/NS top24/40,73.0 mm × 254 mm,1000 mL,Synthware, C398025C
,1000 mL, top Joint: ST/NS 24/40, I.D. × L 73.0 mm × 305 mm, coarse fritted disc and PTFE stopcock,,,,, | SYNC398030C |  | Aldrich | Synthware ™ chromatography column with reservoir, coarse fritted disc and PTFE stopcock |  | ,,,, | Labware , Manufacturer Browser , Synthware , Synthware Chromatography |  | pkg of 1 ea,Joint: ST/NS top24/40,73.0 mm × 305 mm,1000 mL,Synthware, C398030C | , |  |  | pkg of 1 ea,Joint: ST/NS top24/40,73.0 mm × 305 mm,1000 mL,Synthware, C398030C
,1000 mL, top Joint: ST/NS 24/40, I.D. × L 73.0 mm × 610 mm, coarse fritted disc and PTFE stopcock,,,,, | SYNC398060C |  | Aldrich | Synthware ™ chromatography column with reservoir, coarse fritted disc and PTFE stopcock |  | ,,,, | Labware , Manufacturer Browser , Synthware , Synthware Chromatography |  | pkg of 1 ea,Joint: ST/NS top24/40,73.0 mm × 610 mm,1000 mL,Synthware, C398060C | , |  |  | pkg of 1 ea,Joint: ST/NS top24/40,73.0 mm × 610 mm,1000 mL,Synthware, C398060C
,100 mL, Joint: ST/NS 35/20, I.D. × L 13.4 mm × 203 mm, fritted disc and PTFE stopcock,,,,, | SYNC381720C |  | Aldrich | Synthware ™ chromatography column with reservoir, fritted disc and PTFE stopcock |  | ,,,, | Labware , Manufacturer Browser , Synthware , Synthware Chromatography |  | pkg of 1 ea,Joint: ST/NS35/20,13.4 mm × 203 mm,100 mL,Synthware, C381720C | , |  |  | pkg of 1 ea,Joint: ST/NS35/20,13.4 mm × 203 mm,100 mL,Synthware, C381720C
,100 mL, Joint: ST/NS 35/20, I.D. × L 13.4 mm × 305 mm, fritted disc and PTFE stopcock,,,,, | SYNC381730C |  | Aldrich | Synthware ™ chromatography column with reservoir, fritted disc and PTFE stopcock |  | ,,,, | Labware , Manufacturer Browser , Synthware , Synthware Chromatography |  | pkg of 1 ea,Joint: ST/NS35/20,13.4 mm × 305 mm,100 mL,Synthware, C381730C | , |  |  | pkg of 1 ea,Joint: ST/NS35/20,13.4 mm × 305 mm,100 mL,Synthware, C381730C
,250 mL, Joint: ST/NS 35/20, I.D. × L 13.4 mm × 457 mm, fritted disc and PTFE stopcock,,,,, | SYNC381740C |  | Aldrich | Synthware ™ chromatography column with reservoir, fritted disc and PTFE stopcock |  | ,,,, | Labware , Manufacturer Browser , Synthware , Synthware Chromatography |  | pkg of 1 ea,Joint: ST/NS35/20,13.4 mm × 457 mm,250 mL,Synthware, C381740C | , |  |  | pkg of 1 ea,Joint: ST/NS35/20,13.4 mm × 457 mm,250 mL,Synthware, C381740C
,250 mL, Joint: ST/NS 35/20, I.D. × L 20.0 mm × 203 mm, fritted disc and PTFE stopcock,,,,, | SYNC382620C |  | Aldrich | Synthware ™ chromatography column with reservoir, fritted disc and PTFE stopcock |  | ,,,, | Labware , Manufacturer Browser , Synthware , Synthware Chromatography |  | pkg of 1 ea,Joint: ST/NS35/20,20.0 mm × 203 mm,250 mL,Synthware, C382620C | , |  |  | pkg of 1 ea,Joint: ST/NS35/20,20.0 mm × 203 mm,250 mL,Synthware, C382620C
,250 mL, Joint: ST/NS 35/20, I.D. × L 20.0 mm × 254 mm, fritted disc and PTFE stopcock,,,,, | SYNC382625C |  | Aldrich | Synthware ™ chromatography column with reservoir, fritted disc and PTFE stopcock |  | ,,,, | Labware , Manufacturer Browser , Synthware , Synthware Chromatography |  | pkg of 1 ea,Joint: ST/NS35/20,20.0 mm × 254 mm,250 mL,Synthware, C382625C | , |  |  | pkg of 1 ea,Joint: ST/NS35/20,20.0 mm × 254 mm,250 mL,Synthware, C382625C
,250 mL, Joint: ST/NS 35/20, I.D. × L 20.0 mm × 305 mm, fritted disc and PTFE stopcock,,,,, | SYNC382630C |  | Aldrich | Synthware ™ chromatography column with reservoir, fritted disc and PTFE stopcock |  | ,,,, | Labware , Manufacturer Browser , Synthware , Synthware Chromatography |  | pkg of 1 ea,Joint: ST/NS35/20,20.0 mm × 305 mm,250 mL,Synthware, C382630C | , |  |  | pkg of 1 ea,Joint: ST/NS35/20,20.0 mm × 305 mm,250 mL,Synthware, C382630C
,500 mL, Joint: ST/NS 35/20, I.D. × L 20.0 mm × 457 mm, fritted disc and PTFE stopcock,,,,, | SYNC382640C |  | Aldrich | Synthware ™ chromatography column with reservoir, fritted disc and PTFE stopcock |  | ,,,, | Labware , Manufacturer Browser , Synthware , Synthware Chromatography |  | pkg of 1 ea,Joint: ST/NS35/20,20.0 mm × 457 mm,500 mL,Synthware, C382640C | , |  |  | pkg of 1 ea,Joint: ST/NS35/20,20.0 mm × 457 mm,500 mL,Synthware, C382640C
,500 mL, Joint: ST/NS 35/20, I.D. × L 26.0 mm × 203 mm, fritted disc and PTFE stopcock,,,,, | SYNC383220C |  | Aldrich | Synthware ™ chromatography column with reservoir, fritted disc and PTFE stopcock |  | ,,,, | Labware , Manufacturer Browser , Synthware , Synthware Chromatography |  | pkg of 1 ea,Joint: ST/NS35/20,26.0 mm × 203 mm,500 mL,Synthware, C383220C | , |  |  | pkg of 1 ea,Joint: ST/NS35/20,26.0 mm × 203 mm,500 mL,Synthware, C383220C
,500 mL, Joint: ST/NS 35/20, I.D. × L 26.0 mm × 254 mm, fritted disc and PTFE stopcock,,,,, | SYNC383225C |  | Aldrich | Synthware ™ chromatography column with reservoir, fritted disc and PTFE stopcock |  | ,,,, | Labware , Manufacturer Browser , Synthware , Synthware Chromatography |  | pkg of 1 ea,Joint: ST/NS35/20,26.0 mm × 254 mm,500 mL,Synthware, C383225C | , |  |  | pkg of 1 ea,Joint: ST/NS35/20,26.0 mm × 254 mm,500 mL,Synthware, C383225C
,500 mL, Joint: ST/NS 35/20, I.D. × L 26.0 mm × 305 mm, fritted disc and PTFE stopcock,,,,, | SYNC383230C |  | Aldrich | Synthware ™ chromatography column with reservoir, fritted disc and PTFE stopcock |  | ,,,, | Labware , Manufacturer Browser , Synthware , Synthware Chromatography |  | pkg of 1 ea,Joint: ST/NS35/20,26.0 mm × 305 mm,500 mL,Synthware, C383230C | , |  |  | pkg of 1 ea,Joint: ST/NS35/20,26.0 mm × 305 mm,500 mL,Synthware, C383230C
,500 mL, Joint: ST/NS 35/20, I.D. × L 26.0 mm × 457 mm, fritted disc and PTFE stopcock,,,,, | SYNC383240C |  | Aldrich | Synthware ™ chromatography column with reservoir, fritted disc and PTFE stopcock |  | ,,,, | Labware , Manufacturer Browser , Synthware , Synthware Chromatography |  | pkg of 1 ea,Joint: ST/NS35/20,26.0 mm × 457 mm,500 mL,Synthware, C383240C | , |  |  | pkg of 1 ea,Joint: ST/NS35/20,26.0 mm × 457 mm,500 mL,Synthware, C383240C
,500 mL, Joint: ST/NS 35/20, I.D. × L 40.0 mm × 305 mm, fritted disc and PTFE stopcock,,,,, | SYNC384630C |  | Aldrich | Synthware ™ chromatography column with reservoir, fritted disc and PTFE stopcock |  | ,,,, | Labware , Manufacturer Browser , Synthware , Synthware Chromatography |  | pkg of 1 ea,Joint: ST/NS35/20,40.0 mm × 305 mm,500 mL,Synthware, C384630C | , |  |  | pkg of 1 ea,Joint: ST/NS35/20,40.0 mm × 305 mm,500 mL,Synthware, C384630C
,500 mL, Joint: ST/NS 35/20, I.D. × L 40.0 mm × 457 mm,,,,, | SYNC384640C |  | Aldrich | Synthware ™ chromatography column with reservoir, fritted disc and PTFE stopcock |  | ,,,, | Labware , Manufacturer Browser , Synthware , Synthware Chromatography |  | pkg of 1 ea,Joint: ST/NS35/20,40.0 mm × 457 mm,500 mL,Synthware, C384640C | , |  |  | pkg of 1 ea,Joint: ST/NS35/20,40.0 mm × 457 mm,500 mL,Synthware, C384640C
,100 mL, Joint: ST/NS 35/20, I.D. × L 13.4 mm × 203 mm,,,,, | SYNC381720 |  | Aldrich | Synthware ™ chromatography column with reservoir, spherical joint and PTFE stopcock |  | ,,,, | Labware , Manufacturer Browser , Synthware , Synthware Chromatography |  | pkg of 1 ea,Joint: ST/NS35/20,13.4 mm × 203 mm,100 mL,Synthware, C381720 | , |  |  | pkg of 1 ea,Joint: ST/NS35/20,13.4 mm × 203 mm,100 mL,Synthware, C381720
,100 mL, Joint: ST/NS 35/20, I.D. × L 13.4 mm × 305 mm,,,,, | SYNC381730 |  | Aldrich | Synthware ™ chromatography column with reservoir, spherical joint and PTFE stopcock |  | ,,,, | Labware , Manufacturer Browser , Synthware , Synthware Chromatography |  | pkg of 1 ea,Joint: ST/NS35/20,13.4 mm × 305 mm,100 mL,Synthware, C381730 | , |  |  | pkg of 1 ea,Joint: ST/NS35/20,13.4 mm × 305 mm,100 mL,Synthware, C381730
,100 mL, Joint: ST/NS 35/20, I.D. × L 13.4 mm × 457 mm,,,,, | SYNC381740 |  | Aldrich | Synthware ™ chromatography column with reservoir, spherical joint and PTFE stopcock |  | ,,,, | Labware , Manufacturer Browser , Synthware , Synthware Chromatography |  | pkg of 1 ea,Joint: ST/NS35/20,13.4 mm × 457 mm,100 mL,Synthware, C381740 | , |  |  | pkg of 1 ea,Joint: ST/NS35/20,13.4 mm × 457 mm,100 mL,Synthware, C381740
,100 mL, Joint: ST/NS 35/20, I.D. × L 20.0 mm × 203 mm,,,,, | SYNC382620 |  | Aldrich | Synthware ™ chromatography column with reservoir, spherical joint and PTFE stopcock |  | ,,,, | Labware , Manufacturer Browser , Synthware , Synthware Chromatography |  | pkg of 1 ea,Joint: ST/NS35/20,20.0 mm × 203 mm,100 mL,Synthware, C382620 | , |  |  | pkg of 1 ea,Joint: ST/NS35/20,20.0 mm × 203 mm,100 mL,Synthware, C382620
,100 mL, Joint: ST/NS 35/20, I.D. × L 20.0 mm × 254 mm,,,,, | SYNC382625 |  | Aldrich | Synthware ™ chromatography column with reservoir, spherical joint and PTFE stopcock |  | ,,,, | Labware , Manufacturer Browser , Synthware , Synthware Chromatography |  | pkg of 1 ea,Joint: ST/NS35/20,20.0 mm × 254 mm,100 mL,Synthware, C382625 | , |  |  | pkg of 1 ea,Joint: ST/NS35/20,20.0 mm × 254 mm,100 mL,Synthware, C382625
,100 mL, Joint: ST/NS 35/20, I.D. × L 20.0 mm × 305 mm,,,,, | SYNC382630 |  | Aldrich | Synthware ™ chromatography column with reservoir, spherical joint and PTFE stopcock |  | ,,,, | Labware , Manufacturer Browser , Synthware , Synthware Chromatography |  | pkg of 1 ea,Joint: ST/NS35/20,20.0 mm × 305 mm,100 mL,Synthware, C382630 | , |  |  | pkg of 1 ea,Joint: ST/NS35/20,20.0 mm × 305 mm,100 mL,Synthware, C382630
,100 mL, Joint: ST/NS 35/20, I.D. × L 20.0 mm × 457 mm,,,,, | SYNC382640 |  | Aldrich | Synthware ™ chromatography column with reservoir, spherical joint and PTFE stopcock |  | ,,,, | Labware , Manufacturer Browser , Synthware , Synthware Chromatography |  | pkg of 1 ea,Joint: ST/NS35/20,20.0 mm × 457 mm,100 mL,Synthware, C382640 | , |  |  | pkg of 1 ea,Joint: ST/NS35/20,20.0 mm × 457 mm,100 mL,Synthware, C382640
,100 mL, Joint: ST/NS 35/20, I.D. × L 26.0 mm × 203 mm,,,,, | SYNC383220 |  | Aldrich | Synthware ™ chromatography column with reservoir, spherical joint and PTFE stopcock |  | ,,,, | Labware , Manufacturer Browser , Synthware , Synthware Chromatography |  | pkg of 1 ea,Joint: ST/NS35/20,26.0 mm × 203 mm,100 mL,Synthware, C383220 | , |  |  | pkg of 1 ea,Joint: ST/NS35/20,26.0 mm × 203 mm,100 mL,Synthware, C383220
,100 mL, Joint: ST/NS 35/20, I.D. × L 26.0 mm × 254 mm,,,,, | SYNC383225 |  | Aldrich | Synthware ™ chromatography column with reservoir, spherical joint and PTFE stopcock |  | ,,,, | Labware , Manufacturer Browser , Synthware , Synthware Chromatography |  | pkg of 1 ea,Joint: ST/NS35/20,26.0 mm × 254 mm,100 mL,Synthware, C383225 | , |  |  | pkg of 1 ea,Joint: ST/NS35/20,26.0 mm × 254 mm,100 mL,Synthware, C383225
,100 mL, Joint: ST/NS 35/20, I.D. × L 26.0 mm × 305 mm,,,,, | SYNC383230 |  | Aldrich | Synthware ™ chromatography column with reservoir, spherical joint and PTFE stopcock |  | ,,,, | Labware , Manufacturer Browser , Synthware , Synthware Chromatography |  | pkg of 1 ea,Joint: ST/NS35/20,26.0 mm × 305 mm,100 mL,Synthware, C383230 | , |  |  | pkg of 1 ea,Joint: ST/NS35/20,26.0 mm × 305 mm,100 mL,Synthware, C383230
,100 mL, Joint: ST/NS 35/20, I.D. × L 26.0 mm × 457 mm,,,,, | SYNC383240 |  | Aldrich | Synthware ™ chromatography column with reservoir, spherical joint and PTFE stopcock |  | ,,,, | Labware , Manufacturer Browser , Synthware , Synthware Chromatography |  | pkg of 1 ea,Joint: ST/NS35/20,26.0 mm × 457 mm,100 mL,Synthware, C383240 | , |  |  | pkg of 1 ea,Joint: ST/NS35/20,26.0 mm × 457 mm,100 mL,Synthware, C383240
,100 mL, Joint: ST/NS 35/20, I.D. × L 40.0 mm × 305 mm,,,,, | SYNC384630 |  | Aldrich | Synthware ™ chromatography column with reservoir, spherical joint and PTFE stopcock |  | ,,,, | Labware , Manufacturer Browser , Synthware , Synthware Chromatography |  | pkg of 1 ea,Joint: ST/NS35/20,40.0 mm × 305 mm,100 mL,Synthware, C384630 | , |  |  | pkg of 1 ea,Joint: ST/NS35/20,40.0 mm × 305 mm,100 mL,Synthware, C384630
,100 mL, Joint: ST/NS 35/20, I.D. × L 40.0 mm × 457 mm,,,,, | SYNC384640 |  | Aldrich | Synthware ™ chromatography column with reservoir, spherical joint and PTFE stopcock |  | ,,,, | Labware , Manufacturer Browser , Synthware , Synthware Chromatography |  | pkg of 1 ea,Joint: ST/NS35/20,40.0 mm × 457 mm,100 mL,Synthware, C384640 | , |  |  | pkg of 1 ea,Joint: ST/NS35/20,40.0 mm × 457 mm,100 mL,Synthware, C384640
,Joint: ST/NS 24/40, O.D. × L 40 mm × 200 mm, Disc porosity: coarse,,,,, | SYNF234020C |  | Aldrich | Synthware ™ chromatography column with vacuum connection and fritted disk |  | ,,,, | Labware , Manufacturer Browser , Synthware , Synthware Chromatography |  | pkg of 1 ea,Joint: ST/NS24/40,40 mm × 200 mm,Synthware, F234020C | , |  |  | pkg of 1 ea,Joint: ST/NS24/40,40 mm × 200 mm,Synthware, F234020C
,Joint: ST/NS 24/40, O.D. × L 40 mm × 300 mm, Disc porosity: coarse,,,,, | SYNF234030C |  | Aldrich | Synthware ™ chromatography column with vacuum connection and fritted disk |  | ,,,, | Labware , Manufacturer Browser , Synthware , Synthware Chromatography |  | pkg of 1 ea,Joint: ST/NS24/40,40 mm × 300 mm,Synthware, F234030C | , |  |  | pkg of 1 ea,Joint: ST/NS24/40,40 mm × 300 mm,Synthware, F234030C
,Joint: ST/NS 24/40, O.D. × L 40 mm × 300 mm,,,,, | SYNF234030M |  | Aldrich | Synthware ™ chromatography column with vacuum connection and fritted disk |  | ,,,, | Labware , Manufacturer Browser , Synthware , Synthware Chromatography |  | pkg of 1 ea,Joint: ST/NS24/40,40 mm × 300 mm,Synthware, F234030M | , |  |  | pkg of 1 ea,Joint: ST/NS24/40,40 mm × 300 mm,Synthware, F234030M
,Joint: ST/NS 24/40, O.D. × L 60 mm × 400 mm, Disc porosity: coarse,,,,, | SYNF236040C |  | Aldrich | Synthware ™ chromatography column with vacuum connection and fritted disk |  | ,,,, | Labware , Manufacturer Browser , Synthware , Synthware Chromatography |  | pkg of 1 ea,Joint: ST/NS24/40,60 mm × 400 mm,Synthware, F236040C | , |  |  | pkg of 1 ea,Joint: ST/NS24/40,60 mm × 400 mm,Synthware, F236040C
,Joint: ST/NS 24/40, O.D. × L 90 mm × 300 mm, Disc porosity: coarse,,,,, | SYNF238530C |  | Aldrich | Synthware ™ chromatography column with vacuum connection and fritted disk |  | ,,,, | Labware , Manufacturer Browser , Synthware , Synthware Chromatography |  | pkg of 1 ea,Joint: ST/NS24/40,90 mm × 300 mm,Synthware, F238530C | , |  |  | pkg of 1 ea,Joint: ST/NS24/40,90 mm × 300 mm,Synthware, F238530C
,Joint: ST/NS 24/40, O.D. × L 90 mm × 400 mm, Disc porosity: coarse,,,,, | SYNF238540C |  | Aldrich | Synthware ™ chromatography column with vacuum connection and fritted disk |  | ,,,, | Labware , Manufacturer Browser , Synthware , Synthware Chromatography |  | pkg of 1 ea,Joint: ST/NS24/40,90 mm × 400 mm,Synthware, F238540C | , |  |  | pkg of 1 ea,Joint: ST/NS24/40,90 mm × 400 mm,Synthware, F238540C
,Joint: ST/NS 35/20, I.D. × L 13.4 mm × 305 mm,,,,, | SYNC195173 |  | Aldrich | Synthware ™ chromatography column with with spherical joint and PTFE stopcock |  | ,,,, | Labware , Manufacturer Browser , Synthware , Synthware Chromatography |  | pkg of 1 ea,Joint: ST/NS35/20,13.4 mm × 305 mm,Synthware, C195173 | , |  |  | pkg of 1 ea,Joint: ST/NS35/20,13.4 mm × 305 mm,Synthware, C195173
,Joint: ST/NS 35/20, I.D. × L 20.0 mm × 457 mm,,,,, | SYNC195264 |  | Aldrich | Synthware ™ chromatography column with with spherical joint and PTFE stopcock |  | ,,,, | Labware , Manufacturer Browser , Synthware , Synthware Chromatography |  | pkg of 1 ea,Joint: ST/NS35/20,20.0 mm × 457 mm,Synthware, C195264 | , |  |  | pkg of 1 ea,Joint: ST/NS35/20,20.0 mm × 457 mm,Synthware, C195264
,Joint: ST/NS 35/20, I.D. × L 26.0 mm × 305 mm,,,,, | SYNC195323 |  | Aldrich | Synthware ™ chromatography column with with spherical joint and PTFE stopcock |  | ,,,, | Labware , Manufacturer Browser , Synthware , Synthware Chromatography |  | pkg of 1 ea,Joint: ST/NS35/20,26.0 mm × 305 mm,Synthware, C195323 | , |  |  | pkg of 1 ea,Joint: ST/NS35/20,26.0 mm × 305 mm,Synthware, C195323
,Joint: ST/NS 35/20, I.D. × L 26.0 mm × 457 mm,,,,, | SYNC195324 |  | Aldrich | Synthware ™ chromatography column with with spherical joint and PTFE stopcock |  | ,,,, | Labware , Manufacturer Browser , Synthware , Synthware Chromatography |  | pkg of 1 ea,Joint: ST/NS35/20,26.0 mm × 457 mm,Synthware, C195324 | , |  |  | pkg of 1 ea,Joint: ST/NS35/20,26.0 mm × 457 mm,Synthware, C195324
,Joint: ST/NS 35/20, I.D. × L 40.0 mm × 457 mm,,,,, | SYNC195464 |  | Aldrich | Synthware ™ chromatography column with with spherical joint and PTFE stopcock |  | ,,,, | Labware , Manufacturer Browser , Synthware , Synthware Chromatography |  | pkg of 1 ea,Joint: ST/NS35/20,40.0 mm × 457 mm,Synthware, C195464 | , |  |  | pkg of 1 ea,Joint: ST/NS35/20,40.0 mm × 457 mm,Synthware, C195464
,Joint: ST/NS 35/20, I.D. × L 13.4 mm × 203 mm,,,,, | SYNC195171C |  | Aldrich | Synthware ™ chromatography column with with spherical joint, PTFE stopcock and coarse frit |  | ,,,, | Labware , Manufacturer Browser , Synthware , Synthware Chromatography |  | pkg of 1 ea,Joint: ST/NS35/20,13.4 mm × 203 mm,Synthware, C195171C | , |  |  | pkg of 1 ea,Joint: ST/NS35/20,13.4 mm × 203 mm,Synthware, C195171C
,Joint: ST/NS 35/20, I.D. × L 13.4 mm × 254 mm,,,,, | SYNC195172C |  | Aldrich | Synthware ™ chromatography column with with spherical joint, PTFE stopcock and coarse frit |  | ,,,, | Labware , Manufacturer Browser , Synthware , Synthware Chromatography |  | pkg of 1 ea,Joint: ST/NS35/20,13.4 mm × 254 mm,Synthware, C195172C | , |  |  | pkg of 1 ea,Joint: ST/NS35/20,13.4 mm × 254 mm,Synthware, C195172C
,Joint: ST/NS 35/20, I.D. × L 13.4 mm × 305 mm,,,,, | SYNC195173C |  | Aldrich | Synthware ™ chromatography column with with spherical joint, PTFE stopcock and coarse frit |  | ,,,, | Labware , Manufacturer Browser , Synthware , Synthware Chromatography |  | pkg of 1 ea,Joint: ST/NS35/20,13.4 mm × 305 mm,Synthware, C195173C | , |  |  | pkg of 1 ea,Joint: ST/NS35/20,13.4 mm × 305 mm,Synthware, C195173C
,Joint: ST/NS 35/20, I.D. × L 20.0 mm × 254 mm,,,,, | SYNC195262C |  | Aldrich | Synthware ™ chromatography column with with spherical joint, PTFE stopcock and coarse frit |  | ,,,, | Labware , Manufacturer Browser , Synthware , Synthware Chromatography |  | pkg of 1 ea,Joint: ST/NS35/20,20.0 mm × 254 mm,Synthware, C195262C | , |  |  | pkg of 1 ea,Joint: ST/NS35/20,20.0 mm × 254 mm,Synthware, C195262C
,Joint: ST/NS 35/20, I.D. × L 20.0 mm × 457 mm,,,,, | SYNC195264C |  | Aldrich | Synthware ™ chromatography column with with spherical joint, PTFE stopcock and coarse frit |  | ,,,, | Labware , Manufacturer Browser , Synthware , Synthware Chromatography |  | pkg of 1 ea,Joint: ST/NS35/20,20.0 mm × 457 mm,Synthware, C195264C | , |  |  | pkg of 1 ea,Joint: ST/NS35/20,20.0 mm × 457 mm,Synthware, C195264C
,Joint: ST/NS 35/20, I.D. × L 26.0 mm × 305 mm,,,,, | SYNC195323C |  | Aldrich | Synthware ™ chromatography column with with spherical joint, PTFE stopcock and coarse frit |  | ,,,, | Labware , Manufacturer Browser , Synthware , Synthware Chromatography |  | pkg of 1 ea,Joint: ST/NS35/20,26.0 mm × 305 mm,Synthware, C195323C | , |  |  | pkg of 1 ea,Joint: ST/NS35/20,26.0 mm × 305 mm,Synthware, C195323C
,Joint: ST/NS 35/20, I.D. × L 26.0 mm × 457 mm,,,,, | SYNC195324C |  | Aldrich | Synthware ™ chromatography column with with spherical joint, PTFE stopcock and coarse frit |  | ,,,, | Labware , Manufacturer Browser , Synthware , Synthware Chromatography |  | pkg of 1 ea,Joint: ST/NS35/20,26.0 mm × 457 mm,Synthware, C195324C | , |  |  | pkg of 1 ea,Joint: ST/NS35/20,26.0 mm × 457 mm,Synthware, C195324C
,Joint: ST/NS 35/20, I.D. × L 40.0 mm × 305 mm,,,,, | SYNC195463C |  | Aldrich | Synthware ™ chromatography column with with spherical joint, PTFE stopcock and coarse frit |  | ,,,, | Labware , Manufacturer Browser , Synthware , Synthware Chromatography |  | pkg of 1 ea,Joint: ST/NS35/20,40.0 mm × 305 mm,Synthware, C195463C | , |  |  | pkg of 1 ea,Joint: ST/NS35/20,40.0 mm × 305 mm,Synthware, C195463C
,Joint: ST/NS 35/20, I.D. × L 40.0 mm × 457 mm,,,,, | SYNC195464C |  | Aldrich | Synthware ™ chromatography column with with spherical joint, PTFE stopcock and coarse frit |  | ,,,, | Labware , Manufacturer Browser , Synthware , Synthware Chromatography |  | pkg of 1 ea,Joint: ST/NS35/20,40.0 mm × 457 mm,Synthware, C195464C | , |  |  | pkg of 1 ea,Joint: ST/NS35/20,40.0 mm × 457 mm,Synthware, C195464C
,with PTFE stopcock,,,,, | SYNC1301 |  | Aldrich | Synthware ™ chromatography flow control adapter |  | ,,,, | Labware , Manufacturer Browser , Synthware , Synthware Chromatography |  | pkg of 1 ea,Synthware, C1301 | , |  |  | pkg of 1 ea,Synthware, C1301
,Joint: ST/NS 24/40, with PTFE stopcock,,,,, | SYNC1324 |  | Aldrich | Synthware ™ chromatography flow control adapter |  | ,,,, | Labware , Manufacturer Browser , Synthware , Synthware Chromatography |  | pkg of 1 ea,Joint: ST/NS24/40,Synthware, C1324 | , |  |  | pkg of 1 ea,Joint: ST/NS24/40,Synthware, C1324
,100 mL, Joint: ST/NS 24/40,,,,, | SYNC184100 |  | Aldrich | Synthware ™ chromatography reservoir |  | ,,,, | Labware , Manufacturer Browser , Synthware , Synthware Chromatography |  | pkg of 1 ea,Joint: ST/NS24/40,100 mL,Synthware, C184100 | , |  |  | pkg of 1 ea,Joint: ST/NS24/40,100 mL,Synthware, C184100
,250 mL, Joint: ST/NS 24/40,,,,, | SYNC182402 |  | Aldrich | Synthware ™ chromatography reservoir |  | ,,,, | Labware , Manufacturer Browser , Synthware , Synthware Chromatography |  | pkg of 1 ea,Joint: ST/NS24/40,250 mL,Synthware, C182402 | , |  |  | pkg of 1 ea,Joint: ST/NS24/40,250 mL,Synthware, C182402
,500 mL, Joint: ST/NS 24/40,,,,, | SYNC182403 |  | Aldrich | Synthware ™ chromatography reservoir |  | ,,,, | Labware , Manufacturer Browser , Synthware , Synthware Chromatography |  | pkg of 1 ea,Joint: ST/NS24/40,500 mL,Synthware, C182403 | , |  |  | pkg of 1 ea,Joint: ST/NS24/40,500 mL,Synthware, C182403
,250 mL,,,,, | SYNC193502 |  | Aldrich | Synthware ™ chromatography reservoir |  | ,,,, | Labware , Manufacturer Browser , Synthware , Synthware Chromatography |  | pkg of 1 ea,Synthware, C193502,250 mL | , |  |  | pkg of 1 ea,Synthware, C193502,250 mL
,500 mL,,,,, | SYNC193503 |  | Aldrich | Synthware ™ chromatography reservoir |  | ,,,, | Labware , Manufacturer Browser , Synthware , Synthware Chromatography |  | pkg of 1 ea,Synthware, C193503,500 mL | , |  |  | pkg of 1 ea,Synthware, C193503,500 mL
,250 mL, Joint: ST/NS 24/40,,,,, | SYNC414250 |  | Aldrich | Synthware ™ Chromatography reservoir with Rodaviss joint |  | ,,,, | Labware , Manufacturer Browser , Synthware , Synthware Chromatography |  | pkg of 1 ea,Joint: ST/NS24/40,250 mL,Synthware, C414250 | , |  |  | pkg of 1 ea,Joint: ST/NS24/40,250 mL,Synthware, C414250
,500 mL, Joint: ST/NS 24/40,,,,, | SYNC414500 |  | Aldrich | Synthware ™ Chromatography reservoir with Rodaviss joint |  | ,,,, | Labware , Manufacturer Browser , Synthware , Synthware Chromatography |  | pkg of 1 ea,Joint: ST/NS24/40,500 mL,Synthware, C414500 | , |  |  | pkg of 1 ea,Joint: ST/NS24/40,500 mL,Synthware, C414500
,Joint: ST/NS 60/12, O.D. × H 65 mm × 105 mm,,,,, | SYNT216105 |  | Aldrich | Synthware ™ TLC cylindrical developing tank |  | ,,,, | Labware , Manufacturer Browser , Synthware , Synthware Chromatography |  | pkg of 1 ea,Joint: ST/NS60/12,65 mm × 105 mm,Synthware, T216105 | , |  |  | pkg of 1 ea,Joint: ST/NS60/12,65 mm × 105 mm,Synthware, T216105
,Joint: ST/NS 60/12, O.D. × H 65 mm × 205 mm,,,,, | SYNT216205 |  | Aldrich | Synthware ™ TLC cylindrical developing tank |  | ,,,, | Labware , Manufacturer Browser , Synthware , Synthware Chromatography |  | pkg of 1 ea,Joint: ST/NS60/12,65 mm × 205 mm,Synthware, T216205 | , |  |  | pkg of 1 ea,Joint: ST/NS60/12,65 mm × 205 mm,Synthware, T216205
,Joint: ST/NS 14/20, jacket L 120 mm, hose size 8 mm,,,,, | SYNC251120 |  | Aldrich | Synthware ™ Allihn condenser |  | ,,,, | Labware , Manufacturer Browser , Synthware , Synthware Condensers |  | pkg of 1 ea,Joint: ST/NS14/20,120 mm,8 mm,Synthware, C251120 | , |  |  | pkg of 1 ea,Joint: ST/NS14/20,120 mm,8 mm,Synthware, C251120
,Joint: ST/NS 14/20, jacket L 120 mm, hose size 8 mm,,,,, | SYNC621120 |  | Aldrich | Synthware ™ Allihn condenser |  | ,,,, | Labware , Manufacturer Browser , Synthware , Synthware Condensers |  | pkg of 1 ea,Joint: ST/NS14/20,120 mm,8 mm,Synthware, C621120 | , |  |  | pkg of 1 ea,Joint: ST/NS14/20,120 mm,8 mm,Synthware, C621120
,Joint: ST/NS 19/22, jacket L 200 mm, hose size 8 mm,,,,, | SYNC259200 |  | Aldrich | Synthware ™ Allihn condenser |  | ,,,, | Labware , Manufacturer Browser , Synthware , Synthware Condensers |  | pkg of 1 ea,Joint: ST/NS19/22,200 mm,8 mm,Synthware, C259200 | , |  |  | pkg of 1 ea,Joint: ST/NS19/22,200 mm,8 mm,Synthware, C259200
,Joint: ST/NS 24/40, jacket L 200 mm, hose size 10 mm,,,,, | SYNC621200 |  | Aldrich | Synthware ™ Allihn condenser |  | ,,,, | Labware , Manufacturer Browser , Synthware , Synthware Condensers |  | pkg of 1 ea,Joint: ST/NS24/40,200 mm,10 mm,Synthware, C621200 | , |  |  | pkg of 1 ea,Joint: ST/NS24/40,200 mm,10 mm,Synthware, C621200
,Joint: ST/NS 19/22, jacket L 300 mm, hose size 8 mm,,,,, | SYNC259300 |  | Aldrich | Synthware ™ Allihn condenser |  | ,,,, | Labware , Manufacturer Browser , Synthware , Synthware Condensers |  | pkg of 1 ea,Joint: ST/NS19/22,300 mm,8 mm,Synthware, C259300 | , |  |  | pkg of 1 ea,Joint: ST/NS19/22,300 mm,8 mm,Synthware, C259300
,Joint: ST/NS 24/40, jacket L 300 mm, hose size 10 mm,,,,, | SYNC624300 |  | Aldrich | Synthware ™ Allihn condenser |  | ,,,, | Labware , Manufacturer Browser , Synthware , Synthware Condensers |  | pkg of 1 ea,Joint: ST/NS24/40,300 mm,10 mm,Synthware, C624300 | , |  |  | pkg of 1 ea,Joint: ST/NS24/40,300 mm,10 mm,Synthware, C624300
,Joint: ST/NS 24/40, jacket L 200 mm, hose size 10 mm,,,,, | SYNC251200 |  | Aldrich | Synthware ™ Allihn condenser |  | ,,,, | Labware , Manufacturer Browser , Synthware , Synthware Condensers |  | pkg of 1 ea,Joint: ST/NS24/40,200 mm,10 mm,Synthware, C251200 | , |  |  | pkg of 1 ea,Joint: ST/NS24/40,200 mm,10 mm,Synthware, C251200
,Joint: ST/NS 24/40, jacket L 400 mm, hose size 10 mm,,,,, | SYNC624400 |  | Aldrich | Synthware ™ Allihn condenser |  | ,,,, | Labware , Manufacturer Browser , Synthware , Synthware Condensers |  | pkg of 1 ea,Joint: ST/NS24/40,400 mm,10 mm,Synthware, C624400 | , |  |  | pkg of 1 ea,Joint: ST/NS24/40,400 mm,10 mm,Synthware, C624400
,Joint: ST/NS 24/40, jacket L 300 mm, hose size 10 mm,,,,, | SYNC254300 |  | Aldrich | Synthware ™ Allihn condenser |  | ,,,, | Labware , Manufacturer Browser , Synthware , Synthware Condensers |  | pkg of 1 ea,Joint: ST/NS24/40,300 mm,10 mm,Synthware, C254300 | , |  |  | pkg of 1 ea,Joint: ST/NS24/40,300 mm,10 mm,Synthware, C254300
,Joint: ST/NS 29/42, jacket L 300 mm, hose size 10 mm,,,,, | SYNC625300 |  | Aldrich | Synthware ™ Allihn condenser |  | ,,,, | Labware , Manufacturer Browser , Synthware , Synthware Condensers |  | pkg of 1 ea,Joint: ST/NS29/42,300 mm,10 mm,Synthware, C625300 | , |  |  | pkg of 1 ea,Joint: ST/NS29/42,300 mm,10 mm,Synthware, C625300
,Joint: ST/NS 24/40, jacket L 400 mm, hose size 10 mm,,,,, | SYNC254400 |  | Aldrich | Synthware ™ Allihn condenser |  | ,,,, | Labware , Manufacturer Browser , Synthware , Synthware Condensers |  | pkg of 1 ea,Joint: ST/NS24/40,400 mm,10 mm,Synthware, C254400 | , |  |  | pkg of 1 ea,Joint: ST/NS24/40,400 mm,10 mm,Synthware, C254400
,Joint: ST/NS 29/42, jacket L 300 mm, hose size 10 mm,,,,, | SYNC255300 |  | Aldrich | Synthware ™ Allihn condenser |  | ,,,, | Labware , Manufacturer Browser , Synthware , Synthware Condensers |  | pkg of 1 ea,Joint: ST/NS29/42,300 mm,10 mm,Synthware, C255300 | , |  |  | pkg of 1 ea,Joint: ST/NS29/42,300 mm,10 mm,Synthware, C255300
,Joint: ST/NS 29/42, jacket L 400 mm, hose size 10 mm,,,,, | SYNC255400 |  | Aldrich | Synthware ™ Allihn condenser |  | ,,,, | Labware , Manufacturer Browser , Synthware , Synthware Condensers |  | pkg of 1 ea,Joint: ST/NS29/42,400 mm,10 mm,Synthware, C255400 | , |  |  | pkg of 1 ea,Joint: ST/NS29/42,400 mm,10 mm,Synthware, C255400
,Joint: ST/NS 14/20, hose size 8 mm,,,,, | SYNC261100 |  | Aldrich | Synthware ™ coil-style reflux condenser |  | ,,,, | Labware , Manufacturer Browser , Synthware , Synthware Condensers |  | pkg of 1 ea,Joint: ST/NS14/20,8 mm,Synthware, C261100 | , |  |  | pkg of 1 ea,Joint: ST/NS14/20,8 mm,Synthware, C261100
,Joint: ST/NS 14/20, hose size 8 mm,,,,, | SYNC262280 |  | Aldrich | Synthware ™ coil-style reflux condenser |  | ,,,, | Labware , Manufacturer Browser , Synthware , Synthware Condensers |  | pkg of 1 ea,Joint: ST/NS14/20,8 mm,Synthware, C262280 | , |  |  | pkg of 1 ea,Joint: ST/NS14/20,8 mm,Synthware, C262280
,Joint: ST/NS 19/22, hose size 8 mm,,,,, | SYNC269100 |  | Aldrich | Synthware ™ coil-style reflux condenser |  | ,,,, | Labware , Manufacturer Browser , Synthware , Synthware Condensers |  | pkg of 1 ea,Joint: ST/NS19/22,8 mm,Synthware, C269100 | , |  |  | pkg of 1 ea,Joint: ST/NS19/22,8 mm,Synthware, C269100
,Joint: ST/NS 24/40, hose size 10 mm,,,,, | SYNC264125 |  | Aldrich | Synthware ™ coil-style reflux condenser |  | ,,,, | Labware , Manufacturer Browser , Synthware , Synthware Condensers |  | pkg of 1 ea,Joint: ST/NS24/40,10 mm,Synthware, C264125 | , |  |  | pkg of 1 ea,Joint: ST/NS24/40,10 mm,Synthware, C264125
,Joint: ST/NS 24/40, hose size 10 mm,,,,, | SYNC264175 |  | Aldrich | Synthware ™ coil-style reflux condenser |  | ,,,, | Labware , Manufacturer Browser , Synthware , Synthware Condensers |  | pkg of 1 ea,Joint: ST/NS24/40,10 mm,Synthware, C264175 | , |  |  | pkg of 1 ea,Joint: ST/NS24/40,10 mm,Synthware, C264175
,Joint: ST/NS 24/40, hose size 10 mm,,,,, | SYNC264225 |  | Aldrich | Synthware ™ coil-style reflux condenser |  | ,,,, | Labware , Manufacturer Browser , Synthware , Synthware Condensers |  | pkg of 1 ea,Joint: ST/NS24/40,10 mm,Synthware, C264225 | , |  |  | pkg of 1 ea,Joint: ST/NS24/40,10 mm,Synthware, C264225
,Joint: ST/NS 24/40, hose size 10 mm,,,,, | SYNC264275 |  | Aldrich | Synthware ™ coil-style reflux condenser |  | ,,,, | Labware , Manufacturer Browser , Synthware , Synthware Condensers |  | pkg of 1 ea,Joint: ST/NS24/40,10 mm,Synthware, C264275 | , |  |  | pkg of 1 ea,Joint: ST/NS24/40,10 mm,Synthware, C264275
,Joint: ST/NS 14/20, hose size 8 mm,,,,, | SYNC561100 |  | Aldrich | Synthware ™ coil-style reflux condenser with removable hose connections |  | ,,,, | Labware , Manufacturer Browser , Synthware , Synthware Condensers |  | pkg of 1 ea,Joint: ST/NS14/20,8 mm,Synthware, C561100 | , |  |  | pkg of 1 ea,Joint: ST/NS14/20,8 mm,Synthware, C561100
,Joint: ST/NS 14/20, hose size 8 mm,,,,, | SYNC562280 |  | Aldrich | Synthware ™ coil-style reflux condenser with removable hose connections |  | ,,,, | Labware , Manufacturer Browser , Synthware , Synthware Condensers |  | pkg of 1 ea,Joint: ST/NS14/20,8 mm,Synthware, C562280 | , |  |  | pkg of 1 ea,Joint: ST/NS14/20,8 mm,Synthware, C562280
,Joint: ST/NS 24/40, hose size 10 mm,,,,, | SYNC564125 |  | Aldrich | Synthware ™ coil-style reflux condenser with removable hose connections |  | ,,,, | Labware , Manufacturer Browser , Synthware , Synthware Condensers |  | pkg of 1 ea,Joint: ST/NS24/40,10 mm,Synthware, C564125 | , |  |  | pkg of 1 ea,Joint: ST/NS24/40,10 mm,Synthware, C564125
,Joint: ST/NS 24/40, hose size 10 mm,,,,, | SYNC564175 |  | Aldrich | Synthware ™ coil-style reflux condenser with removable hose connections |  | ,,,, | Labware , Manufacturer Browser , Synthware , Synthware Condensers |  | pkg of 1 ea,Joint: ST/NS24/40,10 mm,Synthware, C564175 | , |  |  | pkg of 1 ea,Joint: ST/NS24/40,10 mm,Synthware, C564175
,Joint: ST/NS 24/40, hose size 10 mm,,,,, | SYNC564225 |  | Aldrich | Synthware ™ coil-style reflux condenser with removable hose connections |  | ,,,, | Labware , Manufacturer Browser , Synthware , Synthware Condensers |  | pkg of 1 ea,Joint: ST/NS24/40,10 mm,Synthware, C564225 | , |  |  | pkg of 1 ea,Joint: ST/NS24/40,10 mm,Synthware, C564225
,Joint: ST/NS 14/20, hose size 8 mm,,,,, | SYNC111420 |  | Aldrich | Synthware ™ cold finger condenser |  | ,,,, | Labware , Manufacturer Browser , Synthware , Synthware Condensers |  | pkg of 1 ea,Joint: ST/NS14/20,8 mm,Synthware, C111420 | , |  |  | pkg of 1 ea,Joint: ST/NS14/20,8 mm,Synthware, C111420
,Joint: ST/NS 24/40, hose size 10 mm,,,,, | SYNC114150 |  | Aldrich | Synthware ™ cold finger condenser |  | ,,,, | Labware , Manufacturer Browser , Synthware , Synthware Condensers |  | pkg of 1 ea,Joint: ST/NS24/40,10 mm,Synthware, C114150 | , |  |  | pkg of 1 ea,Joint: ST/NS24/40,10 mm,Synthware, C114150
,Joint: ST/NS 24/40, hose size 10 mm,,,,, | SYNC114200 |  | Aldrich | Synthware ™ cold finger condenser |  | ,,,, | Labware , Manufacturer Browser , Synthware , Synthware Condensers |  | pkg of 1 ea,Joint: ST/NS24/40,10 mm,Synthware, C114200 | , |  |  | pkg of 1 ea,Joint: ST/NS24/40,10 mm,Synthware, C114200
,Joint: ST/NS 24/40, hose size 10 mm,,,,, | SYNC114250 |  | Aldrich | Synthware ™ cold finger condenser |  | ,,,, | Labware , Manufacturer Browser , Synthware , Synthware Condensers |  | pkg of 1 ea,Joint: ST/NS24/40,10 mm,Synthware, C114250 | , |  |  | pkg of 1 ea,Joint: ST/NS24/40,10 mm,Synthware, C114250
,top Joint: ST/NS 19/38,,,,, | SYNC910200 |  | Aldrich | Synthware ™ diagonal condenser for rotary evaoprators |  | ,,,, | Labware , Manufacturer Browser , Synthware , Synthware Condensers |  | pkg of 1 ea,Joint: ST/NS top19/38,Synthware, C910200 | , |  |  | pkg of 1 ea,Joint: ST/NS top19/38,Synthware, C910200
,Inlet feed tube for condenser SYNC910200,,,,, | SYNC910001 |  | Aldrich | Synthware ™ diagonal condenser for rotary evaoprators |  | ,,,, | Labware , Manufacturer Browser , Synthware , Synthware Condensers |  | pkg of 1 ea,Synthware, C910001 | , |  |  | pkg of 1 ea,Synthware, C910001
,O.D. 25 mm, porosity: coarse, H 85 mm,,,,, | SYNE112585C |  | Aldrich | Synthware ™ extraction thimble |  | ,,,, | Labware , Manufacturer Browser , Synthware , Synthware Condensers |  | pkg of 1 ea,Synthware, E112585C,25 mm,85 mm | , |  |  | pkg of 1 ea,Synthware, E112585C,25 mm,85 mm
,O.D. 25 mm, porosity: extra coarse, H 85 mm,,,,, | SYNE112585X |  | Aldrich | Synthware ™ extraction thimble |  | ,,,, | Labware , Manufacturer Browser , Synthware , Synthware Condensers |  | pkg of 1 ea,Synthware, E112585X,25 mm,85 mm | , |  |  | pkg of 1 ea,Synthware, E112585X,25 mm,85 mm
,O.D. 35 mm, porosity: coarse, H 90 mm,,,,, | SYNE113590C |  | Aldrich | Synthware ™ extraction thimble |  | ,,,, | Labware , Manufacturer Browser , Synthware , Synthware Condensers |  | pkg of 1 ea,Synthware, E113590C,35 mm,90 mm | , |  |  | pkg of 1 ea,Synthware, E113590C,35 mm,90 mm
,O.D. 35 mm, porosity: extra coarse, H 90 mm,,,,, | SYNE113590X |  | Aldrich | Synthware ™ extraction thimble |  | ,,,, | Labware , Manufacturer Browser , Synthware , Synthware Condensers |  | pkg of 1 ea,Synthware, E113590X,35 mm,90 mm | , |  |  | pkg of 1 ea,Synthware, E113590X,35 mm,90 mm
,O.D. 45 mm, porosity: coarse, H 130 mm,,,,, | SYNE114513C |  | Aldrich | Synthware ™ extraction thimble |  | ,,,, | Labware , Manufacturer Browser , Synthware , Synthware Condensers |  | pkg of 1 ea,Synthware, E114513C,45 mm,130 mm | , |  |  | pkg of 1 ea,Synthware, E114513C,45 mm,130 mm
,O.D. 45 mm, porosity: extra coarse, H 130 mm,,,,, | SYNE114513X |  | Aldrich | Synthware ™ extraction thimble |  | ,,,, | Labware , Manufacturer Browser , Synthware , Synthware Condensers |  | pkg of 1 ea,Synthware, E114513X,45 mm,130 mm | , |  |  | pkg of 1 ea,Synthware, E114513X,45 mm,130 mm
,top Joint: ST/NS 24/40, bottom Joint: ST/NS 24/40,,,,, | SYNC212440 |  | Aldrich | Synthware ™ Friedrichs condenser |  | ,,,, | Labware , Manufacturer Browser , Synthware , Synthware Condensers |  | Joint: ST/NS top24/40,bottom Joint: ST/NS24/40,pkg of 1 ea,Synthware, C212440 | , |  |  | Joint: ST/NS top24/40,bottom Joint: ST/NS24/40,pkg of 1 ea,Synthware, C212440
,top Joint: ST/NS 24/40, bottom Joint: ST/NS 45/50,,,,, | SYNC214550 |  | Aldrich | Synthware ™ Friedrichs condenser |  | ,,,, | Labware , Manufacturer Browser , Synthware , Synthware Condensers |  | Joint: ST/NS top24/40,bottom Joint: ST/NS45/50,pkg of 1 ea,Synthware, C214550 | , |  |  | Joint: ST/NS top24/40,bottom Joint: ST/NS45/50,pkg of 1 ea,Synthware, C214550
,Joint: ST/NS 14/20, hose size 8 mm,,,,, | SYNC141120 |  | Aldrich | Synthware ™ Graham condenser |  | ,,,, | Labware , Manufacturer Browser , Synthware , Synthware Condensers |  | pkg of 1 ea,Joint: ST/NS14/20,8 mm,Synthware, C141120 | , |  |  | pkg of 1 ea,Joint: ST/NS14/20,8 mm,Synthware, C141120
,Joint: ST/NS 19/22, hose size 8 mm,,,,, | SYNC149200 |  | Aldrich | Synthware ™ Graham condenser |  | ,,,, | Labware , Manufacturer Browser , Synthware , Synthware Condensers |  | pkg of 1 ea,Joint: ST/NS19/22,8 mm,Synthware, C149200 | , |  |  | pkg of 1 ea,Joint: ST/NS19/22,8 mm,Synthware, C149200
,Joint: ST/NS 24/40, hose size 8 mm,,,,, | SYNC144200 |  | Aldrich | Synthware ™ Graham condenser |  | ,,,, | Labware , Manufacturer Browser , Synthware , Synthware Condensers |  | pkg of 1 ea,Joint: ST/NS24/40,8 mm,Synthware, C144200 | , |  |  | pkg of 1 ea,Joint: ST/NS24/40,8 mm,Synthware, C144200
,Joint: ST/NS 24/40, hose size 10 mm,,,,, | SYNC144250 |  | Aldrich | Synthware ™ Graham condenser |  | ,,,, | Labware , Manufacturer Browser , Synthware , Synthware Condensers |  | pkg of 1 ea,Joint: ST/NS24/40,10 mm,Synthware, C144250 | , |  |  | pkg of 1 ea,Joint: ST/NS24/40,10 mm,Synthware, C144250
,Joint: ST/NS 24/40, hose size 10 mm,,,,, | SYNC144300 |  | Aldrich | Synthware ™ Graham condenser |  | ,,,, | Labware , Manufacturer Browser , Synthware , Synthware Condensers |  | pkg of 1 ea,Joint: ST/NS24/40,10 mm,Synthware, C144300 | , |  |  | pkg of 1 ea,Joint: ST/NS24/40,10 mm,Synthware, C144300
,Joint: ST/NS 24/40, hose size 10 mm,,,,, | SYNC144400 |  | Aldrich | Synthware ™ Graham condenser |  | ,,,, | Labware , Manufacturer Browser , Synthware , Synthware Condensers |  | pkg of 1 ea,Joint: ST/NS24/40,10 mm,Synthware, C144400 | , |  |  | pkg of 1 ea,Joint: ST/NS24/40,10 mm,Synthware, C144400
,Joint: ST/NS 14/20, hose size 8 mm,,,,, | SYNC121100 |  | Aldrich | Synthware ™ inner coil condenser |  | ,,,, | Labware , Manufacturer Browser , Synthware , Synthware Condensers |  | pkg of 1 ea,Joint: ST/NS14/20,8 mm,Synthware, C121100 | , |  |  | pkg of 1 ea,Joint: ST/NS14/20,8 mm,Synthware, C121100
,Joint: ST/NS 14/20, hose size 8 mm,,,,, | SYNC121120 |  | Aldrich | Synthware ™ inner coil condenser |  | ,,,, | Labware , Manufacturer Browser , Synthware , Synthware Condensers |  | pkg of 1 ea,Joint: ST/NS14/20,8 mm,Synthware, C121120 | , |  |  | pkg of 1 ea,Joint: ST/NS14/20,8 mm,Synthware, C121120
,Joint: ST/NS 19/22, hose size 8 mm,,,,, | SYNC129200 |  | Aldrich | Synthware ™ inner coil condenser |  | ,,,, | Labware , Manufacturer Browser , Synthware , Synthware Condensers |  | pkg of 1 ea,Joint: ST/NS19/22,8 mm,Synthware, C129200 | , |  |  | pkg of 1 ea,Joint: ST/NS19/22,8 mm,Synthware, C129200
,Joint: ST/NS 24/40, hose size 10 mm,,,,, | SYNC124200 |  | Aldrich | Synthware ™ inner coil condenser |  | ,,,, | Labware , Manufacturer Browser , Synthware , Synthware Condensers |  | pkg of 1 ea,Joint: ST/NS24/40,10 mm,Synthware, C124200 | , |  |  | pkg of 1 ea,Joint: ST/NS24/40,10 mm,Synthware, C124200
,Joint: ST/NS 24/40, hose size 10 mm,,,,, | SYNC124300 |  | Aldrich | Synthware ™ inner coil condenser |  | ,,,, | Labware , Manufacturer Browser , Synthware , Synthware Condensers |  | pkg of 1 ea,Joint: ST/NS24/40,10 mm,Synthware, C124300 | , |  |  | pkg of 1 ea,Joint: ST/NS24/40,10 mm,Synthware, C124300
,Joint: ST/NS 24/40, hose size 10 mm,,,,, | SYNC124400 |  | Aldrich | Synthware ™ inner coil condenser |  | ,,,, | Labware , Manufacturer Browser , Synthware , Synthware Condensers |  | pkg of 1 ea,Joint: ST/NS24/40,10 mm,Synthware, C124400 | , |  |  | pkg of 1 ea,Joint: ST/NS24/40,10 mm,Synthware, C124400
,Joint: ST/NS 24/40, hose size 8 mm,,,,, | SYNC524200 |  | Aldrich | Synthware ™ inner coil condenser with removable hose connections |  | ,,,, | Labware , Manufacturer Browser , Synthware , Synthware Condensers |  | pkg of 1 ea,Joint: ST/NS24/40,8 mm,Synthware, C524200 | , |  |  | pkg of 1 ea,Joint: ST/NS24/40,8 mm,Synthware, C524200
,Joint: ST/NS 24/40, hose size 8 mm,,,,, | SYNC524300 |  | Aldrich | Synthware ™ inner coil condenser with removable hose connections |  | ,,,, | Labware , Manufacturer Browser , Synthware , Synthware Condensers |  | pkg of 1 ea,Joint: ST/NS24/40,8 mm,Synthware, C524300 | , |  |  | pkg of 1 ea,Joint: ST/NS24/40,8 mm,Synthware, C524300
,Joint: ST/NS 24/40, hose size 8 mm,,,,, | SYNC524400 |  | Aldrich | Synthware ™ inner coil condenser with removable hose connections |  | ,,,, | Labware , Manufacturer Browser , Synthware , Synthware Condensers |  | pkg of 1 ea,Joint: ST/NS24/40,8 mm,Synthware, C524400 | , |  |  | pkg of 1 ea,Joint: ST/NS24/40,8 mm,Synthware, C524400
,Joint: ST/NS 29/20, hose size 8 mm,,,,, | SYNC528300 |  | Aldrich | Synthware ™ inner coil condenser with removable hose connections |  | ,,,, | Labware , Manufacturer Browser , Synthware , Synthware Condensers |  | pkg of 1 ea,Joint: ST/NS29/20,8 mm,Synthware, C528300 | , |  |  | pkg of 1 ea,Joint: ST/NS29/20,8 mm,Synthware, C528300
,Joint: ST/NS 14/20, jacket L 120 mm,,,,, | SYNC201120 |  | Aldrich | Synthware ™ Liebig condenser with 8 mm OD hose connections |  | ,,,, | Labware , Manufacturer Browser , Synthware , Synthware Condensers |  | pkg of 1 ea,Joint: ST/NS14/20,120 mm,Synthware, C201120 | , |  |  | pkg of 1 ea,Joint: ST/NS14/20,120 mm,Synthware, C201120
,Joint: ST/NS 19/22, jacket L 180 mm,,,,, | SYNC209180 |  | Aldrich | Synthware ™ Liebig condenser with 8 mm OD hose connections |  | ,,,, | Labware , Manufacturer Browser , Synthware , Synthware Condensers |  | pkg of 1 ea,Joint: ST/NS19/22,180 mm,Synthware, C209180 | , |  |  | pkg of 1 ea,Joint: ST/NS19/22,180 mm,Synthware, C209180
,Joint: ST/NS 19/22, jacket L 300 mm,,,,, | SYNC209300 |  | Aldrich | Synthware ™ Liebig condenser with 8 mm OD hose connections |  | ,,,, | Labware , Manufacturer Browser , Synthware , Synthware Condensers |  | pkg of 1 ea,Joint: ST/NS19/22,300 mm,Synthware, C209300 | , |  |  | pkg of 1 ea,Joint: ST/NS19/22,300 mm,Synthware, C209300
,Joint: ST/NS 24/40, jacket L 100 mm,,,,, | SYNC204100 |  | Aldrich | Synthware ™ Liebig condenser with 8 mm OD hose connections |  | ,,,, | Labware , Manufacturer Browser , Synthware , Synthware Condensers |  | pkg of 1 ea,Joint: ST/NS24/40,100 mm,Synthware, C204100 | , |  |  | pkg of 1 ea,Joint: ST/NS24/40,100 mm,Synthware, C204100
,Joint: ST/NS 24/40, jacket L 200 mm,,,,, | SYNC204200 |  | Aldrich | Synthware ™ Liebig condenser with 8 mm OD hose connections |  | ,,,, | Labware , Manufacturer Browser , Synthware , Synthware Condensers |  | pkg of 1 ea,Joint: ST/NS24/40,200 mm,Synthware, C204200 | , |  |  | pkg of 1 ea,Joint: ST/NS24/40,200 mm,Synthware, C204200
,Joint: ST/NS 24/40, jacket L 250 mm,,,,, | SYNC204250 |  | Aldrich | Synthware ™ Liebig condenser with 8 mm OD hose connections |  | ,,,, | Labware , Manufacturer Browser , Synthware , Synthware Condensers |  | pkg of 1 ea,Joint: ST/NS24/40,250 mm,Synthware, C204250 | , |  |  | pkg of 1 ea,Joint: ST/NS24/40,250 mm,Synthware, C204250
,Joint: ST/NS 24/40, jacket L 300 mm,,,,, | SYNC204300 |  | Aldrich | Synthware ™ Liebig condenser with 8 mm OD hose connections |  | ,,,, | Labware , Manufacturer Browser , Synthware , Synthware Condensers |  | pkg of 1 ea,Joint: ST/NS24/40,300 mm,Synthware, C204300 | , |  |  | pkg of 1 ea,Joint: ST/NS24/40,300 mm,Synthware, C204300
,Joint: ST/NS 24/40, jacket L 400 mm,,,,, | SYNC204400 |  | Aldrich | Synthware ™ Liebig condenser with 8 mm OD hose connections |  | ,,,, | Labware , Manufacturer Browser , Synthware , Synthware Condensers |  | pkg of 1 ea,Joint: ST/NS24/40,400 mm,Synthware, C204400 | , |  |  | pkg of 1 ea,Joint: ST/NS24/40,400 mm,Synthware, C204400
,Joint: ST/NS 24/40, jacket L 500 mm,,,,, | SYNC204500 |  | Aldrich | Synthware ™ Liebig condenser with 8 mm OD hose connections |  | ,,,, | Labware , Manufacturer Browser , Synthware , Synthware Condensers |  | pkg of 1 ea,Joint: ST/NS24/40,500 mm,Synthware, C204500 | , |  |  | pkg of 1 ea,Joint: ST/NS24/40,500 mm,Synthware, C204500
,Joint: ST/NS 14/20, jacket L 120 mm,,,,, | SYNC501120 |  | Aldrich | Synthware ™ Liebig condenser with 8 mm OD removable hose connections |  | ,,,, | Labware , Manufacturer Browser , Synthware , Synthware Condensers |  | pkg of 1 ea,Joint: ST/NS14/20,120 mm,Synthware, C501120 | , |  |  | pkg of 1 ea,Joint: ST/NS14/20,120 mm,Synthware, C501120
,Joint: ST/NS 19/22, jacket L 180 mm,,,,, | SYNC509180 |  | Aldrich | Synthware ™ Liebig condenser with 8 mm OD removable hose connections |  | ,,,, | Labware , Manufacturer Browser , Synthware , Synthware Condensers |  | pkg of 1 ea,Joint: ST/NS19/22,180 mm,Synthware, C509180 | , |  |  | pkg of 1 ea,Joint: ST/NS19/22,180 mm,Synthware, C509180
,Joint: ST/NS 19/22, jacket L 300 mm,,,,, | SYNC509300 |  | Aldrich | Synthware ™ Liebig condenser with 8 mm OD removable hose connections |  | ,,,, | Labware , Manufacturer Browser , Synthware , Synthware Condensers |  | pkg of 1 ea,Joint: ST/NS19/22,300 mm,Synthware, C509300 | , |  |  | pkg of 1 ea,Joint: ST/NS19/22,300 mm,Synthware, C509300
,Joint: ST/NS 24/40, jacket L 200 mm,,,,, | SYNC504200 |  | Aldrich | Synthware ™ Liebig condenser with 8 mm OD removable hose connections |  | ,,,, | Labware , Manufacturer Browser , Synthware , Synthware Condensers |  | pkg of 1 ea,Joint: ST/NS24/40,200 mm,Synthware, C504200 | , |  |  | pkg of 1 ea,Joint: ST/NS24/40,200 mm,Synthware, C504200
,Joint: ST/NS 24/40, jacket L 250 mm,,,,, | SYNC504250 |  | Aldrich | Synthware ™ Liebig condenser with 8 mm OD removable hose connections |  | ,,,, | Labware , Manufacturer Browser , Synthware , Synthware Condensers |  | pkg of 1 ea,Joint: ST/NS24/40,250 mm,Synthware, C504250 | , |  |  | pkg of 1 ea,Joint: ST/NS24/40,250 mm,Synthware, C504250
,Joint: ST/NS 24/40, jacket L 300 mm,,,,, | SYNC504300 |  | Aldrich | Synthware ™ Liebig condenser with 8 mm OD removable hose connections |  | ,,,, | Labware , Manufacturer Browser , Synthware , Synthware Condensers |  | pkg of 1 ea,Joint: ST/NS24/40,300 mm,Synthware, C504300 | , |  |  | pkg of 1 ea,Joint: ST/NS24/40,300 mm,Synthware, C504300
,Joint: ST/NS 24/40, jacket L 400 mm,,,,, | SYNC504400 |  | Aldrich | Synthware ™ Liebig condenser with 8 mm OD removable hose connections |  | ,,,, | Labware , Manufacturer Browser , Synthware , Synthware Condensers |  | pkg of 1 ea,Joint: ST/NS24/40,400 mm,Synthware, C504400 | , |  |  | pkg of 1 ea,Joint: ST/NS24/40,400 mm,Synthware, C504400
,Joint: ST/NS 24/40, jacket L 500 mm,,,,, | SYNC504500 |  | Aldrich | Synthware ™ Liebig condenser with 8 mm OD removable hose connections |  | ,,,, | Labware , Manufacturer Browser , Synthware , Synthware Condensers |  | pkg of 1 ea,Joint: ST/NS24/40,500 mm,Synthware, C504500 | , |  |  | pkg of 1 ea,Joint: ST/NS24/40,500 mm,Synthware, C504500
,Joint: ST/NS 14/20, coil L 100 mm,,,,, | SYNC351420 |  | Aldrich | Synthware ™ reflux condenser |  | ,,,, | Labware , Manufacturer Browser , Synthware , Synthware Condensers |  | pkg of 1 ea,Joint: ST/NS14/20,100 mm,Synthware, C351420 | , |  |  | pkg of 1 ea,Joint: ST/NS14/20,100 mm,Synthware, C351420
,Joint: ST/NS 19/22, coil L 100 mm,,,,, | SYNC351922 |  | Aldrich | Synthware ™ reflux condenser |  | ,,,, | Labware , Manufacturer Browser , Synthware , Synthware Condensers |  | pkg of 1 ea,Joint: ST/NS19/22,100 mm,Synthware, C351922 | , |  |  | pkg of 1 ea,Joint: ST/NS19/22,100 mm,Synthware, C351922
,Joint: ST/NS 24/40, coil L 125 mm, hose size 10 mm, overall H 300 mm,,,,, | SYNC314125 |  | Aldrich | Synthware ™ reflux condenser with large cooling capacity |  | ,,,, | Labware , Manufacturer Browser , Synthware , Synthware Condensers |  | Synthware, C314125,pkg of 1 ea,Joint: ST/NS24/40,125 mm,300 mm,10 mm | , |  |  | Synthware, C314125,pkg of 1 ea,Joint: ST/NS24/40,125 mm,300 mm,10 mm
,Joint: ST/NS 24/40, coil L 175 mm, hose size 10 mm, overall H 350 mm,,,,, | SYNC314175 |  | Aldrich | Synthware ™ reflux condenser with large cooling capacity |  | ,,,, | Labware , Manufacturer Browser , Synthware , Synthware Condensers |  | Synthware, C314175,pkg of 1 ea,Joint: ST/NS24/40,175 mm,350 mm,10 mm | , |  |  | Synthware, C314175,pkg of 1 ea,Joint: ST/NS24/40,175 mm,350 mm,10 mm
,Joint: ST/NS 34/45, jacket L 190 mm,,,,, | SYNC243445 |  | Aldrich | Synthware ™ Soxhlet condenser |  | ,,,, | Labware , Manufacturer Browser , Synthware , Synthware Condensers |  | pkg of 1 ea,Joint: ST/NS34/45,190 mm,Synthware, C243445 | , |  |  | pkg of 1 ea,Joint: ST/NS34/45,190 mm,Synthware, C243445
,Joint: ST/NS 14/50, jacket L 260 mm,,,,, | SYNC244500 |  | Aldrich | Synthware ™ Soxhlet condenser |  | ,,,, | Labware , Manufacturer Browser , Synthware , Synthware Condensers |  | pkg of 1 ea,Joint: ST/NS14/50,260 mm,Synthware, C244500 | , |  |  | pkg of 1 ea,Joint: ST/NS14/50,260 mm,Synthware, C244500
,Joint: ST/NS 55/50, jacket L 300 mm,,,,, | SYNC245550 |  | Aldrich | Synthware ™ Soxhlet condenser |  | ,,,, | Labware , Manufacturer Browser , Synthware , Synthware Condensers |  | pkg of 1 ea,Joint: ST/NS55/50,300 mm,Synthware, C245550 | , |  |  | pkg of 1 ea,Joint: ST/NS55/50,300 mm,Synthware, C245550
,top Joint: ST/NS 34/45, bottom Joint: ST/NS 24/40,,,,, | SYNE103424 |  | Aldrich | Synthware ™ Soxhlet extractor body |  | ,,,, | Labware , Manufacturer Browser , Synthware , Synthware Condensers |  | Joint: ST/NS top34/45,bottom Joint: ST/NS24/40,pkg of 1 ea,Synthware, E103424 | , |  |  | Joint: ST/NS top34/45,bottom Joint: ST/NS24/40,pkg of 1 ea,Synthware, E103424
,top Joint: ST/NS 14/50, bottom Joint: ST/NS 24/40,,,,, | SYNE104524 |  | Aldrich | Synthware ™ Soxhlet extractor body |  | ,,,, | Labware , Manufacturer Browser , Synthware , Synthware Condensers |  | Joint: ST/NS top14/50,bottom Joint: ST/NS24/40,pkg of 1 ea,Synthware, E104524 | , |  |  | Joint: ST/NS top14/50,bottom Joint: ST/NS24/40,pkg of 1 ea,Synthware, E104524
,top Joint: ST/NS 55/50, bottom Joint: ST/NS 24/40,,,,, | SYNE105550 |  | Aldrich | Synthware ™ Soxhlet extractor body |  | ,,,, | Labware , Manufacturer Browser , Synthware , Synthware Condensers |  | Joint: ST/NS top55/50,bottom Joint: ST/NS24/40,pkg of 1 ea,Synthware, E105550 | , |  |  | Joint: ST/NS top55/50,bottom Joint: ST/NS24/40,pkg of 1 ea,Synthware, E105550
,top Joint: ST/NS 19/38,,,,, | SYNC900200 |  | Aldrich | Synthware ™ vertical condenser for rotary evaoprators |  | ,,,, | Labware , Manufacturer Browser , Synthware , Synthware Condensers |  | pkg of 1 ea,Joint: ST/NS top19/38,Synthware, C900200 | , |  |  | pkg of 1 ea,Joint: ST/NS top19/38,Synthware, C900200
,Inlet feed tube for condenser SYNC900200,,,,, | SYNC900001 |  | Aldrich | Synthware ™ vertical condenser for rotary evaoprators |  | ,,,, | Labware , Manufacturer Browser , Synthware , Synthware Condensers |  | pkg of 1 ea,Synthware, C900001 | , |  |  | pkg of 1 ea,Synthware, C900001
,Joint: ST/NS 14/20, jacket L 110 mm,,,,, | SYNC151110 |  | Aldrich | Synthware ™ West condenser |  | ,,,, | Labware , Manufacturer Browser , Synthware , Synthware Condensers |  | pkg of 1 ea,Joint: ST/NS14/20,110 mm,Synthware, C151110 | , |  |  | pkg of 1 ea,Joint: ST/NS14/20,110 mm,Synthware, C151110
,Joint: ST/NS 14/20, jacket L 190 mm,,,,, | SYNC150190 |  | Aldrich | Synthware ™ West condenser |  | ,,,, | Labware , Manufacturer Browser , Synthware , Synthware Condensers |  | pkg of 1 ea,Joint: ST/NS14/20,190 mm,Synthware, C150190 | , |  |  | pkg of 1 ea,Joint: ST/NS14/20,190 mm,Synthware, C150190
,Joint: ST/NS 14/20, jacket L 200 mm,,,,, | SYNC151200 |  | Aldrich | Synthware ™ West condenser |  | ,,,, | Labware , Manufacturer Browser , Synthware , Synthware Condensers |  | pkg of 1 ea,Joint: ST/NS14/20,200 mm,Synthware, C151200 | , |  |  | pkg of 1 ea,Joint: ST/NS14/20,200 mm,Synthware, C151200
,Joint: ST/NS 19/22, jacket L 190 mm,,,,, | SYNC159190 |  | Aldrich | Synthware ™ West condenser |  | ,,,, | Labware , Manufacturer Browser , Synthware , Synthware Condensers |  | pkg of 1 ea,Joint: ST/NS19/22,190 mm,Synthware, C159190 | , |  |  | pkg of 1 ea,Joint: ST/NS19/22,190 mm,Synthware, C159190
,Joint: ST/NS 19/22, jacket L 200 mm,,,,, | SYNC159200 |  | Aldrich | Synthware ™ West condenser |  | ,,,, | Labware , Manufacturer Browser , Synthware , Synthware Condensers |  | pkg of 1 ea,Joint: ST/NS19/22,200 mm,Synthware, C159200 | , |  |  | pkg of 1 ea,Joint: ST/NS19/22,200 mm,Synthware, C159200
,Joint: ST/NS 24/40, jacket L 100 mm,,,,, | SYNC154100 |  | Aldrich | Synthware ™ West condenser |  | ,,,, | Labware , Manufacturer Browser , Synthware , Synthware Condensers |  | pkg of 1 ea,Joint: ST/NS24/40,100 mm,Synthware, C154100 | , |  |  | pkg of 1 ea,Joint: ST/NS24/40,100 mm,Synthware, C154100
,Joint: ST/NS 24/40, jacket L 190 mm,,,,, | SYNC151190 |  | Aldrich | Synthware ™ West condenser |  | ,,,, | Labware , Manufacturer Browser , Synthware , Synthware Condensers |  | pkg of 1 ea,Joint: ST/NS24/40,190 mm,Synthware, C151190 | , |  |  | pkg of 1 ea,Joint: ST/NS24/40,190 mm,Synthware, C151190
,Joint: ST/NS 24/40, jacket L 200 mm,,,,, | SYNC154200 |  | Aldrich | Synthware ™ West condenser |  | ,,,, | Labware , Manufacturer Browser , Synthware , Synthware Condensers |  | pkg of 1 ea,Joint: ST/NS24/40,200 mm,Synthware, C154200 | , |  |  | pkg of 1 ea,Joint: ST/NS24/40,200 mm,Synthware, C154200
,Joint: ST/NS 24/40, jacket L 300 mm,,,,, | SYNC154300 |  | Aldrich | Synthware ™ West condenser |  | ,,,, | Labware , Manufacturer Browser , Synthware , Synthware Condensers |  | pkg of 1 ea,Joint: ST/NS24/40,300 mm,Synthware, C154300 | , |  |  | pkg of 1 ea,Joint: ST/NS24/40,300 mm,Synthware, C154300
,Joint: ST/NS 14/20, jacket L 110 mm,,,,, | SYNC551110 |  | Aldrich | Synthware ™ West condenser with removable hose connections |  | ,,,, | Labware , Manufacturer Browser , Synthware , Synthware Condensers |  | pkg of 1 ea,Joint: ST/NS14/20,110 mm,Synthware, C551110 | , |  |  | pkg of 1 ea,Joint: ST/NS14/20,110 mm,Synthware, C551110
,Joint: ST/NS 14/20, jacket L 190 mm,,,,, | SYNC550190 |  | Aldrich | Synthware ™ West condenser with removable hose connections |  | ,,,, | Labware , Manufacturer Browser , Synthware , Synthware Condensers |  | pkg of 1 ea,Joint: ST/NS14/20,190 mm,Synthware, C550190 | , |  |  | pkg of 1 ea,Joint: ST/NS14/20,190 mm,Synthware, C550190
,Joint: ST/NS 24/40, jacket L 100 mm,,,,, | SYNC554100 |  | Aldrich | Synthware ™ West condenser with removable hose connections |  | ,,,, | Labware , Manufacturer Browser , Synthware , Synthware Condensers |  | pkg of 1 ea,Joint: ST/NS24/40,100 mm,Synthware, C554100 | , |  |  | pkg of 1 ea,Joint: ST/NS24/40,100 mm,Synthware, C554100
,Joint: ST/NS 24/40, jacket L 190 mm,,,,, | SYNC551190 |  | Aldrich | Synthware ™ West condenser with removable hose connections |  | ,,,, | Labware , Manufacturer Browser , Synthware , Synthware Condensers |  | pkg of 1 ea,Joint: ST/NS24/40,190 mm,Synthware, C551190 | , |  |  | pkg of 1 ea,Joint: ST/NS24/40,190 mm,Synthware, C551190
,Joint: ST/NS 24/40, jacket L 200 mm,,,,, | SYNC554200 |  | Aldrich | Synthware ™ West condenser with removable hose connections |  | ,,,, | Labware , Manufacturer Browser , Synthware , Synthware Condensers |  | pkg of 1 ea,Joint: ST/NS24/40,200 mm,Synthware, C554200 | , |  |  | pkg of 1 ea,Joint: ST/NS24/40,200 mm,Synthware, C554200
,Joint: ST/NS 24/40, jacket L 300 mm,,,,, | SYNC554300 |  | Aldrich | Synthware ™ West condenser with removable hose connections |  | ,,,, | Labware , Manufacturer Browser , Synthware , Synthware Condensers |  | pkg of 1 ea,Joint: ST/NS24/40,300 mm,Synthware, C554300 | , |  |  | pkg of 1 ea,Joint: ST/NS24/40,300 mm,Synthware, C554300
,15 mL, frit O.D. 20 mm, porosity: medium,,,,, | SYNF771520M |  | Aldrich | Synthware ™ Gooch low form crucible |  | ,,,, | Labware , Manufacturer Browser , Synthware , Synthware Crucible |  | pkg of 1 ea,Synthware, F771520M,15 mL,20 mm | , |  |  | pkg of 1 ea,Synthware, F771520M,15 mL,20 mm
,30 mL, frit O.D. 30 mm, porosity: coarse,,,,, | SYNF773030C |  | Aldrich | Synthware ™ Gooch low form crucible |  | ,,,, | Labware , Manufacturer Browser , Synthware , Synthware Crucible |  | pkg of 1 ea,Synthware, F773030C,30 mL,30 mm | , |  |  | pkg of 1 ea,Synthware, F773030C,30 mL,30 mm
,30 mL, frit O.D. 30 mm, porosity: medium,,,,, | SYNF773030M |  | Aldrich | Synthware ™ Gooch low form crucible |  | ,,,, | Labware , Manufacturer Browser , Synthware , Synthware Crucible |  | pkg of 1 ea,Synthware, F773030M,30 mL,30 mm | , |  |  | pkg of 1 ea,Synthware, F773030M,30 mL,30 mm
,inside D × diam. 65 mm × 80 mm, fits 100 mL flasks,,,,, | SYNF240100 |  | Aldrich | Synthware ™ Dewar flask, hemispherical low form |  | ,,,, | Labware , Manufacturer Browser , Synthware , Synthware Dewar Flasks |  | pkg of 1 ea,Synthware, F240100,65 mm × 80 mm | , |  |  | pkg of 1 ea,Synthware, F240100,65 mm × 80 mm
,inside D × diam. 75 mm × 100 mm, fits 250 mL flasks,,,,, | SYNF240250 |  | Aldrich | Synthware ™ Dewar flask, hemispherical low form |  | ,,,, | Labware , Manufacturer Browser , Synthware , Synthware Dewar Flasks |  | pkg of 1 ea,Synthware, F240250,75 mm × 100 mm | , |  |  | pkg of 1 ea,Synthware, F240250,75 mm × 100 mm
,inside D × diam. 85 mm × 123 mm, fits 500 mL flasks,,,,, | SYNF240500 |  | Aldrich | Synthware ™ Dewar flask, hemispherical low form |  | ,,,, | Labware , Manufacturer Browser , Synthware , Synthware Dewar Flasks |  | pkg of 1 ea,Synthware, F240500,85 mm × 123 mm | , |  |  | pkg of 1 ea,Synthware, F240500,85 mm × 123 mm
,inside D × diam. 100 mm × 143 mm, fits 1000 mL flasks,,,,, | SYNF241000 |  | Aldrich | Synthware ™ Dewar flask, hemispherical low form |  | ,,,, | Labware , Manufacturer Browser , Synthware , Synthware Dewar Flasks |  | pkg of 1 ea,Synthware, F241000,100 mm × 143 mm | , |  |  | pkg of 1 ea,Synthware, F241000,100 mm × 143 mm
,350 mL, tall form with metal housing,,,,, | SYNF110350 |  | Aldrich | Synthware ™ Dewar flask, tall form with metal housing |  | ,,,, | Labware , Manufacturer Browser , Synthware , Synthware Dewar Flasks |  | pkg of 1 ea,Synthware, F110350,350 mL | , |  |  | pkg of 1 ea,Synthware, F110350,350 mL
,665 mL, tall form with metal housing,,,,, | SYNF110665 |  | Aldrich | Synthware ™ Dewar flask, tall form with metal housing |  | ,,,, | Labware , Manufacturer Browser , Synthware , Synthware Dewar Flasks |  | pkg of 1 ea,Synthware, F110665,665 mL | , |  |  | pkg of 1 ea,Synthware, F110665,665 mL
,1000 mL, tall form with metal housing,,,,, | SYNF111000 |  | Aldrich | Synthware ™ Dewar flask, tall form with metal housing |  | ,,,, | Labware , Manufacturer Browser , Synthware , Synthware Dewar Flasks |  | pkg of 1 ea,Synthware, F111000,1000 mL | , |  |  | pkg of 1 ea,Synthware, F111000,1000 mL
,1900 mL, tall form with metal housing,,,,, | SYNF111900 |  | Aldrich | Synthware ™ Dewar flask, tall form with metal housing |  | ,,,, | Labware , Manufacturer Browser , Synthware , Synthware Dewar Flasks |  | pkg of 1 ea,Synthware, F111900,1900 mL | , |  |  | pkg of 1 ea,Synthware, F111900,1900 mL
,3500 mL, tall form with metal housing,,,,, | SYNF111900L |  | Aldrich | Synthware ™ Dewar flask, tall form with metal housing |  | ,,,, | Labware , Manufacturer Browser , Synthware , Synthware Dewar Flasks |  | pkg of 1 ea,Synthware, F111900L,3500 mL | , |  |  | pkg of 1 ea,Synthware, F111900L,3500 mL
,4300 mL, tall form with metal housing,,,,, | SYNF114300 |  | Aldrich | Synthware ™ Dewar flask, tall form with metal housing |  | ,,,, | Labware , Manufacturer Browser , Synthware , Synthware Dewar Flasks |  | pkg of 1 ea,Synthware, F114300,4300 mL | , |  |  | pkg of 1 ea,Synthware, F114300,4300 mL
,150 mL, diam. 80 mm, H 45 mm,,,,, | SYND290170 |  | Aldrich | Synthware ™ Crystallizing dish with spouts |  | ,,,, | Labware , Manufacturer Browser , Synthware , Synthware Distillation |  | pkg of 1 ea,Synthware, D290170,150 mL,80 mm,45 mm | , |  |  | pkg of 1 ea,Synthware, D290170,150 mL,80 mm,45 mm
,500 mL, diam. 115 mm, H 65 mm,,,,, | SYND290700 |  | Aldrich | Synthware ™ Crystallizing dish with spouts |  | ,,,, | Labware , Manufacturer Browser , Synthware , Synthware Distillation |  | pkg of 1 ea,Synthware, D290700,500 mL,115 mm,65 mm | , |  |  | pkg of 1 ea,Synthware, D290700,500 mL,115 mm,65 mm
,900 mL, diam. 140 mm, H 75 mm,,,,, | SYND291200 |  | Aldrich | Synthware ™ Crystallizing dish with spouts |  | ,,,, | Labware , Manufacturer Browser , Synthware , Synthware Distillation |  | pkg of 1 ea,Synthware, D291200,900 mL,140 mm,75 mm | , |  |  | pkg of 1 ea,Synthware, D291200,900 mL,140 mm,75 mm
,5 mL, Joint: ST/NS 14/20,,,,, | SYND451414 |  | Aldrich | Synthware ™ Dean Stark distillation receiver |  | ,,,, | Labware , Manufacturer Browser , Synthware , Synthware Distillation |  | pkg of 1 ea,Joint: ST/NS14/20,5 mL,Synthware, D451414 | , |  |  | pkg of 1 ea,Joint: ST/NS14/20,5 mL,Synthware, D451414
,10 mL, Joint: ST/NS 14/20,,,,, | SYND451410 |  | Aldrich | Synthware ™ Dean Stark distillation receiver |  | ,,,, | Labware , Manufacturer Browser , Synthware , Synthware Distillation |  | pkg of 1 ea,Joint: ST/NS14/20,10 mL,Synthware, D451410 | , |  |  | pkg of 1 ea,Joint: ST/NS14/20,10 mL,Synthware, D451410
,10 mL, Joint: ST/NS 19/22,,,,, | SYND451910 |  | Aldrich | Synthware ™ Dean Stark distillation receiver |  | ,,,, | Labware , Manufacturer Browser , Synthware , Synthware Distillation |  | pkg of 1 ea,Joint: ST/NS19/22,10 mL,Synthware, D451910 | , |  |  | pkg of 1 ea,Joint: ST/NS19/22,10 mL,Synthware, D451910
,10 mL, Joint: ST/NS 24/40,,,,, | SYND452410 |  | Aldrich | Synthware ™ Dean Stark distillation receiver |  | ,,,, | Labware , Manufacturer Browser , Synthware , Synthware Distillation |  | pkg of 1 ea,Joint: ST/NS24/40,10 mL,Synthware, D452410 | , |  |  | pkg of 1 ea,Joint: ST/NS24/40,10 mL,Synthware, D452410
,20 mL, Joint: ST/NS 24/40,,,,, | SYND452424 |  | Aldrich | Synthware ™ Dean Stark distillation receiver |  | ,,,, | Labware , Manufacturer Browser , Synthware , Synthware Distillation |  | pkg of 1 ea,Joint: ST/NS24/40,20 mL,Synthware, D452424 | , |  |  | pkg of 1 ea,Joint: ST/NS24/40,20 mL,Synthware, D452424
,10 mL, Joint: ST/NS 29/42,,,,, | SYND452910 |  | Aldrich | Synthware ™ Dean Stark distillation receiver |  | ,,,, | Labware , Manufacturer Browser , Synthware , Synthware Distillation |  | pkg of 1 ea,Joint: ST/NS29/42,10 mL,Synthware, D452910 | , |  |  | pkg of 1 ea,Joint: ST/NS29/42,10 mL,Synthware, D452910
,20 mL, Joint: ST/NS 29/42,,,,, | SYND452920 |  | Aldrich | Synthware ™ Dean Stark distillation receiver |  | ,,,, | Labware , Manufacturer Browser , Synthware , Synthware Distillation |  | pkg of 1 ea,Joint: ST/NS29/42,20 mL,Synthware, D452920 | , |  |  | pkg of 1 ea,Joint: ST/NS29/42,20 mL,Synthware, D452920
,5 mL, Joint: ST/NS 14/20,,,,, | SYND441405 |  | Aldrich | Synthware ™ Dean Stark distillation receiver with vacuum jacketed uptake tube |  | ,,,, | Labware , Manufacturer Browser , Synthware , Synthware Distillation |  | pkg of 1 ea,Joint: ST/NS14/20,5 mL,Synthware, D441405 | , |  |  | pkg of 1 ea,Joint: ST/NS14/20,5 mL,Synthware, D441405
,10 mL, Joint: ST/NS 14/20,,,,, | SYND441410 |  | Aldrich | Synthware ™ Dean Stark distillation receiver with vacuum jacketed uptake tube |  | ,,,, | Labware , Manufacturer Browser , Synthware , Synthware Distillation |  | pkg of 1 ea,Joint: ST/NS14/20,10 mL,Synthware, D441410 | , |  |  | pkg of 1 ea,Joint: ST/NS14/20,10 mL,Synthware, D441410
,10 mL, Joint: ST/NS 24/40,,,,, | SYND442410 |  | Aldrich | Synthware ™ Dean Stark distillation receiver with vacuum jacketed uptake tube |  | ,,,, | Labware , Manufacturer Browser , Synthware , Synthware Distillation |  | pkg of 1 ea,Joint: ST/NS24/40,10 mL,Synthware, D442410 | , |  |  | pkg of 1 ea,Joint: ST/NS24/40,10 mL,Synthware, D442410
,20 mL, Joint: ST/NS 24/40,,,,, | SYND442420 |  | Aldrich | Synthware ™ Dean Stark distillation receiver with vacuum jacketed uptake tube |  | ,,,, | Labware , Manufacturer Browser , Synthware , Synthware Distillation |  | pkg of 1 ea,Joint: ST/NS24/40,20 mL,Synthware, D442420 | , |  |  | pkg of 1 ea,Joint: ST/NS24/40,20 mL,Synthware, D442420
,Joint: ST/NS 14/20,,,,, | SYND271420 |  | Aldrich | Synthware ™ distillation distribution adapter |  | ,,,, | Labware , Manufacturer Browser , Synthware , Synthware Distillation |  | pkg of 1 ea,Joint: ST/NS14/20,Synthware, D271420 | , |  |  | pkg of 1 ea,Joint: ST/NS14/20,Synthware, D271420
,Joint: ST/NS 14/20,,,,, | SYNA551420 |  | Aldrich | Synthware ™ distillation distribution adapter |  | ,,,, | Labware , Manufacturer Browser , Synthware , Synthware Distillation |  | pkg of 1 ea,Joint: ST/NS14/20,Synthware, A551420 | , |  |  | pkg of 1 ea,Joint: ST/NS14/20,Synthware, A551420
,Joint: ST/NS 24/40,,,,, | SYND272440 |  | Aldrich | Synthware ™ distillation distribution adapter |  | ,,,, | Labware , Manufacturer Browser , Synthware , Synthware Distillation |  | pkg of 1 ea,Joint: ST/NS24/40,Synthware, D272440 | , |  |  | pkg of 1 ea,Joint: ST/NS24/40,Synthware, D272440
,Joint: ST/NS 19/22,,,,, | SYNA551922 |  | Aldrich | Synthware ™ distillation distribution adapter |  | ,,,, | Labware , Manufacturer Browser , Synthware , Synthware Distillation |  | pkg of 1 ea,Joint: ST/NS19/22,Synthware, A551922 | , |  |  | pkg of 1 ea,Joint: ST/NS19/22,Synthware, A551922
,Joint: ST/NS 24/40,,,,, | SYNA552440 |  | Aldrich | Synthware ™ distillation distribution adapter |  | ,,,, | Labware , Manufacturer Browser , Synthware , Synthware Distillation |  | pkg of 1 ea,Joint: ST/NS24/40,Synthware, A552440 | , |  |  | pkg of 1 ea,Joint: ST/NS24/40,Synthware, A552440
,Joint: ST/NS 24/40,,,,, | SYND202424 |  | Aldrich | Synthware ™ distillation distribution adapter |  | ,,,, | Labware , Manufacturer Browser , Synthware , Synthware Distillation |  | pkg of 1 ea,Joint: ST/NS24/40,Synthware, D202424 | , |  |  | pkg of 1 ea,Joint: ST/NS24/40,Synthware, D202424
,Joint: ST/NS 14/20,,,,, | SYND681420 |  | Aldrich | Synthware ™ distillation distribution adapter with vacuum hose connection |  | ,,,, | Labware , Manufacturer Browser , Synthware , Synthware Distillation |  | pkg of 1 ea,Joint: ST/NS14/20,Synthware, D681420 | , |  |  | pkg of 1 ea,Joint: ST/NS14/20,Synthware, D681420
,Joint: ST/NS 19/22,,,,, | SYND681922 |  | Aldrich | Synthware ™ distillation distribution adapter with vacuum hose connection |  | ,,,, | Labware , Manufacturer Browser , Synthware , Synthware Distillation |  | pkg of 1 ea,Joint: ST/NS19/22,Synthware, D681922 | , |  |  | pkg of 1 ea,Joint: ST/NS19/22,Synthware, D681922
,Joint: ST/NS 24/40,,,,, | SYND682440 |  | Aldrich | Synthware ™ distillation distribution adapter with vacuum hose connection |  | ,,,, | Labware , Manufacturer Browser , Synthware , Synthware Distillation |  | pkg of 1 ea,Joint: ST/NS24/40,Synthware, D682440 | , |  |  | pkg of 1 ea,Joint: ST/NS24/40,Synthware, D682440
,Joint: ST/NS 14/20,,,,, | SYND191420 |  | Aldrich | Synthware ™ distilling receiver with hose connection |  | ,,,, | Labware , Manufacturer Browser , Synthware , Synthware Distillation |  | pkg of 1 ea,Joint: ST/NS14/20,Synthware, D191420 | , |  |  | pkg of 1 ea,Joint: ST/NS14/20,Synthware, D191420
,Joint: ST/NS 19/22,,,,, | SYND191922 |  | Aldrich | Synthware ™ distilling receiver with hose connection |  | ,,,, | Labware , Manufacturer Browser , Synthware , Synthware Distillation |  | pkg of 1 ea,Joint: ST/NS19/22,Synthware, D191922 | , |  |  | pkg of 1 ea,Joint: ST/NS19/22,Synthware, D191922
,Joint: ST/NS 24/40,,,,, | SYND192440 |  | Aldrich | Synthware ™ distilling receiver with hose connection |  | ,,,, | Labware , Manufacturer Browser , Synthware , Synthware Distillation |  | pkg of 1 ea,Joint: ST/NS24/40,Synthware, D192440 | , |  |  | pkg of 1 ea,Joint: ST/NS24/40,Synthware, D192440
,12 mL, Joint: ST/NS 14/20,,,,, | SYNT230012 |  | Aldrich | Synthware ™ graduated distillation receiver tube with hooks |  | ,,,, | Labware , Manufacturer Browser , Synthware , Synthware Distillation |  | pkg of 1 ea,Joint: ST/NS14/20,12 mL,Synthware, T230012 | , |  |  | pkg of 1 ea,Joint: ST/NS14/20,12 mL,Synthware, T230012
,15 mL, Joint: ST/NS 14/20,,,,, | SYNT230015 |  | Aldrich | Synthware ™ graduated distillation receiver tube with hooks |  | ,,,, | Labware , Manufacturer Browser , Synthware , Synthware Distillation |  | pkg of 1 ea,Joint: ST/NS14/20,15 mL,Synthware, T230015 | , |  |  | pkg of 1 ea,Joint: ST/NS14/20,15 mL,Synthware, T230015
,Joint: ST/NS 14/20,,,,, | SYND151814 |  | Aldrich | Synthware ™ short path distillation head |  | ,,,, | Labware , Manufacturer Browser , Synthware , Synthware Distillation |  | pkg of 1 ea,Joint: ST/NS14/20,Synthware, D151814 | , |  |  | pkg of 1 ea,Joint: ST/NS14/20,Synthware, D151814
,Joint: ST/NS 19/22,,,,, | SYND151819 |  | Aldrich | Synthware ™ short path distillation head |  | ,,,, | Labware , Manufacturer Browser , Synthware , Synthware Distillation |  | pkg of 1 ea,Joint: ST/NS19/22,Synthware, D151819 | , |  |  | pkg of 1 ea,Joint: ST/NS19/22,Synthware, D151819
,250 mL, Joint: ST/NS 24/40, side Joint: ST/NS 14/10, side Joint: 14/20,,,,, | SYNS134250 |  | Aldrich | Synthware ™ solvent still head |  | ,,,, | Labware , Manufacturer Browser , Synthware , Synthware Distillation |  | Joint: ST/NS24/40,side Joint: 14/20,250 mL,pkg of 1 ea,Synthware, S134250 | , |  |  | Joint: ST/NS24/40,side Joint: 14/20,250 mL,pkg of 1 ea,Synthware, S134250
,500 mL, Joint: ST/NS 24/40, side Joint: ST/NS 14/10, side Joint: 14/20,,,,, | SYNS134500 |  | Aldrich | Synthware ™ solvent still head |  | ,,,, | Labware , Manufacturer Browser , Synthware , Synthware Distillation |  | Joint: ST/NS24/40,side Joint: 14/20,500 mL,pkg of 1 ea,Synthware, S134500 | , |  |  | Joint: ST/NS24/40,side Joint: 14/20,500 mL,pkg of 1 ea,Synthware, S134500
,500 mL, top Joint: ST/NS 24/40, bottom Joint: ST/NS 24/40, side Joint: 14/20,,,,, | SYNS234504 |  | Aldrich | Synthware ™ solvent still head |  | ,,,, | Labware , Manufacturer Browser , Synthware , Synthware Distillation |  | Joint: ST/NS top24/40,bottom Joint: ST/NS24/40,500 mL,pkg of 1 ea,Synthware, S234504 | , |  |  | Joint: ST/NS top24/40,bottom Joint: ST/NS24/40,500 mL,pkg of 1 ea,Synthware, S234504
,1000 mL, top Joint: ST/NS 24/40, bottom Joint: ST/NS 24/40, side Joint: 14/20,,,,, | SYNS234004 |  | Aldrich | Synthware ™ solvent still head |  | ,,,, | Labware , Manufacturer Browser , Synthware , Synthware Distillation |  | Joint: ST/NS top24/40,bottom Joint: ST/NS24/40,1000 mL,pkg of 1 ea,Synthware, S234004 | , |  |  | Joint: ST/NS top24/40,bottom Joint: ST/NS24/40,1000 mL,pkg of 1 ea,Synthware, S234004
,500 mL, top Joint: ST/NS 24/40, bottom Joint: ST/NS 24/40,,,,, | SYNS244504 |  | Aldrich | Synthware ™ solvent still head |  | ,,,, | Labware , Manufacturer Browser , Synthware , Synthware Distillation |  | Joint: ST/NS top24/40,bottom Joint: ST/NS24/40,500 mL,pkg of 1 ea,Synthware, S244504 | , |  |  | Joint: ST/NS top24/40,bottom Joint: ST/NS24/40,500 mL,pkg of 1 ea,Synthware, S244504
,1000 mL, top Joint: ST/NS 24/40, bottom Joint: ST/NS 24/40,,,,, | SYNS244004 |  | Aldrich | Synthware ™ solvent still head |  | ,,,, | Labware , Manufacturer Browser , Synthware , Synthware Distillation |  | Joint: ST/NS top24/40,bottom Joint: ST/NS24/40,1000 mL,pkg of 1 ea,Synthware, S244004 | , |  |  | Joint: ST/NS top24/40,bottom Joint: ST/NS24/40,1000 mL,pkg of 1 ea,Synthware, S244004
,1000 mL, top Joint: ST/NS 24/40, bottom Joint: ST/NS 29/42,,,,, | SYNS244509 |  | Aldrich | Synthware ™ solvent still head |  | ,,,, | Labware , Manufacturer Browser , Synthware , Synthware Distillation |  | Joint: ST/NS top24/40,bottom Joint: ST/NS29/42,1000 mL,pkg of 1 ea,Synthware, S244509 | , |  |  | Joint: ST/NS top24/40,bottom Joint: ST/NS29/42,1000 mL,pkg of 1 ea,Synthware, S244509
,250 mL, top Joint: ST/NS 24/40, bottom Joint: ST/NS 24/40, side Joint: 14/20,,,,, | SYNS264250 |  | Aldrich | Synthware ™ solvent still head |  | ,,,, | Labware , Manufacturer Browser , Synthware , Synthware Distillation |  | Joint: ST/NS top24/40,bottom Joint: ST/NS24/40,250 mL,pkg of 1 ea,Synthware, S264250 | , |  |  | Joint: ST/NS top24/40,bottom Joint: ST/NS24/40,250 mL,pkg of 1 ea,Synthware, S264250
,125 mL, bottom Joint: ST/NS 24/40,,,,, | SYNS144125 |  | Aldrich | Synthware ™ solvent still head |  | ,,,, | Labware , Manufacturer Browser , Synthware , Synthware Distillation |  | pkg of 1 ea,bottom Joint: ST/NS24/40,125 mL,Synthware, S144125 | , |  |  | pkg of 1 ea,bottom Joint: ST/NS24/40,125 mL,Synthware, S144125
,250 mL, Joint: ST/NS 14/20,,,,, | SYNS251250 |  | Aldrich | Synthware ™ solvent still head |  | ,,,, | Labware , Manufacturer Browser , Synthware , Synthware Distillation |  | pkg of 1 ea,Joint: ST/NS14/20,250 mL,Synthware, S251250 | , |  |  | pkg of 1 ea,Joint: ST/NS14/20,250 mL,Synthware, S251250
,250 mL, Joint: ST/NS 24/40, side Joint: 14/20,,,,, | SYNS254250 |  | Aldrich | Synthware ™ solvent still head |  | ,,,, | Labware , Manufacturer Browser , Synthware , Synthware Distillation |  | Joint: ST/NS24/40,side Joint: 14/20,250 mL,pkg of 1 ea,Synthware, S254250 | , |  |  | Joint: ST/NS24/40,side Joint: 14/20,250 mL,pkg of 1 ea,Synthware, S254250
,500 mL, Joint: ST/NS 24/40, side Joint: 14/20,,,,, | SYNS254500 |  | Aldrich | Synthware ™ solvent still head |  | ,,,, | Labware , Manufacturer Browser , Synthware , Synthware Distillation |  | Joint: ST/NS24/40,side Joint: 14/20,500 mL,pkg of 1 ea,Synthware, S254500 | , |  |  | Joint: ST/NS24/40,side Joint: 14/20,500 mL,pkg of 1 ea,Synthware, S254500
,1000 mL, Joint: ST/NS 24/40, side Joint: 14/20,,,,, | SYNS254000 |  | Aldrich | Synthware ™ solvent still head |  | ,,,, | Labware , Manufacturer Browser , Synthware , Synthware Distillation |  | Joint: ST/NS24/40,side Joint: 14/20,1000 mL,pkg of 1 ea,Synthware, S254000 | , |  |  | Joint: ST/NS24/40,side Joint: 14/20,1000 mL,pkg of 1 ea,Synthware, S254000
,Joint: ST/NS 14/20, immersion depth 25 mm,,,,, | SYND101410 |  | Aldrich | Synthware ™ vacuum distilling head |  | ,,,, | Labware , Manufacturer Browser , Synthware , Synthware Distillation |  | pkg of 1 ea,Joint: ST/NS14/20,25 mm,Synthware, D101410 | , |  |  | pkg of 1 ea,Joint: ST/NS14/20,25 mm,Synthware, D101410
,Joint: ST/NS 19/22, immersion depth 25 mm,,,,, | SYND101910 |  | Aldrich | Synthware ™ vacuum distilling head |  | ,,,, | Labware , Manufacturer Browser , Synthware , Synthware Distillation |  | pkg of 1 ea,Joint: ST/NS19/22,25 mm,Synthware, D101910 | , |  |  | pkg of 1 ea,Joint: ST/NS19/22,25 mm,Synthware, D101910
,Joint: ST/NS 14/20,,,,, | SYND101414 |  | Aldrich | Synthware ™ vacuum distilling head |  | ,,,, | Labware , Manufacturer Browser , Synthware , Synthware Distillation |  | pkg of 1 ea,Joint: ST/NS14/20,Synthware, D101414 | , |  |  | pkg of 1 ea,Joint: ST/NS14/20,Synthware, D101414
,Joint: ST/NS 14/20, column H 100 mm, immersion depth 25 mm,,,,, | SYND211100 |  | Aldrich | Synthware ™ vacuum jacketd Vigreux distillation head |  | ,,,, | Labware , Manufacturer Browser , Synthware , Synthware Distillation |  | pkg of 1 ea,Joint: ST/NS14/20,25 mm,Synthware, D211100,100 mm | , |  |  | pkg of 1 ea,Joint: ST/NS14/20,25 mm,Synthware, D211100,100 mm
,Joint: ST/NS 14/20, column H 150 mm, immersion depth 25 mm,,,,, | SYND211150 |  | Aldrich | Synthware ™ vacuum jacketd Vigreux distillation head |  | ,,,, | Labware , Manufacturer Browser , Synthware , Synthware Distillation |  | pkg of 1 ea,Joint: ST/NS14/20,25 mm,Synthware, D211150,150 mm | , |  |  | pkg of 1 ea,Joint: ST/NS14/20,25 mm,Synthware, D211150,150 mm
,Joint: ST/NS 24/40, thermometer Joint: ST/NS 10/18, column H 200 mm, immersion depth 25 mm,,,,, | SYND214200 |  | Aldrich | Synthware ™ vacuum jacketd Vigreux distillation head |  | ,,,, | Labware , Manufacturer Browser , Synthware , Synthware Distillation |  | Joint: ST/NS24/40,Synthware, D214200,25 mm,pkg of 1 ea,thermometer Joint: ST/NS10/18,200 mm | , |  |  | Joint: ST/NS24/40,Synthware, D214200,25 mm,pkg of 1 ea,thermometer Joint: ST/NS10/18,200 mm
,Joint: ST/NS 24/40, thermometer Joint: ST/NS 10/18, column H 300 mm, immersion depth 25 mm,,,,, | SYND214300 |  | Aldrich | Synthware ™ vacuum jacketd Vigreux distillation head |  | ,,,, | Labware , Manufacturer Browser , Synthware , Synthware Distillation |  | Joint: ST/NS24/40,Synthware, D214300,25 mm,pkg of 1 ea,thermometer Joint: ST/NS10/18,300 mm | , |  |  | Joint: ST/NS24/40,Synthware, D214300,25 mm,pkg of 1 ea,thermometer Joint: ST/NS10/18,300 mm
,Joint: ST/NS 14/20, jacket H 130 mm,,,,, | SYNC161100 |  | Aldrich | Synthware ™ vacuum jacketed distillation column with indents to support packing material |  | ,,,, | Labware , Manufacturer Browser , Synthware , Synthware Distillation |  | pkg of 1 ea,Joint: ST/NS14/20,Synthware, C161100,130 mm | , |  |  | pkg of 1 ea,Joint: ST/NS14/20,Synthware, C161100,130 mm
,Joint: ST/NS 24/40, jacket H 250 mm,,,,, | SYNC164250 |  | Aldrich | Synthware ™ vacuum jacketed distillation column with indents to support packing material |  | ,,,, | Labware , Manufacturer Browser , Synthware , Synthware Distillation |  | pkg of 1 ea,Joint: ST/NS24/40,Synthware, C164250,250 mm | , |  |  | pkg of 1 ea,Joint: ST/NS24/40,Synthware, C164250,250 mm
,Joint: ST/NS 14/20,,,,, | SYNA581420 |  | Aldrich | Synthware ™ vertical distilling adapter |  | ,,,, | Labware , Manufacturer Browser , Synthware , Synthware Distillation |  | pkg of 1 ea,Joint: ST/NS14/20,Synthware, A581420 | , |  |  | pkg of 1 ea,Joint: ST/NS14/20,Synthware, A581420
,Joint: ST/NS 14/20,,,,, | SYND201414 |  | Aldrich | Synthware ™ vertical distilling adapter |  | ,,,, | Labware , Manufacturer Browser , Synthware , Synthware Distillation |  | pkg of 1 ea,Joint: ST/NS14/20,Synthware, D201414 | , |  |  | pkg of 1 ea,Joint: ST/NS14/20,Synthware, D201414
,Joint: ST/NS 19/22,,,,, | SYNA581922 |  | Aldrich | Synthware ™ vertical distilling adapter |  | ,,,, | Labware , Manufacturer Browser , Synthware , Synthware Distillation |  | pkg of 1 ea,Joint: ST/NS19/22,Synthware, A581922 | , |  |  | pkg of 1 ea,Joint: ST/NS19/22,Synthware, A581922
,Joint: ST/NS 19/22,,,,, | SYND201922 |  | Aldrich | Synthware ™ vertical distilling adapter |  | ,,,, | Labware , Manufacturer Browser , Synthware , Synthware Distillation |  | pkg of 1 ea,Joint: ST/NS19/22,Synthware, D201922 | , |  |  | pkg of 1 ea,Joint: ST/NS19/22,Synthware, D201922
,Joint: ST/NS 14/20, L 75 mm,,,,, | SYNC101075 |  | Aldrich | Synthware ™ Vigreux distillation column |  | ,,,, | Labware , Manufacturer Browser , Synthware , Synthware Distillation |  | pkg of 1 ea,Joint: ST/NS14/20,75 mm,Synthware, C101075 | , |  |  | pkg of 1 ea,Joint: ST/NS14/20,75 mm,Synthware, C101075
,Joint: ST/NS 14/20, L 100 mm,,,,, | SYNC101100 |  | Aldrich | Synthware ™ Vigreux distillation column |  | ,,,, | Labware , Manufacturer Browser , Synthware , Synthware Distillation |  | pkg of 1 ea,Joint: ST/NS14/20,100 mm,Synthware, C101100 | , |  |  | pkg of 1 ea,Joint: ST/NS14/20,100 mm,Synthware, C101100
,Joint: ST/NS 14/20, L 120 mm,,,,, | SYNC101420 |  | Aldrich | Synthware ™ Vigreux distillation column |  | ,,,, | Labware , Manufacturer Browser , Synthware , Synthware Distillation |  | pkg of 1 ea,Joint: ST/NS14/20,120 mm,Synthware, C101420 | , |  |  | pkg of 1 ea,Joint: ST/NS14/20,120 mm,Synthware, C101420
,Joint: ST/NS 19/22, L 120 mm,,,,, | SYNC101922 |  | Aldrich | Synthware ™ Vigreux distillation column |  | ,,,, | Labware , Manufacturer Browser , Synthware , Synthware Distillation |  | pkg of 1 ea,Joint: ST/NS19/22,120 mm,Synthware, C101922 | , |  |  | pkg of 1 ea,Joint: ST/NS19/22,120 mm,Synthware, C101922
,Joint: ST/NS 19/22, L 130 mm,,,,, | SYNC109130 |  | Aldrich | Synthware ™ Vigreux distillation column |  | ,,,, | Labware , Manufacturer Browser , Synthware , Synthware Distillation |  | pkg of 1 ea,Joint: ST/NS19/22,130 mm,Synthware, C109130 | , |  |  | pkg of 1 ea,Joint: ST/NS19/22,130 mm,Synthware, C109130
,Joint: ST/NS 24/40, L 120 mm,,,,, | SYNC102441 |  | Aldrich | Synthware ™ Vigreux distillation column |  | ,,,, | Labware , Manufacturer Browser , Synthware , Synthware Distillation |  | pkg of 1 ea,Joint: ST/NS24/40,120 mm,Synthware, C102441 | , |  |  | pkg of 1 ea,Joint: ST/NS24/40,120 mm,Synthware, C102441
,Joint: ST/NS 24/40, L 150 mm,,,,, | SYNC104150 |  | Aldrich | Synthware ™ Vigreux distillation column |  | ,,,, | Labware , Manufacturer Browser , Synthware , Synthware Distillation |  | pkg of 1 ea,Joint: ST/NS24/40,150 mm,Synthware, C104150 | , |  |  | pkg of 1 ea,Joint: ST/NS24/40,150 mm,Synthware, C104150
,Joint: ST/NS 24/40, L 200 mm,,,,, | SYNC102442 |  | Aldrich | Synthware ™ Vigreux distillation column |  | ,,,, | Labware , Manufacturer Browser , Synthware , Synthware Distillation |  | pkg of 1 ea,Joint: ST/NS24/40,200 mm,Synthware, C102442 | , |  |  | pkg of 1 ea,Joint: ST/NS24/40,200 mm,Synthware, C102442
,Joint: ST/NS 24/40, L 300 mm,,,,, | SYNC102443 |  | Aldrich | Synthware ™ Vigreux distillation column |  | ,,,, | Labware , Manufacturer Browser , Synthware , Synthware Distillation |  | pkg of 1 ea,Joint: ST/NS24/40,300 mm,Synthware, C102443 | , |  |  | pkg of 1 ea,Joint: ST/NS24/40,300 mm,Synthware, C102443
,Joint: ST/NS 14/20, immersion depth 25 mm,,,,, | SYND251014 |  | Aldrich | Synthware ™ Vigreux microscale distillation head |  | ,,,, | Labware , Manufacturer Browser , Synthware , Synthware Distillation |  | pkg of 1 ea,Joint: ST/NS14/20,25 mm,Synthware, D251014 | , |  |  | pkg of 1 ea,Joint: ST/NS14/20,25 mm,Synthware, D251014
,Joint: ST/NS 19/22, immersion depth 25 mm,,,,, | SYND251019 |  | Aldrich | Synthware ™ Vigreux microscale distillation head |  | ,,,, | Labware , Manufacturer Browser , Synthware , Synthware Distillation |  | pkg of 1 ea,Joint: ST/NS19/22,25 mm,Synthware, D251019 | , |  |  | pkg of 1 ea,Joint: ST/NS19/22,25 mm,Synthware, D251019
,Joint: ST/NS 14/20, jacket H 110 mm,,,,, | SYNC171120 |  | Aldrich | Synthware ™ water jacketed distillation column with indents to support packing material |  | ,,,, | Labware , Manufacturer Browser , Synthware , Synthware Distillation |  | pkg of 1 ea,Joint: ST/NS14/20,Synthware, C171120,110 mm | , |  |  | pkg of 1 ea,Joint: ST/NS14/20,Synthware, C171120,110 mm
,Joint: ST/NS 14/20, jacket H 200 mm,,,,, | SYNC171200 |  | Aldrich | Synthware ™ water jacketed distillation column with indents to support packing material |  | ,,,, | Labware , Manufacturer Browser , Synthware , Synthware Distillation |  | pkg of 1 ea,Joint: ST/NS14/20,Synthware, C171200,200 mm | , |  |  | pkg of 1 ea,Joint: ST/NS14/20,Synthware, C171200,200 mm
,Joint: ST/NS 19/22, jacket H 110 mm,,,,, | SYNC179110 |  | Aldrich | Synthware ™ water jacketed distillation column with indents to support packing material |  | ,,,, | Labware , Manufacturer Browser , Synthware , Synthware Distillation |  | pkg of 1 ea,Joint: ST/NS19/22,Synthware, C179110,110 mm | , |  |  | pkg of 1 ea,Joint: ST/NS19/22,Synthware, C179110,110 mm
,Joint: ST/NS 19/22, jacket H 200 mm,,,,, | SYNC179200 |  | Aldrich | Synthware ™ water jacketed distillation column with indents to support packing material |  | ,,,, | Labware , Manufacturer Browser , Synthware , Synthware Distillation |  | pkg of 1 ea,Joint: ST/NS19/22,Synthware, C179200,200 mm | , |  |  | pkg of 1 ea,Joint: ST/NS19/22,Synthware, C179200,200 mm
,Joint: ST/NS 24/40, jacket H 200 mm,,,,, | SYNC174200 |  | Aldrich | Synthware ™ water jacketed distillation column with indents to support packing material |  | ,,,, | Labware , Manufacturer Browser , Synthware , Synthware Distillation |  | pkg of 1 ea,Joint: ST/NS24/40,Synthware, C174200,200 mm | , |  |  | pkg of 1 ea,Joint: ST/NS24/40,Synthware, C174200,200 mm
,Joint: ST/NS 14/20, jacket H 110 mm,,,,, | SYNC571120 |  | Aldrich | Synthware ™ water jacketed distillation column with removable hose connections |  | ,,,, | Labware , Manufacturer Browser , Synthware , Synthware Distillation |  | pkg of 1 ea,Joint: ST/NS14/20,Synthware, C571120,110 mm | , |  |  | pkg of 1 ea,Joint: ST/NS14/20,Synthware, C571120,110 mm
,Joint: ST/NS 14/20, jacket H 200 mm,,,,, | SYNC571200 |  | Aldrich | Synthware ™ water jacketed distillation column with removable hose connections |  | ,,,, | Labware , Manufacturer Browser , Synthware , Synthware Distillation |  | pkg of 1 ea,Joint: ST/NS14/20,Synthware, C571200,200 mm | , |  |  | pkg of 1 ea,Joint: ST/NS14/20,Synthware, C571200,200 mm
,Joint: ST/NS 19/22, jacket H 110 mm,,,,, | SYNC579110 |  | Aldrich | Synthware ™ water jacketed distillation column with removable hose connections |  | ,,,, | Labware , Manufacturer Browser , Synthware , Synthware Distillation |  | pkg of 1 ea,Joint: ST/NS19/22,Synthware, C579110,110 mm | , |  |  | pkg of 1 ea,Joint: ST/NS19/22,Synthware, C579110,110 mm
,Joint: ST/NS 24/40, jacket H 200 mm,,,,, | SYNC574200 |  | Aldrich | Synthware ™ water jacketed distillation column with removable hose connections |  | ,,,, | Labware , Manufacturer Browser , Synthware , Synthware Distillation |  | pkg of 1 ea,Joint: ST/NS24/40,Synthware, C574200,200 mm | , |  |  | pkg of 1 ea,Joint: ST/NS24/40,Synthware, C574200,200 mm
,Joint: ST/NS 24/40, thermometer Joint: ST/NS 10/18, jacket L 150 mm, immersion depth 76 mm,,,,, | SYND304150 |  | Aldrich | Synthware ™ water jacketed distilling head |  | ,,,, | Labware , Manufacturer Browser , Synthware , Synthware Distillation |  | Joint: ST/NS24/40,Synthware, D304150,76 mm,pkg of 1 ea,thermometer Joint: ST/NS10/18,150 mm | , |  |  | Joint: ST/NS24/40,Synthware, D304150,76 mm,pkg of 1 ea,thermometer Joint: ST/NS10/18,150 mm
,Joint: ST/NS 24/40, thermometer Joint: ST/NS 10/18, jacket L 250 mm, immersion depth 76 mm,,,,, | SYND304250 |  | Aldrich | Synthware ™ water jacketed distilling head |  | ,,,, | Labware , Manufacturer Browser , Synthware , Synthware Distillation |  | Joint: ST/NS24/40,Synthware, D304250,76 mm,pkg of 1 ea,thermometer Joint: ST/NS10/18,250 mm | , |  |  | Joint: ST/NS24/40,Synthware, D304250,76 mm,pkg of 1 ea,thermometer Joint: ST/NS10/18,250 mm
,Joint: ST/NS 24/40, thermometer Joint: ST/NS 10/18, jacket L 400 mm, immersion depth 76 mm,,,,, | SYND304400 |  | Aldrich | Synthware ™ water jacketed distilling head |  | ,,,, | Labware , Manufacturer Browser , Synthware , Synthware Distillation |  | Joint: ST/NS24/40,Synthware, D304400,76 mm,pkg of 1 ea,thermometer Joint: ST/NS10/18,400 mm | , |  |  | Joint: ST/NS24/40,Synthware, D304400,76 mm,pkg of 1 ea,thermometer Joint: ST/NS10/18,400 mm
,5 mL, Joint: ST/NS 14/20,,,,, | SYNF661405 |  | Aldrich | Synthware ™ Erlenmeyer flask |  | ,,,, | Labware , Manufacturer Browser , Synthware , Synthware Flasks |  | pkg of 1 ea,Joint: ST/NS14/20,5 mL,Synthware, F661405 | , |  |  | pkg of 1 ea,Joint: ST/NS14/20,5 mL,Synthware, F661405
,10 mL, Joint: ST/NS 14/20,,,,, | SYNF661410 |  | Aldrich | Synthware ™ Erlenmeyer flask |  | ,,,, | Labware , Manufacturer Browser , Synthware , Synthware Flasks |  | pkg of 1 ea,Joint: ST/NS14/20,10 mL,Synthware, F661410 | , |  |  | pkg of 1 ea,Joint: ST/NS14/20,10 mL,Synthware, F661410
,25 mL, Joint: ST/NS 14/20,,,,, | SYNF661425 |  | Aldrich | Synthware ™ Erlenmeyer flask |  | ,,,, | Labware , Manufacturer Browser , Synthware , Synthware Flasks |  | pkg of 1 ea,Joint: ST/NS14/20,25 mL,Synthware, F661425 | , |  |  | pkg of 1 ea,Joint: ST/NS14/20,25 mL,Synthware, F661425
,50 mL, Joint: ST/NS 14/20,,,,, | SYNF661450 |  | Aldrich | Synthware ™ Erlenmeyer flask |  | ,,,, | Labware , Manufacturer Browser , Synthware , Synthware Flasks |  | pkg of 1 ea,Joint: ST/NS14/20,50 mL,Synthware, F661450 | , |  |  | pkg of 1 ea,Joint: ST/NS14/20,50 mL,Synthware, F661450
,50 mL, Joint: ST/NS 19/22,,,,, | SYNF661950 |  | Aldrich | Synthware ™ Erlenmeyer flask |  | ,,,, | Labware , Manufacturer Browser , Synthware , Synthware Flasks |  | pkg of 1 ea,Joint: ST/NS19/22,50 mL,Synthware, F661950 | , |  |  | pkg of 1 ea,Joint: ST/NS19/22,50 mL,Synthware, F661950
,50 mL, Joint: ST/NS 24/40,,,,, | SYNF662450 |  | Aldrich | Synthware ™ Erlenmeyer flask |  | ,,,, | Labware , Manufacturer Browser , Synthware , Synthware Flasks |  | pkg of 1 ea,Joint: ST/NS24/40,50 mL,Synthware, F662450 | , |  |  | pkg of 1 ea,Joint: ST/NS24/40,50 mL,Synthware, F662450
,50 mL, Joint: ST/NS 29/42,,,,, | SYNF662950 |  | Aldrich | Synthware ™ Erlenmeyer flask |  | ,,,, | Labware , Manufacturer Browser , Synthware , Synthware Flasks |  | pkg of 1 ea,Joint: ST/NS29/42,50 mL,Synthware, F662950 | , |  |  | pkg of 1 ea,Joint: ST/NS29/42,50 mL,Synthware, F662950
,125 mL, Joint: ST/NS 14/20,,,,, | SYNF661125 |  | Aldrich | Synthware ™ Erlenmeyer flask |  | ,,,, | Labware , Manufacturer Browser , Synthware , Synthware Flasks |  | pkg of 1 ea,Joint: ST/NS14/20,125 mL,Synthware, F661125 | , |  |  | pkg of 1 ea,Joint: ST/NS14/20,125 mL,Synthware, F661125
,125 mL, Joint: ST/NS 19/22,,,,, | SYNF669125 |  | Aldrich | Synthware ™ Erlenmeyer flask |  | ,,,, | Labware , Manufacturer Browser , Synthware , Synthware Flasks |  | pkg of 1 ea,Joint: ST/NS19/22,125 mL,Synthware, F669125 | , |  |  | pkg of 1 ea,Joint: ST/NS19/22,125 mL,Synthware, F669125
,125 mL, Joint: ST/NS 24/40,,,,, | SYNF664125 |  | Aldrich | Synthware ™ Erlenmeyer flask |  | ,,,, | Labware , Manufacturer Browser , Synthware , Synthware Flasks |  | pkg of 1 ea,Joint: ST/NS24/40,125 mL,Synthware, F664125 | , |  |  | pkg of 1 ea,Joint: ST/NS24/40,125 mL,Synthware, F664125
,250 mL, Joint: ST/NS 24/40,,,,, | SYNF664250 |  | Aldrich | Synthware ™ Erlenmeyer flask |  | ,,,, | Labware , Manufacturer Browser , Synthware , Synthware Flasks |  | pkg of 1 ea,Joint: ST/NS24/40,250 mL,Synthware, F664250 | , |  |  | pkg of 1 ea,Joint: ST/NS24/40,250 mL,Synthware, F664250
,250 mL, Joint: ST/NS 29/42,,,,, | SYNF669250 |  | Aldrich | Synthware ™ Erlenmeyer flask |  | ,,,, | Labware , Manufacturer Browser , Synthware , Synthware Flasks |  | pkg of 1 ea,Joint: ST/NS29/42,250 mL,Synthware, F669250 | , |  |  | pkg of 1 ea,Joint: ST/NS29/42,250 mL,Synthware, F669250
,500 mL, Joint: ST/NS 24/40,,,,, | SYNF664500 |  | Aldrich | Synthware ™ Erlenmeyer flask |  | ,,,, | Labware , Manufacturer Browser , Synthware , Synthware Flasks |  | pkg of 1 ea,Joint: ST/NS24/40,500 mL,Synthware, F664500 | , |  |  | pkg of 1 ea,Joint: ST/NS24/40,500 mL,Synthware, F664500
,500 mL, Joint: ST/NS 29/42,,,,, | SYNF669500 |  | Aldrich | Synthware ™ Erlenmeyer flask |  | ,,,, | Labware , Manufacturer Browser , Synthware , Synthware Flasks |  | pkg of 1 ea,Joint: ST/NS29/42,500 mL,Synthware, F669500 | , |  |  | pkg of 1 ea,Joint: ST/NS29/42,500 mL,Synthware, F669500
,1000 mL, Joint: ST/NS 24/40,,,,, | SYNF664000 |  | Aldrich | Synthware ™ Erlenmeyer flask |  | ,,,, | Labware , Manufacturer Browser , Synthware , Synthware Flasks |  | pkg of 1 ea,Joint: ST/NS24/40,1000 mL,Synthware, F664000 | , |  |  | pkg of 1 ea,Joint: ST/NS24/40,1000 mL,Synthware, F664000
,1000 mL, Joint: ST/NS 29/42,,,,, | SYNF668000 |  | Aldrich | Synthware ™ Erlenmeyer flask |  | ,,,, | Labware , Manufacturer Browser , Synthware , Synthware Flasks |  | pkg of 1 ea,Joint: ST/NS29/42,1000 mL,Synthware, F668000 | , |  |  | pkg of 1 ea,Joint: ST/NS29/42,1000 mL,Synthware, F668000
,250 mL, Joint: ST/NS 24/40,,,,, | SYNF724250 |  | Aldrich | Synthware ™ Filtering flask with 10 mm OD hose connection |  | ,,,, | Labware , Manufacturer Browser , Synthware , Synthware Flasks |  | pkg of 1 ea,Joint: ST/NS24/40,250 mL,Synthware, F724250 | , |  |  | pkg of 1 ea,Joint: ST/NS24/40,250 mL,Synthware, F724250
,500 mL, Joint: ST/NS 24/40,,,,, | SYNF724500 |  | Aldrich | Synthware ™ Filtering flask with 10 mm OD hose connection |  | ,,,, | Labware , Manufacturer Browser , Synthware , Synthware Flasks |  | pkg of 1 ea,Joint: ST/NS24/40,500 mL,Synthware, F724500 | , |  |  | pkg of 1 ea,Joint: ST/NS24/40,500 mL,Synthware, F724500
,1000 mL, Joint: ST/NS 24/40,,,,, | SYNF724000 |  | Aldrich | Synthware ™ Filtering flask with 10 mm OD hose connection |  | ,,,, | Labware , Manufacturer Browser , Synthware , Synthware Flasks |  | pkg of 1 ea,Joint: ST/NS24/40,1000 mL,Synthware, F724000 | , |  |  | pkg of 1 ea,Joint: ST/NS24/40,1000 mL,Synthware, F724000
,25 mL, center Joint: ST/NS 14/20, side Joint: ST/NS 14/20,,,,, | SYNF221125 |  | Aldrich | Synthware ™ four neck round bottom flask with angled side necks |  | ,,,, | Labware , Manufacturer Browser , Synthware , Synthware Flasks |  | side Joint: ST/NS14/20,center Joint: ST/NS14/20,25 mL,pkg of 1 ea,Synthware, F221125 | , |  |  | side Joint: ST/NS14/20,center Joint: ST/NS14/20,25 mL,pkg of 1 ea,Synthware, F221125
,50 mL, center Joint: ST/NS 14/20, side Joint: ST/NS 14/20,,,,, | SYNF221150 |  | Aldrich | Synthware ™ four neck round bottom flask with angled side necks |  | ,,,, | Labware , Manufacturer Browser , Synthware , Synthware Flasks |  | side Joint: ST/NS14/20,center Joint: ST/NS14/20,50 mL,pkg of 1 ea,Synthware, F221150 | , |  |  | side Joint: ST/NS14/20,center Joint: ST/NS14/20,50 mL,pkg of 1 ea,Synthware, F221150
,100 mL, center Joint: ST/NS 14/20, side Joint: ST/NS 14/20,,,,, | SYNF221100 |  | Aldrich | Synthware ™ four neck round bottom flask with angled side necks |  | ,,,, | Labware , Manufacturer Browser , Synthware , Synthware Flasks |  | side Joint: ST/NS14/20,center Joint: ST/NS14/20,100 mL,pkg of 1 ea,Synthware, F221100 | , |  |  | side Joint: ST/NS14/20,center Joint: ST/NS14/20,100 mL,pkg of 1 ea,Synthware, F221100
,250 mL, center Joint: ST/NS 14/20, side Joint: ST/NS 14/20,,,,, | SYNF221250 |  | Aldrich | Synthware ™ four neck round bottom flask with angled side necks |  | ,,,, | Labware , Manufacturer Browser , Synthware , Synthware Flasks |  | side Joint: ST/NS14/20,center Joint: ST/NS14/20,250 mL,pkg of 1 ea,Synthware, F221250 | , |  |  | side Joint: ST/NS14/20,center Joint: ST/NS14/20,250 mL,pkg of 1 ea,Synthware, F221250
,250 mL, center Joint: ST/NS 24/40, side Joint: ST/NS 24/40,,,,, | SYNF224250 |  | Aldrich | Synthware ™ four neck round bottom flask with angled side necks |  | ,,,, | Labware , Manufacturer Browser , Synthware , Synthware Flasks |  | side Joint: ST/NS24/40,center Joint: ST/NS24/40,250 mL,pkg of 1 ea,Synthware, F224250 | , |  |  | side Joint: ST/NS24/40,center Joint: ST/NS24/40,250 mL,pkg of 1 ea,Synthware, F224250
,500 mL, center Joint: ST/NS 14/20, side Joint: ST/NS 14/20,,,,, | SYNF221500 |  | Aldrich | Synthware ™ four neck round bottom flask with angled side necks |  | ,,,, | Labware , Manufacturer Browser , Synthware , Synthware Flasks |  | side Joint: ST/NS14/20,center Joint: ST/NS14/20,500 mL,pkg of 1 ea,Synthware, F221500 | , |  |  | side Joint: ST/NS14/20,center Joint: ST/NS14/20,500 mL,pkg of 1 ea,Synthware, F221500
,500 mL, center Joint: ST/NS 24/40, side Joint: ST/NS 24/40,,,,, | SYNF224500 |  | Aldrich | Synthware ™ four neck round bottom flask with angled side necks |  | ,,,, | Labware , Manufacturer Browser , Synthware , Synthware Flasks |  | side Joint: ST/NS24/40,center Joint: ST/NS24/40,500 mL,pkg of 1 ea,Synthware, F224500 | , |  |  | side Joint: ST/NS24/40,center Joint: ST/NS24/40,500 mL,pkg of 1 ea,Synthware, F224500
,500 mL, center Joint: ST/NS 29/42, side Joint: ST/NS 24/40,,,,, | SYNF222500 |  | Aldrich | Synthware ™ four neck round bottom flask with angled side necks |  | ,,,, | Labware , Manufacturer Browser , Synthware , Synthware Flasks |  | side Joint: ST/NS24/40,center Joint: ST/NS29/42,500 mL,pkg of 1 ea,Synthware, F222500 | , |  |  | side Joint: ST/NS24/40,center Joint: ST/NS29/42,500 mL,pkg of 1 ea,Synthware, F222500
,1000 mL, center Joint: ST/NS 24/40, side Joint: ST/NS 24/40,,,,, | SYNF224000 |  | Aldrich | Synthware ™ four neck round bottom flask with angled side necks |  | ,,,, | Labware , Manufacturer Browser , Synthware , Synthware Flasks |  | side Joint: ST/NS24/40,center Joint: ST/NS24/40,1000 mL,pkg of 1 ea,Synthware, F224000 | , |  |  | side Joint: ST/NS24/40,center Joint: ST/NS24/40,1000 mL,pkg of 1 ea,Synthware, F224000
,500 mL, center Joint: ST/NS 24/40, side Joint: ST/NS 24/40,,,,, | SYNF714500 |  | Aldrich | Synthware ™ four-neck round bottom flask with threaded side arm |  | ,,,, | Labware , Manufacturer Browser , Synthware , Synthware Flasks |  | side Joint: ST/NS24/40,center Joint: ST/NS24/40,500 mL,pkg of 1 ea,Synthware, F714500 | , |  |  | side Joint: ST/NS24/40,center Joint: ST/NS24/40,500 mL,pkg of 1 ea,Synthware, F714500
,1000 mL, center Joint: ST/NS 24/40, side Joint: ST/NS 24/40,,,,, | SYNF71241L |  | Aldrich | Synthware ™ four-neck round bottom flask with threaded side arm |  | ,,,, | Labware , Manufacturer Browser , Synthware , Synthware Flasks |  | side Joint: ST/NS24/40,center Joint: ST/NS24/40,1000 mL,pkg of 1 ea,Synthware, F71241L | , |  |  | side Joint: ST/NS24/40,center Joint: ST/NS24/40,1000 mL,pkg of 1 ea,Synthware, F71241L
,2000 mL, center Joint: ST/NS 29/42, side Joint: ST/NS 24/40,,,,, | SYNF71842L |  | Aldrich | Synthware ™ four-neck round bottom flask with threaded side arm |  | ,,,, | Labware , Manufacturer Browser , Synthware , Synthware Flasks |  | side Joint: ST/NS24/40,center Joint: ST/NS29/42,2000 mL,pkg of 1 ea,Synthware, F71842L | , |  |  | side Joint: ST/NS24/40,center Joint: ST/NS29/42,2000 mL,pkg of 1 ea,Synthware, F71842L
,2000 mL, center Joint: ST/NS 45/50, side Joint: ST/NS 24/40,,,,, | SYNF71542L |  | Aldrich | Synthware ™ four-neck round bottom flask with threaded side arm |  | ,,,, | Labware , Manufacturer Browser , Synthware , Synthware Flasks |  | side Joint: ST/NS24/40,center Joint: ST/NS45/50,2000 mL,pkg of 1 ea,Synthware, F71542L | , |  |  | side Joint: ST/NS24/40,center Joint: ST/NS45/50,2000 mL,pkg of 1 ea,Synthware, F71542L
,250 mL, center Joint: ST/NS 24/40, side Joint: ST/NS 24/40,,,,, | SYNF214250 |  | Aldrich | Synthware ™ four-neck round-bottom flask with vertical side necks |  | ,,,, | Labware , Manufacturer Browser , Synthware , Synthware Flasks |  | side Joint: ST/NS24/40,center Joint: ST/NS24/40,250 mL,pkg of 1 ea,Synthware, F214250 | , |  |  | side Joint: ST/NS24/40,center Joint: ST/NS24/40,250 mL,pkg of 1 ea,Synthware, F214250
,500 mL, center Joint: ST/NS 24/40, side Joint: ST/NS 24/40,,,,, | SYNF214500 |  | Aldrich | Synthware ™ four-neck round-bottom flask with vertical side necks |  | ,,,, | Labware , Manufacturer Browser , Synthware , Synthware Flasks |  | side Joint: ST/NS24/40,center Joint: ST/NS24/40,500 mL,pkg of 1 ea,Synthware, F214500 | , |  |  | side Joint: ST/NS24/40,center Joint: ST/NS24/40,500 mL,pkg of 1 ea,Synthware, F214500
,500 mL, center Joint: ST/NS 29/42, side Joint: ST/NS 24/40,,,,, | SYNF212500 |  | Aldrich | Synthware ™ four-neck round-bottom flask with vertical side necks |  | ,,,, | Labware , Manufacturer Browser , Synthware , Synthware Flasks |  | side Joint: ST/NS24/40,center Joint: ST/NS29/42,500 mL,pkg of 1 ea,Synthware, F212500 | , |  |  | side Joint: ST/NS24/40,center Joint: ST/NS29/42,500 mL,pkg of 1 ea,Synthware, F212500
,500 mL, center Joint: ST/NS 29/42, side Joint: ST/NS 29/42,,,,, | SYNF218500 |  | Aldrich | Synthware ™ four-neck round-bottom flask with vertical side necks |  | ,,,, | Labware , Manufacturer Browser , Synthware , Synthware Flasks |  | side Joint: ST/NS29/42,center Joint: ST/NS29/42,500 mL,pkg of 1 ea,Synthware, F218500 | , |  |  | side Joint: ST/NS29/42,center Joint: ST/NS29/42,500 mL,pkg of 1 ea,Synthware, F218500
,1000 mL, center Joint: ST/NS 24/40, side Joint: ST/NS 24/40,,,,, | SYNF214000 |  | Aldrich | Synthware ™ four-neck round-bottom flask with vertical side necks |  | ,,,, | Labware , Manufacturer Browser , Synthware , Synthware Flasks |  | side Joint: ST/NS24/40,center Joint: ST/NS24/40,1000 mL,pkg of 1 ea,Synthware, F214000 | , |  |  | side Joint: ST/NS24/40,center Joint: ST/NS24/40,1000 mL,pkg of 1 ea,Synthware, F214000
,1000 mL, center Joint: ST/NS 29/42, side Joint: ST/NS 24/40,,,,, | SYNF21841L |  | Aldrich | Synthware ™ four-neck round-bottom flask with vertical side necks |  | ,,,, | Labware , Manufacturer Browser , Synthware , Synthware Flasks |  | side Joint: ST/NS24/40,center Joint: ST/NS29/42,1000 mL,pkg of 1 ea,Synthware, F21841L | , |  |  | side Joint: ST/NS24/40,center Joint: ST/NS29/42,1000 mL,pkg of 1 ea,Synthware, F21841L
,2000 mL, center Joint: ST/NS 29/42, side Joint: ST/NS 24/40,,,,, | SYNF21842L |  | Aldrich | Synthware ™ four-neck round-bottom flask with vertical side necks |  | ,,,, | Labware , Manufacturer Browser , Synthware , Synthware Flasks |  | side Joint: ST/NS24/40,center Joint: ST/NS29/42,2000 mL,pkg of 1 ea,Synthware, F21842L | , |  |  | side Joint: ST/NS24/40,center Joint: ST/NS29/42,2000 mL,pkg of 1 ea,Synthware, F21842L
,2000 mL, center Joint: ST/NS 34/45, side Joint: ST/NS 24/40,,,,, | SYNF21342L |  | Aldrich | Synthware ™ four-neck round-bottom flask with vertical side necks |  | ,,,, | Labware , Manufacturer Browser , Synthware , Synthware Flasks |  | side Joint: ST/NS24/40,center Joint: ST/NS34/45,2000 mL,pkg of 1 ea,Synthware, F21342L | , |  |  | side Joint: ST/NS24/40,center Joint: ST/NS34/45,2000 mL,pkg of 1 ea,Synthware, F21342L
,10 mL, Joint: ST/NS 19/22,,,,, | SYNC291910 |  | Aldrich | Synthware ™ graduated concentrator tube |  | ,,,, | Labware , Manufacturer Browser , Synthware , Synthware Flasks |  | pkg of 1 ea,Joint: ST/NS19/22,10 mL,Synthware, C291910 | , |  |  | pkg of 1 ea,Joint: ST/NS19/22,10 mL,Synthware, C291910
,25 mL, Joint: ST/NS 19/22,,,,, | SYNC291925 |  | Aldrich | Synthware ™ graduated concentrator tube |  | ,,,, | Labware , Manufacturer Browser , Synthware , Synthware Flasks |  | pkg of 1 ea,Joint: ST/NS19/22,25 mL,Synthware, C291925 | , |  |  | pkg of 1 ea,Joint: ST/NS19/22,25 mL,Synthware, C291925
,250 mL, top Joint: ST/NS 24/40, bottom Joint: ST/NS 19/22,,,,, | SYNF984250 |  | Aldrich | Synthware ™ Kuderna-Danish flask |  | ,,,, | Labware , Manufacturer Browser , Synthware , Synthware Flasks |  | Joint: ST/NS top24/40,bottom Joint: ST/NS19/22,250 mL,pkg of 1 ea,Synthware, F984250 | , |  |  | Joint: ST/NS top24/40,bottom Joint: ST/NS19/22,250 mL,pkg of 1 ea,Synthware, F984250
,500 mL, top Joint: ST/NS 24/40, bottom Joint: ST/NS 19/22,,,,, | SYNF984500 |  | Aldrich | Synthware ™ Kuderna-Danish flask |  | ,,,, | Labware , Manufacturer Browser , Synthware , Synthware Flasks |  | Joint: ST/NS top24/40,bottom Joint: ST/NS19/22,500 mL,pkg of 1 ea,Synthware, F984500 | , |  |  | Joint: ST/NS top24/40,bottom Joint: ST/NS19/22,500 mL,pkg of 1 ea,Synthware, F984500
,Joint: ST/NS 40/35,,,,, | SYNF10401L |  | Aldrich | Synthware ™ 47 mm filtration apparatus with fritted support |  | ,,,, | Labware , Manufacturer Browser , Synthware , Synthware Flasks |  | pkg of 1 ea,Joint: ST/NS40/35,Synthware, F10401L | , |  |  | pkg of 1 ea,Joint: ST/NS40/35,Synthware, F10401L
,,,,,, | SYNF100001 |  | Aldrich | Synthware ™ 47 mm filtration apparatus with fritted support |  | ,,,, | Labware , Manufacturer Browser , Synthware , Synthware Flasks |  | pkg of 1 ea,Synthware, F100001 | , |  |  | pkg of 1 ea,Synthware, F100001
,,,,,, | SYNF100002 |  | Aldrich | Synthware ™ 47 mm filtration apparatus with fritted support |  | ,,,, | Labware , Manufacturer Browser , Synthware , Synthware Flasks |  | pkg of 1 ea,Synthware, F100002 | , |  |  | pkg of 1 ea,Synthware, F100002
,,,,,, | SYNF100003 |  | Aldrich | Synthware ™ 47 mm filtration apparatus with fritted support |  | ,,,, | Labware , Manufacturer Browser , Synthware , Synthware Flasks |  | pkg of 1 ea,Synthware, F100003 | , |  |  | pkg of 1 ea,Synthware, F100003
,1000 mL,,,,, | SYNF100004 |  | Aldrich | Synthware ™ 47 mm filtration apparatus with fritted support |  | ,,,, | Labware , Manufacturer Browser , Synthware , Synthware Flasks |  | pkg of 1 ea,Synthware, F100004,1000 mL | , |  |  | pkg of 1 ea,Synthware, F100004,1000 mL
,Joint: ST/NS 40/35,,,,, | SYNF10401LA |  | Aldrich | Synthware ™ 47 mm filtration apparatus with stainless steel support, complete |  | ,,,, | Labware , Manufacturer Browser , Synthware , Synthware Flasks |  | pkg of 1 ea,Joint: ST/NS40/35,Synthware, F10401LA | , |  |  | pkg of 1 ea,Joint: ST/NS40/35,Synthware, F10401LA
,,,,,, | SYNF100003A |  | Aldrich | Synthware ™ 47 mm filtration apparatus with stainless steel support, complete |  | ,,,, | Labware , Manufacturer Browser , Synthware , Synthware Flasks |  | pkg of 1 ea,Synthware, F100003A | , |  |  | pkg of 1 ea,Synthware, F100003A
,,,,,, | SYNF100007 |  | Aldrich | Synthware ™ 47 mm filtration apparatus with stainless steel support, complete |  | ,,,, | Labware , Manufacturer Browser , Synthware , Synthware Flasks |  | pkg of 1 ea,Synthware, F100007 | , |  |  | pkg of 1 ea,Synthware, F100007
,50 mL, Joint: ST/NS 14/20,,,,, | SYNF791450 |  | Aldrich | Synthware ™ modified evaporation flask |  | ,,,, | Labware , Manufacturer Browser , Synthware , Synthware Flasks |  | pkg of 1 ea,Joint: ST/NS14/20,50 mL,Synthware, F791450 | , |  |  | pkg of 1 ea,Joint: ST/NS14/20,50 mL,Synthware, F791450
,100 mL, Joint: ST/NS 14/20,,,,, | SYNF791100 |  | Aldrich | Synthware ™ modified evaporation flask |  | ,,,, | Labware , Manufacturer Browser , Synthware , Synthware Flasks |  | pkg of 1 ea,Joint: ST/NS14/20,100 mL,Synthware, F791100 | , |  |  | pkg of 1 ea,Joint: ST/NS14/20,100 mL,Synthware, F791100
,100 mL, Joint: ST/NS 24/40,,,,, | SYNF794100 |  | Aldrich | Synthware ™ modified evaporation flask |  | ,,,, | Labware , Manufacturer Browser , Synthware , Synthware Flasks |  | pkg of 1 ea,Joint: ST/NS24/40,100 mL,Synthware, F794100 | , |  |  | pkg of 1 ea,Joint: ST/NS24/40,100 mL,Synthware, F794100
,200 mL, Joint: ST/NS 24/40,,,,, | SYNF794200 |  | Aldrich | Synthware ™ modified evaporation flask |  | ,,,, | Labware , Manufacturer Browser , Synthware , Synthware Flasks |  | pkg of 1 ea,Joint: ST/NS24/40,200 mL,Synthware, F794200 | , |  |  | pkg of 1 ea,Joint: ST/NS24/40,200 mL,Synthware, F794200
,250 mL, Joint: ST/NS 14/20,,,,, | SYNF791250 |  | Aldrich | Synthware ™ modified evaporation flask |  | ,,,, | Labware , Manufacturer Browser , Synthware , Synthware Flasks |  | pkg of 1 ea,Joint: ST/NS14/20,250 mL,Synthware, F791250 | , |  |  | pkg of 1 ea,Joint: ST/NS14/20,250 mL,Synthware, F791250
,250 mL, Joint: ST/NS 24/40,,,,, | SYNF794250 |  | Aldrich | Synthware ™ modified evaporation flask |  | ,,,, | Labware , Manufacturer Browser , Synthware , Synthware Flasks |  | pkg of 1 ea,Joint: ST/NS24/40,250 mL,Synthware, F794250 | , |  |  | pkg of 1 ea,Joint: ST/NS24/40,250 mL,Synthware, F794250
,250 mL, Joint: ST/NS 29/42,,,,, | SYNF798250 |  | Aldrich | Synthware ™ modified evaporation flask |  | ,,,, | Labware , Manufacturer Browser , Synthware , Synthware Flasks |  | pkg of 1 ea,Joint: ST/NS29/42,250 mL,Synthware, F798250 | , |  |  | pkg of 1 ea,Joint: ST/NS29/42,250 mL,Synthware, F798250
,500 mL, Joint: ST/NS 24/40,,,,, | SYNF794500 |  | Aldrich | Synthware ™ modified evaporation flask |  | ,,,, | Labware , Manufacturer Browser , Synthware , Synthware Flasks |  | pkg of 1 ea,Joint: ST/NS24/40,500 mL,Synthware, F794500 | , |  |  | pkg of 1 ea,Joint: ST/NS24/40,500 mL,Synthware, F794500
,1000 mL, Joint: ST/NS 24/40,,,,, | SYNF794000 |  | Aldrich | Synthware ™ modified evaporation flask |  | ,,,, | Labware , Manufacturer Browser , Synthware , Synthware Flasks |  | pkg of 1 ea,Joint: ST/NS24/40,1000 mL,Synthware, F794000 | , |  |  | pkg of 1 ea,Joint: ST/NS24/40,1000 mL,Synthware, F794000
,5 mL, Joint: ST/NS 14/20,,,,, | SYNF321405L |  | Aldrich | Synthware ™ pear shaped flask |  | ,,,, | Labware , Manufacturer Browser , Synthware , Synthware Flasks |  | pkg of 1 ea,Joint: ST/NS14/20,5 mL,Synthware, F321405L | , |  |  | pkg of 1 ea,Joint: ST/NS14/20,5 mL,Synthware, F321405L
,10 mL, Joint: ST/NS 14/20,,,,, | SYNF321410L |  | Aldrich | Synthware ™ pear shaped flask |  | ,,,, | Labware , Manufacturer Browser , Synthware , Synthware Flasks |  | pkg of 1 ea,Joint: ST/NS14/20,10 mL,Synthware, F321410L | , |  |  | pkg of 1 ea,Joint: ST/NS14/20,10 mL,Synthware, F321410L
,15 mL, Joint: ST/NS 14/20,,,,, | SYNF321415L |  | Aldrich | Synthware ™ pear shaped flask |  | ,,,, | Labware , Manufacturer Browser , Synthware , Synthware Flasks |  | pkg of 1 ea,Joint: ST/NS14/20,15 mL,Synthware, F321415L | , |  |  | pkg of 1 ea,Joint: ST/NS14/20,15 mL,Synthware, F321415L
,25 mL, Joint: ST/NS 14/20,,,,, | SYNF321225L |  | Aldrich | Synthware ™ pear shaped flask |  | ,,,, | Labware , Manufacturer Browser , Synthware , Synthware Flasks |  | pkg of 1 ea,Joint: ST/NS14/20,25 mL,Synthware, F321225L | , |  |  | pkg of 1 ea,Joint: ST/NS14/20,25 mL,Synthware, F321225L
,25 mL, Joint: ST/NS 19/22,,,,, | SYNF329225L |  | Aldrich | Synthware ™ pear shaped flask |  | ,,,, | Labware , Manufacturer Browser , Synthware , Synthware Flasks |  | pkg of 1 ea,Joint: ST/NS19/22,25 mL,Synthware, F329225L | , |  |  | pkg of 1 ea,Joint: ST/NS19/22,25 mL,Synthware, F329225L
,50 mL, Joint: ST/NS 14/20,,,,, | SYNF321250L |  | Aldrich | Synthware ™ pear shaped flask |  | ,,,, | Labware , Manufacturer Browser , Synthware , Synthware Flasks |  | pkg of 1 ea,Joint: ST/NS14/20,50 mL,Synthware, F321250L | , |  |  | pkg of 1 ea,Joint: ST/NS14/20,50 mL,Synthware, F321250L
,50 mL, Joint: ST/NS 19/22,,,,, | SYNF329250L |  | Aldrich | Synthware ™ pear shaped flask |  | ,,,, | Labware , Manufacturer Browser , Synthware , Synthware Flasks |  | pkg of 1 ea,Joint: ST/NS19/22,50 mL,Synthware, F329250L | , |  |  | pkg of 1 ea,Joint: ST/NS19/22,50 mL,Synthware, F329250L
,50 mL, Joint: ST/NS 24/40,,,,, | SYNF322450L |  | Aldrich | Synthware ™ pear shaped flask |  | ,,,, | Labware , Manufacturer Browser , Synthware , Synthware Flasks |  | pkg of 1 ea,Joint: ST/NS24/40,50 mL,Synthware, F322450L | , |  |  | pkg of 1 ea,Joint: ST/NS24/40,50 mL,Synthware, F322450L
,100 mL, Joint: ST/NS 14/20,,,,, | SYNF321100L |  | Aldrich | Synthware ™ pear shaped flask |  | ,,,, | Labware , Manufacturer Browser , Synthware , Synthware Flasks |  | pkg of 1 ea,Joint: ST/NS14/20,100 mL,Synthware, F321100L | , |  |  | pkg of 1 ea,Joint: ST/NS14/20,100 mL,Synthware, F321100L
,100 mL, Joint: ST/NS 19/22,,,,, | SYNF329100L |  | Aldrich | Synthware ™ pear shaped flask |  | ,,,, | Labware , Manufacturer Browser , Synthware , Synthware Flasks |  | pkg of 1 ea,Joint: ST/NS19/22,100 mL,Synthware, F329100L | , |  |  | pkg of 1 ea,Joint: ST/NS19/22,100 mL,Synthware, F329100L
,100 mL, Joint: ST/NS 24/40,,,,, | SYNF324100L |  | Aldrich | Synthware ™ pear shaped flask |  | ,,,, | Labware , Manufacturer Browser , Synthware , Synthware Flasks |  | pkg of 1 ea,Joint: ST/NS24/40,100 mL,Synthware, F324100L | , |  |  | pkg of 1 ea,Joint: ST/NS24/40,100 mL,Synthware, F324100L
,200 mL, Joint: ST/NS 14/20,,,,, | SYNF321200L |  | Aldrich | Synthware ™ pear shaped flask |  | ,,,, | Labware , Manufacturer Browser , Synthware , Synthware Flasks |  | pkg of 1 ea,Joint: ST/NS14/20,200 mL,Synthware, F321200L | , |  |  | pkg of 1 ea,Joint: ST/NS14/20,200 mL,Synthware, F321200L
,200 mL, Joint: ST/NS 24/40,,,,, | SYNF324200L |  | Aldrich | Synthware ™ pear shaped flask |  | ,,,, | Labware , Manufacturer Browser , Synthware , Synthware Flasks |  | pkg of 1 ea,Joint: ST/NS24/40,200 mL,Synthware, F324200L | , |  |  | pkg of 1 ea,Joint: ST/NS24/40,200 mL,Synthware, F324200L
,10 mL, Joint: ST/NS 14/20,,,,, | SYNF901410 |  | Aldrich | Synthware ™ pear-shaped Schlenk flask with PTFE stopcock |  | ,,,, | Labware , Manufacturer Browser , Synthware , Synthware Flasks |  | pkg of 1 ea,Joint: ST/NS14/20,10 mL,Synthware, F901410 | , |  |  | pkg of 1 ea,Joint: ST/NS14/20,10 mL,Synthware, F901410
,25 mL, Joint: ST/NS 14/20,,,,, | SYNF901425 |  | Aldrich | Synthware ™ pear-shaped Schlenk flask with PTFE stopcock |  | ,,,, | Labware , Manufacturer Browser , Synthware , Synthware Flasks |  | pkg of 1 ea,Joint: ST/NS14/20,25 mL,Synthware, F901425 | , |  |  | pkg of 1 ea,Joint: ST/NS14/20,25 mL,Synthware, F901425
,50 mL, Joint: ST/NS 14/20,,,,, | SYNF901450 |  | Aldrich | Synthware ™ pear-shaped Schlenk flask with PTFE stopcock |  | ,,,, | Labware , Manufacturer Browser , Synthware , Synthware Flasks |  | pkg of 1 ea,Joint: ST/NS14/20,50 mL,Synthware, F901450 | , |  |  | pkg of 1 ea,Joint: ST/NS14/20,50 mL,Synthware, F901450
,50 mL, Joint: ST/NS 19/22,,,,, | SYNF901950 |  | Aldrich | Synthware ™ pear-shaped Schlenk flask with PTFE stopcock |  | ,,,, | Labware , Manufacturer Browser , Synthware , Synthware Flasks |  | pkg of 1 ea,Joint: ST/NS19/22,50 mL,Synthware, F901950 | , |  |  | pkg of 1 ea,Joint: ST/NS19/22,50 mL,Synthware, F901950
,50 mL, Joint: ST/NS 24/40,,,,, | SYNF902450 |  | Aldrich | Synthware ™ pear-shaped Schlenk flask with PTFE stopcock |  | ,,,, | Labware , Manufacturer Browser , Synthware , Synthware Flasks |  | pkg of 1 ea,Joint: ST/NS24/40,50 mL,Synthware, F902450 | , |  |  | pkg of 1 ea,Joint: ST/NS24/40,50 mL,Synthware, F902450
,100 mL, Joint: ST/NS 14/20,,,,, | SYNF901100 |  | Aldrich | Synthware ™ pear-shaped Schlenk flask with PTFE stopcock |  | ,,,, | Labware , Manufacturer Browser , Synthware , Synthware Flasks |  | pkg of 1 ea,Joint: ST/NS14/20,100 mL,Synthware, F901100 | , |  |  | pkg of 1 ea,Joint: ST/NS14/20,100 mL,Synthware, F901100
,100 mL, Joint: ST/NS 19/22,,,,, | SYNF909100 |  | Aldrich | Synthware ™ pear-shaped Schlenk flask with PTFE stopcock |  | ,,,, | Labware , Manufacturer Browser , Synthware , Synthware Flasks |  | pkg of 1 ea,Joint: ST/NS19/22,100 mL,Synthware, F909100 | , |  |  | pkg of 1 ea,Joint: ST/NS19/22,100 mL,Synthware, F909100
,100 mL, Joint: ST/NS 24/40,,,,, | SYNF904100 |  | Aldrich | Synthware ™ pear-shaped Schlenk flask with PTFE stopcock |  | ,,,, | Labware , Manufacturer Browser , Synthware , Synthware Flasks |  | pkg of 1 ea,Joint: ST/NS24/40,100 mL,Synthware, F904100 | , |  |  | pkg of 1 ea,Joint: ST/NS24/40,100 mL,Synthware, F904100
,200 mL, Joint: ST/NS 14/20,,,,, | SYNF901200 |  | Aldrich | Synthware ™ pear-shaped Schlenk flask with PTFE stopcock |  | ,,,, | Labware , Manufacturer Browser , Synthware , Synthware Flasks |  | pkg of 1 ea,Joint: ST/NS14/20,200 mL,Synthware, F901200 | , |  |  | pkg of 1 ea,Joint: ST/NS14/20,200 mL,Synthware, F901200
,200 mL, Joint: ST/NS 19/22,,,,, | SYNF909200 |  | Aldrich | Synthware ™ pear-shaped Schlenk flask with PTFE stopcock |  | ,,,, | Labware , Manufacturer Browser , Synthware , Synthware Flasks |  | pkg of 1 ea,Joint: ST/NS19/22,200 mL,Synthware, F909200 | , |  |  | pkg of 1 ea,Joint: ST/NS19/22,200 mL,Synthware, F909200
,200 mL, Joint: ST/NS 24/40,,,,, | SYNF904200 |  | Aldrich | Synthware ™ pear-shaped Schlenk flask with PTFE stopcock |  | ,,,, | Labware , Manufacturer Browser , Synthware , Synthware Flasks |  | pkg of 1 ea,Joint: ST/NS24/40,200 mL,Synthware, F904200 | , |  |  | pkg of 1 ea,Joint: ST/NS24/40,200 mL,Synthware, F904200
,500 mL, Joint: ST/NS 24/40,,,,, | SYNF904500 |  | Aldrich | Synthware ™ pear-shaped Schlenk flask with PTFE stopcock |  | ,,,, | Labware , Manufacturer Browser , Synthware , Synthware Flasks |  | pkg of 1 ea,Joint: ST/NS24/40,500 mL,Synthware, F904500 | , |  |  | pkg of 1 ea,Joint: ST/NS24/40,500 mL,Synthware, F904500
,1000 mL, Joint: ST/NS 24/40,,,,, | SYNF904000 |  | Aldrich | Synthware ™ pear-shaped Schlenk flask with PTFE stopcock |  | ,,,, | Labware , Manufacturer Browser , Synthware , Synthware Flasks |  | pkg of 1 ea,Joint: ST/NS24/40,1000 mL,Synthware, F904000 | , |  |  | pkg of 1 ea,Joint: ST/NS24/40,1000 mL,Synthware, F904000
,10 mL, Joint: ST/NS 14/20,,,,, | SYNF901410G |  | Aldrich | Synthware ™ pear-shaped Schlenk flask with PTFE stopcock |  | ,,,, | Labware , Manufacturer Browser , Synthware , Synthware Flasks |  | pkg of 1 ea,Joint: ST/NS14/20,10 mL,Synthware, F901410G | , |  |  | pkg of 1 ea,Joint: ST/NS14/20,10 mL,Synthware, F901410G
,25 mL, Joint: ST/NS 14/20,,,,, | SYNF901425G |  | Aldrich | Synthware ™ pear-shaped Schlenk flask with PTFE stopcock |  | ,,,, | Labware , Manufacturer Browser , Synthware , Synthware Flasks |  | pkg of 1 ea,Joint: ST/NS14/20,25 mL,Synthware, F901425G | , |  |  | pkg of 1 ea,Joint: ST/NS14/20,25 mL,Synthware, F901425G
,50 mL, Joint: ST/NS 14/20,,,,, | SYNF901450G |  | Aldrich | Synthware ™ pear-shaped Schlenk flask with PTFE stopcock |  | ,,,, | Labware , Manufacturer Browser , Synthware , Synthware Flasks |  | pkg of 1 ea,Joint: ST/NS14/20,50 mL,Synthware, F901450G | , |  |  | pkg of 1 ea,Joint: ST/NS14/20,50 mL,Synthware, F901450G
,50 mL, Joint: ST/NS 19/22,,,,, | SYNF901950G |  | Aldrich | Synthware ™ pear-shaped Schlenk flask with PTFE stopcock |  | ,,,, | Labware , Manufacturer Browser , Synthware , Synthware Flasks |  | pkg of 1 ea,Joint: ST/NS19/22,50 mL,Synthware, F901950G | , |  |  | pkg of 1 ea,Joint: ST/NS19/22,50 mL,Synthware, F901950G
,50 mL, Joint: ST/NS 24/40,,,,, | SYNF902450G |  | Aldrich | Synthware ™ pear-shaped Schlenk flask with PTFE stopcock |  | ,,,, | Labware , Manufacturer Browser , Synthware , Synthware Flasks |  | pkg of 1 ea,Joint: ST/NS24/40,50 mL,Synthware, F902450G | , |  |  | pkg of 1 ea,Joint: ST/NS24/40,50 mL,Synthware, F902450G
,100 mL, Joint: ST/NS 14/20,,,,, | SYNF901100G |  | Aldrich | Synthware ™ pear-shaped Schlenk flask with PTFE stopcock |  | ,,,, | Labware , Manufacturer Browser , Synthware , Synthware Flasks |  | pkg of 1 ea,Joint: ST/NS14/20,100 mL,Synthware, F901100G | , |  |  | pkg of 1 ea,Joint: ST/NS14/20,100 mL,Synthware, F901100G
,100 mL, Joint: ST/NS 19/22,,,,, | SYNF909100G |  | Aldrich | Synthware ™ pear-shaped Schlenk flask with PTFE stopcock |  | ,,,, | Labware , Manufacturer Browser , Synthware , Synthware Flasks |  | pkg of 1 ea,Joint: ST/NS19/22,100 mL,Synthware, F909100G | , |  |  | pkg of 1 ea,Joint: ST/NS19/22,100 mL,Synthware, F909100G
,100 mL, Joint: ST/NS 24/40,,,,, | SYNF904100G |  | Aldrich | Synthware ™ pear-shaped Schlenk flask with PTFE stopcock |  | ,,,, | Labware , Manufacturer Browser , Synthware , Synthware Flasks |  | pkg of 1 ea,Joint: ST/NS24/40,100 mL,Synthware, F904100G | , |  |  | pkg of 1 ea,Joint: ST/NS24/40,100 mL,Synthware, F904100G
,200 mL, Joint: ST/NS 14/20,,,,, | SYNF901200G |  | Aldrich | Synthware ™ pear-shaped Schlenk flask with PTFE stopcock |  | ,,,, | Labware , Manufacturer Browser , Synthware , Synthware Flasks |  | pkg of 1 ea,Joint: ST/NS14/20,200 mL,Synthware, F901200G | , |  |  | pkg of 1 ea,Joint: ST/NS14/20,200 mL,Synthware, F901200G
,200 mL, Joint: ST/NS 24/40,,,,, | SYNF904200G |  | Aldrich | Synthware ™ pear-shaped Schlenk flask with PTFE stopcock |  | ,,,, | Labware , Manufacturer Browser , Synthware , Synthware Flasks |  | pkg of 1 ea,Joint: ST/NS24/40,200 mL,Synthware, F904200G | , |  |  | pkg of 1 ea,Joint: ST/NS24/40,200 mL,Synthware, F904200G
,500 mL, Joint: ST/NS 24/40,,,,, | SYNF904500G |  | Aldrich | Synthware ™ pear-shaped Schlenk flask with PTFE stopcock |  | ,,,, | Labware , Manufacturer Browser , Synthware , Synthware Flasks |  | pkg of 1 ea,Joint: ST/NS24/40,500 mL,Synthware, F904500G | , |  |  | pkg of 1 ea,Joint: ST/NS24/40,500 mL,Synthware, F904500G
,1000 mL, Joint: ST/NS 24/40,,,,, | SYNF904000G |  | Aldrich | Synthware ™ pear-shaped Schlenk flask with PTFE stopcock |  | ,,,, | Labware , Manufacturer Browser , Synthware , Synthware Flasks |  | pkg of 1 ea,Joint: ST/NS24/40,1000 mL,Synthware, F904000G | , |  |  | pkg of 1 ea,Joint: ST/NS24/40,1000 mL,Synthware, F904000G
,25 mL, Joint: ST/NS 14/20,,,,, | SYNF901425H |  | Aldrich | Synthware ™ pear-shaped Schlenk flask with PTFE stopcock |  | ,,,, | Labware , Manufacturer Browser , Synthware , Synthware Flasks |  | pkg of 1 ea,Joint: ST/NS14/20,25 mL,Synthware, F901425H | , |  |  | pkg of 1 ea,Joint: ST/NS14/20,25 mL,Synthware, F901425H
,50 mL, Joint: ST/NS 14/20,,,,, | SYNF901450H |  | Aldrich | Synthware ™ pear-shaped Schlenk flask with PTFE stopcock |  | ,,,, | Labware , Manufacturer Browser , Synthware , Synthware Flasks |  | pkg of 1 ea,Joint: ST/NS14/20,50 mL,Synthware, F901450H | , |  |  | pkg of 1 ea,Joint: ST/NS14/20,50 mL,Synthware, F901450H
,50 mL, Joint: ST/NS 19/22,,,,, | SYNF901950H |  | Aldrich | Synthware ™ pear-shaped Schlenk flask with PTFE stopcock |  | ,,,, | Labware , Manufacturer Browser , Synthware , Synthware Flasks |  | pkg of 1 ea,Joint: ST/NS19/22,50 mL,Synthware, F901950H | , |  |  | pkg of 1 ea,Joint: ST/NS19/22,50 mL,Synthware, F901950H
,50 mL, Joint: ST/NS 24/40,,,,, | SYNF902450H |  | Aldrich | Synthware ™ pear-shaped Schlenk flask with PTFE stopcock |  | ,,,, | Labware , Manufacturer Browser , Synthware , Synthware Flasks |  | pkg of 1 ea,Joint: ST/NS24/40,50 mL,Synthware, F902450H | , |  |  | pkg of 1 ea,Joint: ST/NS24/40,50 mL,Synthware, F902450H
,100 mL, Joint: ST/NS 14/20,,,,, | SYNF901100H |  | Aldrich | Synthware ™ pear-shaped Schlenk flask with PTFE stopcock |  | ,,,, | Labware , Manufacturer Browser , Synthware , Synthware Flasks |  | pkg of 1 ea,Joint: ST/NS14/20,100 mL,Synthware, F901100H | , |  |  | pkg of 1 ea,Joint: ST/NS14/20,100 mL,Synthware, F901100H
,100 mL, Joint: ST/NS 19/22,,,,, | SYNF909100H |  | Aldrich | Synthware ™ pear-shaped Schlenk flask with PTFE stopcock |  | ,,,, | Labware , Manufacturer Browser , Synthware , Synthware Flasks |  | pkg of 1 ea,Joint: ST/NS19/22,100 mL,Synthware, F909100H | , |  |  | pkg of 1 ea,Joint: ST/NS19/22,100 mL,Synthware, F909100H
,100 mL, Joint: ST/NS 24/40,,,,, | SYNF904100H |  | Aldrich | Synthware ™ pear-shaped Schlenk flask with PTFE stopcock |  | ,,,, | Labware , Manufacturer Browser , Synthware , Synthware Flasks |  | pkg of 1 ea,Joint: ST/NS24/40,100 mL,Synthware, F904100H | , |  |  | pkg of 1 ea,Joint: ST/NS24/40,100 mL,Synthware, F904100H
,200 mL, Joint: ST/NS 14/20,,,,, | SYNF901200H |  | Aldrich | Synthware ™ pear-shaped Schlenk flask with PTFE stopcock |  | ,,,, | Labware , Manufacturer Browser , Synthware , Synthware Flasks |  | pkg of 1 ea,Joint: ST/NS14/20,200 mL,Synthware, F901200H | , |  |  | pkg of 1 ea,Joint: ST/NS14/20,200 mL,Synthware, F901200H
,200 mL, Joint: ST/NS 19/22,,,,, | SYNF909200H |  | Aldrich | Synthware ™ pear-shaped Schlenk flask with PTFE stopcock |  | ,,,, | Labware , Manufacturer Browser , Synthware , Synthware Flasks |  | pkg of 1 ea,Joint: ST/NS19/22,200 mL,Synthware, F909200H | , |  |  | pkg of 1 ea,Joint: ST/NS19/22,200 mL,Synthware, F909200H
,200 mL, Joint: ST/NS 24/40,,,,, | SYNF904200H |  | Aldrich | Synthware ™ pear-shaped Schlenk flask with PTFE stopcock |  | ,,,, | Labware , Manufacturer Browser , Synthware , Synthware Flasks |  | pkg of 1 ea,Joint: ST/NS24/40,200 mL,Synthware, F904200H | , |  |  | pkg of 1 ea,Joint: ST/NS24/40,200 mL,Synthware, F904200H
,500 mL, Joint: ST/NS 24/40,,,,, | SYNF904500H |  | Aldrich | Synthware ™ pear-shaped Schlenk flask with PTFE stopcock |  | ,,,, | Labware , Manufacturer Browser , Synthware , Synthware Flasks |  | pkg of 1 ea,Joint: ST/NS24/40,500 mL,Synthware, F904500H | , |  |  | pkg of 1 ea,Joint: ST/NS24/40,500 mL,Synthware, F904500H
,1000 mL, Joint: ST/NS 24/40,,,,, | SYNF904000H |  | Aldrich | Synthware ™ pear-shaped Schlenk flask with PTFE stopcock |  | ,,,, | Labware , Manufacturer Browser , Synthware , Synthware Flasks |  | pkg of 1 ea,Joint: ST/NS24/40,1000 mL,Synthware, F904000H | , |  |  | pkg of 1 ea,Joint: ST/NS24/40,1000 mL,Synthware, F904000H
,50 mL, Joint: ST/NS 14/20, valve size 0-4 mm,,,,, | SYNF541050 |  | Aldrich | Synthware ™ reaction flask with high vacuum valve |  | ,,,, | Labware , Manufacturer Browser , Synthware , Synthware Flasks |  | pkg of 1 ea,Joint: ST/NS14/20,50 mL,0-4 mm,Synthware, F541050 | , |  |  | pkg of 1 ea,Joint: ST/NS14/20,50 mL,0-4 mm,Synthware, F541050
,50 mL, Joint: ST/NS 19/22, valve size 0-4 mm,,,,, | SYNF541950 |  | Aldrich | Synthware ™ reaction flask with high vacuum valve |  | ,,,, | Labware , Manufacturer Browser , Synthware , Synthware Flasks |  | pkg of 1 ea,Joint: ST/NS19/22,50 mL,0-4 mm,Synthware, F541950 | , |  |  | pkg of 1 ea,Joint: ST/NS19/22,50 mL,0-4 mm,Synthware, F541950
,100 mL, Joint: ST/NS 14/20, valve size 0-4 mm,,,,, | SYNF541100 |  | Aldrich | Synthware ™ reaction flask with high vacuum valve |  | ,,,, | Labware , Manufacturer Browser , Synthware , Synthware Flasks |  | pkg of 1 ea,Joint: ST/NS14/20,100 mL,0-4 mm,Synthware, F541100 | , |  |  | pkg of 1 ea,Joint: ST/NS14/20,100 mL,0-4 mm,Synthware, F541100
,100 mL, Joint: ST/NS 19/22, valve size 0-4 mm,,,,, | SYNF549100 |  | Aldrich | Synthware ™ reaction flask with high vacuum valve |  | ,,,, | Labware , Manufacturer Browser , Synthware , Synthware Flasks |  | pkg of 1 ea,Joint: ST/NS19/22,100 mL,0-4 mm,Synthware, F549100 | , |  |  | pkg of 1 ea,Joint: ST/NS19/22,100 mL,0-4 mm,Synthware, F549100
,100 mL, Joint: ST/NS 24/40, valve size 0-4 mm,,,,, | SYNF544100 |  | Aldrich | Synthware ™ reaction flask with high vacuum valve |  | ,,,, | Labware , Manufacturer Browser , Synthware , Synthware Flasks |  | pkg of 1 ea,Joint: ST/NS24/40,100 mL,0-4 mm,Synthware, F544100 | , |  |  | pkg of 1 ea,Joint: ST/NS24/40,100 mL,0-4 mm,Synthware, F544100
,250 mL, Joint: ST/NS 14/20, valve size 0-4 mm,,,,, | SYNF541250 |  | Aldrich | Synthware ™ reaction flask with high vacuum valve |  | ,,,, | Labware , Manufacturer Browser , Synthware , Synthware Flasks |  | pkg of 1 ea,Joint: ST/NS14/20,250 mL,0-4 mm,Synthware, F541250 | , |  |  | pkg of 1 ea,Joint: ST/NS14/20,250 mL,0-4 mm,Synthware, F541250
,250 mL, Joint: ST/NS 19/22, valve size 0-4 mm,,,,, | SYNF549250 |  | Aldrich | Synthware ™ reaction flask with high vacuum valve |  | ,,,, | Labware , Manufacturer Browser , Synthware , Synthware Flasks |  | pkg of 1 ea,Joint: ST/NS19/22,250 mL,0-4 mm,Synthware, F549250 | , |  |  | pkg of 1 ea,Joint: ST/NS19/22,250 mL,0-4 mm,Synthware, F549250
,250 mL, Joint: ST/NS 24/40, valve size 0-4 mm,,,,, | SYNF544250 |  | Aldrich | Synthware ™ reaction flask with high vacuum valve |  | ,,,, | Labware , Manufacturer Browser , Synthware , Synthware Flasks |  | pkg of 1 ea,Joint: ST/NS24/40,250 mL,0-4 mm,Synthware, F544250 | , |  |  | pkg of 1 ea,Joint: ST/NS24/40,250 mL,0-4 mm,Synthware, F544250
,500 mL, Joint: ST/NS 24/40, valve size 0-4 mm,,,,, | SYNF544500 |  | Aldrich | Synthware ™ reaction flask with high vacuum valve |  | ,,,, | Labware , Manufacturer Browser , Synthware , Synthware Flasks |  | pkg of 1 ea,Joint: ST/NS24/40,500 mL,0-4 mm,Synthware, F544500 | , |  |  | pkg of 1 ea,Joint: ST/NS24/40,500 mL,0-4 mm,Synthware, F544500
,1000 mL, Joint: ST/NS 24/40, valve size 0-4 mm,,,,, | SYNF54241L |  | Aldrich | Synthware ™ reaction flask with high vacuum valve |  | ,,,, | Labware , Manufacturer Browser , Synthware , Synthware Flasks |  | pkg of 1 ea,Joint: ST/NS24/40,1000 mL,0-4 mm,Synthware, F54241L | , |  |  | pkg of 1 ea,Joint: ST/NS24/40,1000 mL,0-4 mm,Synthware, F54241L
,10 mL, Joint: ST/NS 14/20,,,,, | SYNF891410 |  | Aldrich | Synthware ™ reaction tube with glass stopcock |  | ,,,, | Labware , Manufacturer Browser , Synthware , Synthware Flasks |  | pkg of 1 ea,Joint: ST/NS14/20,10 mL,Synthware, F891410 | , |  |  | pkg of 1 ea,Joint: ST/NS14/20,10 mL,Synthware, F891410
,25 mL, Joint: ST/NS 14/20,,,,, | SYNF891425 |  | Aldrich | Synthware ™ reaction tube with glass stopcock |  | ,,,, | Labware , Manufacturer Browser , Synthware , Synthware Flasks |  | pkg of 1 ea,Joint: ST/NS14/20,25 mL,Synthware, F891425 | , |  |  | pkg of 1 ea,Joint: ST/NS14/20,25 mL,Synthware, F891425
,50 mL, Joint: ST/NS 14/20,,,,, | SYNF891450 |  | Aldrich | Synthware ™ reaction tube with glass stopcock |  | ,,,, | Labware , Manufacturer Browser , Synthware , Synthware Flasks |  | pkg of 1 ea,Joint: ST/NS14/20,50 mL,Synthware, F891450 | , |  |  | pkg of 1 ea,Joint: ST/NS14/20,50 mL,Synthware, F891450
,50 mL, Joint: ST/NS 19/22,,,,, | SYNF891950 |  | Aldrich | Synthware ™ reaction tube with glass stopcock |  | ,,,, | Labware , Manufacturer Browser , Synthware , Synthware Flasks |  | pkg of 1 ea,Joint: ST/NS19/22,50 mL,Synthware, F891950 | , |  |  | pkg of 1 ea,Joint: ST/NS19/22,50 mL,Synthware, F891950
,50 mL, Joint: ST/NS 24/40,,,,, | SYNF892450 |  | Aldrich | Synthware ™ reaction tube with glass stopcock |  | ,,,, | Labware , Manufacturer Browser , Synthware , Synthware Flasks |  | pkg of 1 ea,Joint: ST/NS24/40,50 mL,Synthware, F892450 | , |  |  | pkg of 1 ea,Joint: ST/NS24/40,50 mL,Synthware, F892450
,100 mL, Joint: ST/NS 14/20,,,,, | SYNF891100 |  | Aldrich | Synthware ™ reaction tube with glass stopcock |  | ,,,, | Labware , Manufacturer Browser , Synthware , Synthware Flasks |  | pkg of 1 ea,Joint: ST/NS14/20,100 mL,Synthware, F891100 | , |  |  | pkg of 1 ea,Joint: ST/NS14/20,100 mL,Synthware, F891100
,100 mL, Joint: ST/NS 24/40,,,,, | SYNF894100 |  | Aldrich | Synthware ™ reaction tube with glass stopcock |  | ,,,, | Labware , Manufacturer Browser , Synthware , Synthware Flasks |  | pkg of 1 ea,Joint: ST/NS24/40,100 mL,Synthware, F894100 | , |  |  | pkg of 1 ea,Joint: ST/NS24/40,100 mL,Synthware, F894100
,200 mL, Joint: ST/NS 24/40,,,,, | SYNF894200 |  | Aldrich | Synthware ™ reaction tube with glass stopcock |  | ,,,, | Labware , Manufacturer Browser , Synthware , Synthware Flasks |  | pkg of 1 ea,Joint: ST/NS24/40,200 mL,Synthware, F894200 | , |  |  | pkg of 1 ea,Joint: ST/NS24/40,200 mL,Synthware, F894200
,250 mL, Joint: ST/NS 24/40,,,,, | SYNF894250 |  | Aldrich | Synthware ™ reaction tube with glass stopcock |  | ,,,, | Labware , Manufacturer Browser , Synthware , Synthware Flasks |  | pkg of 1 ea,Joint: ST/NS24/40,250 mL,Synthware, F894250 | , |  |  | pkg of 1 ea,Joint: ST/NS24/40,250 mL,Synthware, F894250
,25 mL, Joint: ST/NS 14/20, valve size 0-4 mm,,,,, | SYNF561025 |  | Aldrich | Synthware ™ reaction tube with high vacuum valve |  | ,,,, | Labware , Manufacturer Browser , Synthware , Synthware Flasks |  | pkg of 1 ea,Joint: ST/NS14/20,25 mL,0-4 mm,Synthware, F561025 | , |  |  | pkg of 1 ea,Joint: ST/NS14/20,25 mL,0-4 mm,Synthware, F561025
,50 mL, Joint: ST/NS 14/20, valve size 0-4 mm,,,,, | SYNF561050 |  | Aldrich | Synthware ™ reaction tube with high vacuum valve |  | ,,,, | Labware , Manufacturer Browser , Synthware , Synthware Flasks |  | pkg of 1 ea,Joint: ST/NS14/20,50 mL,0-4 mm,Synthware, F561050 | , |  |  | pkg of 1 ea,Joint: ST/NS14/20,50 mL,0-4 mm,Synthware, F561050
,100 mL, Joint: ST/NS 14/20, valve size 0-4 mm,,,,, | SYNF561100 |  | Aldrich | Synthware ™ reaction tube with high vacuum valve |  | ,,,, | Labware , Manufacturer Browser , Synthware , Synthware Flasks |  | pkg of 1 ea,Joint: ST/NS14/20,100 mL,0-4 mm,Synthware, F561100 | , |  |  | pkg of 1 ea,Joint: ST/NS14/20,100 mL,0-4 mm,Synthware, F561100
,100 mL, Joint: ST/NS 24/40, valve size 0-4 mm,,,,, | SYNF564100 |  | Aldrich | Synthware ™ reaction tube with high vacuum valve |  | ,,,, | Labware , Manufacturer Browser , Synthware , Synthware Flasks |  | pkg of 1 ea,Joint: ST/NS24/40,100 mL,0-4 mm,Synthware, F564100 | , |  |  | pkg of 1 ea,Joint: ST/NS24/40,100 mL,0-4 mm,Synthware, F564100
,250 mL, Joint: ST/NS 24/40, valve size 0-4 mm,,,,, | SYNF564250 |  | Aldrich | Synthware ™ reaction tube with high vacuum valve |  | ,,,, | Labware , Manufacturer Browser , Synthware , Synthware Flasks |  | pkg of 1 ea,Joint: ST/NS24/40,250 mL,0-4 mm,Synthware, F564250 | , |  |  | pkg of 1 ea,Joint: ST/NS24/40,250 mL,0-4 mm,Synthware, F564250
,350 mL, Joint: ST/NS 24/40, valve size 0-4 mm,,,,, | SYNF564350 |  | Aldrich | Synthware ™ reaction tube with high vacuum valve |  | ,,,, | Labware , Manufacturer Browser , Synthware , Synthware Flasks |  | pkg of 1 ea,Joint: ST/NS24/40,350 mL,0-4 mm,Synthware, F564350 | , |  |  | pkg of 1 ea,Joint: ST/NS24/40,350 mL,0-4 mm,Synthware, F564350
,5 mL, Joint: ST/NS 14/20,,,,, | SYNF311405 |  | Aldrich | Synthware ™ recovery flask |  | ,,,, | Labware , Manufacturer Browser , Synthware , Synthware Flasks |  | pkg of 1 ea,Joint: ST/NS14/20,5 mL,Synthware, F311405 | , |  |  | pkg of 1 ea,Joint: ST/NS14/20,5 mL,Synthware, F311405
,10 mL, Joint: ST/NS 14/20,,,,, | SYNF311410 |  | Aldrich | Synthware ™ recovery flask |  | ,,,, | Labware , Manufacturer Browser , Synthware , Synthware Flasks |  | pkg of 1 ea,Joint: ST/NS14/20,10 mL,Synthware, F311410 | , |  |  | pkg of 1 ea,Joint: ST/NS14/20,10 mL,Synthware, F311410
,10 mL, Joint: ST/NS 19/22,,,,, | SYNF311910 |  | Aldrich | Synthware ™ recovery flask |  | ,,,, | Labware , Manufacturer Browser , Synthware , Synthware Flasks |  | pkg of 1 ea,Joint: ST/NS19/22,10 mL,Synthware, F311910 | , |  |  | pkg of 1 ea,Joint: ST/NS19/22,10 mL,Synthware, F311910
,25 mL, Joint: ST/NS 14/20,,,,, | SYNF311425 |  | Aldrich | Synthware ™ recovery flask |  | ,,,, | Labware , Manufacturer Browser , Synthware , Synthware Flasks |  | pkg of 1 ea,Joint: ST/NS14/20,25 mL,Synthware, F311425 | , |  |  | pkg of 1 ea,Joint: ST/NS14/20,25 mL,Synthware, F311425
,25 mL, Joint: ST/NS 19/22,,,,, | SYNF311925 |  | Aldrich | Synthware ™ recovery flask |  | ,,,, | Labware , Manufacturer Browser , Synthware , Synthware Flasks |  | pkg of 1 ea,Joint: ST/NS19/22,25 mL,Synthware, F311925 | , |  |  | pkg of 1 ea,Joint: ST/NS19/22,25 mL,Synthware, F311925
,25 mL, Joint: ST/NS 24/40,,,,, | SYNF312425 |  | Aldrich | Synthware ™ recovery flask |  | ,,,, | Labware , Manufacturer Browser , Synthware , Synthware Flasks |  | pkg of 1 ea,Joint: ST/NS24/40,25 mL,Synthware, F312425 | , |  |  | pkg of 1 ea,Joint: ST/NS24/40,25 mL,Synthware, F312425
,50 mL, Joint: ST/NS 14/20,,,,, | SYNF311450 |  | Aldrich | Synthware ™ recovery flask |  | ,,,, | Labware , Manufacturer Browser , Synthware , Synthware Flasks |  | pkg of 1 ea,Joint: ST/NS14/20,50 mL,Synthware, F311450 | , |  |  | pkg of 1 ea,Joint: ST/NS14/20,50 mL,Synthware, F311450
,50 mL, Joint: ST/NS 19/22,,,,, | SYNF311950 |  | Aldrich | Synthware ™ recovery flask |  | ,,,, | Labware , Manufacturer Browser , Synthware , Synthware Flasks |  | pkg of 1 ea,Joint: ST/NS19/22,50 mL,Synthware, F311950 | , |  |  | pkg of 1 ea,Joint: ST/NS19/22,50 mL,Synthware, F311950
,50 mL, Joint: ST/NS 24/40,,,,, | SYNF312450 |  | Aldrich | Synthware ™ recovery flask |  | ,,,, | Labware , Manufacturer Browser , Synthware , Synthware Flasks |  | pkg of 1 ea,Joint: ST/NS24/40,50 mL,Synthware, F312450 | , |  |  | pkg of 1 ea,Joint: ST/NS24/40,50 mL,Synthware, F312450
,100 mL, Joint: ST/NS 14/20,,,,, | SYNF311100 |  | Aldrich | Synthware ™ recovery flask |  | ,,,, | Labware , Manufacturer Browser , Synthware , Synthware Flasks |  | pkg of 1 ea,Joint: ST/NS14/20,100 mL,Synthware, F311100 | , |  |  | pkg of 1 ea,Joint: ST/NS14/20,100 mL,Synthware, F311100
,100 mL, Joint: ST/NS 19/22,,,,, | SYNF319100 |  | Aldrich | Synthware ™ recovery flask |  | ,,,, | Labware , Manufacturer Browser , Synthware , Synthware Flasks |  | pkg of 1 ea,Joint: ST/NS19/22,100 mL,Synthware, F319100 | , |  |  | pkg of 1 ea,Joint: ST/NS19/22,100 mL,Synthware, F319100
,100 mL, Joint: ST/NS 24/40,,,,, | SYNF314100 |  | Aldrich | Synthware ™ recovery flask |  | ,,,, | Labware , Manufacturer Browser , Synthware , Synthware Flasks |  | pkg of 1 ea,Joint: ST/NS24/40,100 mL,Synthware, F314100 | , |  |  | pkg of 1 ea,Joint: ST/NS24/40,100 mL,Synthware, F314100
,100 mL, Joint: ST/NS 29/42,,,,, | SYNF318100 |  | Aldrich | Synthware ™ recovery flask |  | ,,,, | Labware , Manufacturer Browser , Synthware , Synthware Flasks |  | pkg of 1 ea,Joint: ST/NS29/42,100 mL,Synthware, F318100 | , |  |  | pkg of 1 ea,Joint: ST/NS29/42,100 mL,Synthware, F318100
,200 mL, Joint: ST/NS 14/20,,,,, | SYNF311200 |  | Aldrich | Synthware ™ recovery flask |  | ,,,, | Labware , Manufacturer Browser , Synthware , Synthware Flasks |  | pkg of 1 ea,Joint: ST/NS14/20,200 mL,Synthware, F311200 | , |  |  | pkg of 1 ea,Joint: ST/NS14/20,200 mL,Synthware, F311200
,200 mL, Joint: ST/NS 24/40,,,,, | SYNF314200 |  | Aldrich | Synthware ™ recovery flask |  | ,,,, | Labware , Manufacturer Browser , Synthware , Synthware Flasks |  | pkg of 1 ea,Joint: ST/NS24/40,200 mL,Synthware, F314200 | , |  |  | pkg of 1 ea,Joint: ST/NS24/40,200 mL,Synthware, F314200
,250 mL, Joint: ST/NS 14/20,,,,, | SYNF311250 |  | Aldrich | Synthware ™ recovery flask |  | ,,,, | Labware , Manufacturer Browser , Synthware , Synthware Flasks |  | pkg of 1 ea,Joint: ST/NS14/20,250 mL,Synthware, F311250 | , |  |  | pkg of 1 ea,Joint: ST/NS14/20,250 mL,Synthware, F311250
,250 mL, Joint: ST/NS 19/22,,,,, | SYNF319250 |  | Aldrich | Synthware ™ recovery flask |  | ,,,, | Labware , Manufacturer Browser , Synthware , Synthware Flasks |  | pkg of 1 ea,Joint: ST/NS19/22,250 mL,Synthware, F319250 | , |  |  | pkg of 1 ea,Joint: ST/NS19/22,250 mL,Synthware, F319250
,250 mL, Joint: ST/NS 24/40,,,,, | SYNF314250 |  | Aldrich | Synthware ™ recovery flask |  | ,,,, | Labware , Manufacturer Browser , Synthware , Synthware Flasks |  | pkg of 1 ea,Joint: ST/NS24/40,250 mL,Synthware, F314250 | , |  |  | pkg of 1 ea,Joint: ST/NS24/40,250 mL,Synthware, F314250
,250 mL, Joint: ST/NS 29/42,,,,, | SYNF318250 |  | Aldrich | Synthware ™ recovery flask |  | ,,,, | Labware , Manufacturer Browser , Synthware , Synthware Flasks |  | pkg of 1 ea,Joint: ST/NS29/42,250 mL,Synthware, F318250 | , |  |  | pkg of 1 ea,Joint: ST/NS29/42,250 mL,Synthware, F318250
,500 mL, Joint: ST/NS 24/40,,,,, | SYNF314500 |  | Aldrich | Synthware ™ recovery flask |  | ,,,, | Labware , Manufacturer Browser , Synthware , Synthware Flasks |  | pkg of 1 ea,Joint: ST/NS24/40,500 mL,Synthware, F314500 | , |  |  | pkg of 1 ea,Joint: ST/NS24/40,500 mL,Synthware, F314500
,500 mL, Joint: ST/NS 29/42,,,,, | SYNF318500 |  | Aldrich | Synthware ™ recovery flask |  | ,,,, | Labware , Manufacturer Browser , Synthware , Synthware Flasks |  | pkg of 1 ea,Joint: ST/NS29/42,500 mL,Synthware, F318500 | , |  |  | pkg of 1 ea,Joint: ST/NS29/42,500 mL,Synthware, F318500
,1000 mL, Joint: ST/NS 24/40,,,,, | SYNF314000 |  | Aldrich | Synthware ™ recovery flask |  | ,,,, | Labware , Manufacturer Browser , Synthware , Synthware Flasks |  | pkg of 1 ea,Joint: ST/NS24/40,1000 mL,Synthware, F314000 | , |  |  | pkg of 1 ea,Joint: ST/NS24/40,1000 mL,Synthware, F314000
,1000 mL, Joint: ST/NS 29/42,,,,, | SYNF31291L |  | Aldrich | Synthware ™ recovery flask |  | ,,,, | Labware , Manufacturer Browser , Synthware , Synthware Flasks |  | pkg of 1 ea,Joint: ST/NS29/42,1000 mL,Synthware, F31291L | , |  |  | pkg of 1 ea,Joint: ST/NS29/42,1000 mL,Synthware, F31291L
,25 mL, Joint: ST/NS 14/20,,,,, | SYNF141425 |  | Aldrich | Synthware ™ round bottom flask with threaded side inlet |  | ,,,, | Labware , Manufacturer Browser , Synthware , Synthware Flasks |  | pkg of 1 ea,Joint: ST/NS14/20,25 mL,Synthware, F141425 | , |  |  | pkg of 1 ea,Joint: ST/NS14/20,25 mL,Synthware, F141425
,50 mL, Joint: ST/NS 14/20,,,,, | SYNF141450 |  | Aldrich | Synthware ™ round bottom flask with threaded side inlet |  | ,,,, | Labware , Manufacturer Browser , Synthware , Synthware Flasks |  | pkg of 1 ea,Joint: ST/NS14/20,50 mL,Synthware, F141450 | , |  |  | pkg of 1 ea,Joint: ST/NS14/20,50 mL,Synthware, F141450
,100 mL, Joint: ST/NS 19/20,,,,, | SYNF149100 |  | Aldrich | Synthware ™ round bottom flask with threaded side inlet |  | ,,,, | Labware , Manufacturer Browser , Synthware , Synthware Flasks |  | pkg of 1 ea,Joint: ST/NS19/20,100 mL,Synthware, F149100 | , |  |  | pkg of 1 ea,Joint: ST/NS19/20,100 mL,Synthware, F149100
,100 mL, Joint: ST/NS 24/40,,,,, | SYNF144100 |  | Aldrich | Synthware ™ round bottom flask with threaded side inlet |  | ,,,, | Labware , Manufacturer Browser , Synthware , Synthware Flasks |  | pkg of 1 ea,Joint: ST/NS24/40,100 mL,Synthware, F144100 | , |  |  | pkg of 1 ea,Joint: ST/NS24/40,100 mL,Synthware, F144100
,250 mL, Joint: ST/NS 14/20,,,,, | SYNF141250 |  | Aldrich | Synthware ™ round bottom flask with threaded side inlet |  | ,,,, | Labware , Manufacturer Browser , Synthware , Synthware Flasks |  | pkg of 1 ea,Joint: ST/NS14/20,250 mL,Synthware, F141250 | , |  |  | pkg of 1 ea,Joint: ST/NS14/20,250 mL,Synthware, F141250
,250 mL, Joint: ST/NS 19/22,,,,, | SYNF149250 |  | Aldrich | Synthware ™ round bottom flask with threaded side inlet |  | ,,,, | Labware , Manufacturer Browser , Synthware , Synthware Flasks |  | pkg of 1 ea,Joint: ST/NS19/22,250 mL,Synthware, F149250 | , |  |  | pkg of 1 ea,Joint: ST/NS19/22,250 mL,Synthware, F149250
,250 mL, Joint: ST/NS 24/40,,,,, | SYNF144250 |  | Aldrich | Synthware ™ round bottom flask with threaded side inlet |  | ,,,, | Labware , Manufacturer Browser , Synthware , Synthware Flasks |  | pkg of 1 ea,Joint: ST/NS24/40,250 mL,Synthware, F144250 | , |  |  | pkg of 1 ea,Joint: ST/NS24/40,250 mL,Synthware, F144250
,500 mL, Joint: ST/NS 24/40,,,,, | SYNF144500 |  | Aldrich | Synthware ™ round bottom flask with threaded side inlet |  | ,,,, | Labware , Manufacturer Browser , Synthware , Synthware Flasks |  | pkg of 1 ea,Joint: ST/NS24/40,500 mL,Synthware, F144500 | , |  |  | pkg of 1 ea,Joint: ST/NS24/40,500 mL,Synthware, F144500
,50 mL, Joint: ST/NS 24/40,,,,, | SYNF122450 |  | Aldrich | Synthware ™ single-neck flat-bottom flask |  | ,,,, | Labware , Manufacturer Browser , Synthware , Synthware Flasks |  | pkg of 1 ea,Joint: ST/NS24/40,50 mL,Synthware, F122450 | , |  |  | pkg of 1 ea,Joint: ST/NS24/40,50 mL,Synthware, F122450
,100 mL, Joint: ST/NS 24/40,,,,, | SYNF124100 |  | Aldrich | Synthware ™ single-neck flat-bottom flask |  | ,,,, | Labware , Manufacturer Browser , Synthware , Synthware Flasks |  | pkg of 1 ea,Joint: ST/NS24/40,100 mL,Synthware, F124100 | , |  |  | pkg of 1 ea,Joint: ST/NS24/40,100 mL,Synthware, F124100
,125 mL, Joint: ST/NS 24/40,,,,, | SYNF124125 |  | Aldrich | Synthware ™ single-neck flat-bottom flask |  | ,,,, | Labware , Manufacturer Browser , Synthware , Synthware Flasks |  | pkg of 1 ea,Joint: ST/NS24/40,125 mL,Synthware, F124125 | , |  |  | pkg of 1 ea,Joint: ST/NS24/40,125 mL,Synthware, F124125
,250 mL, Joint: ST/NS 24/40,,,,, | SYNF124250 |  | Aldrich | Synthware ™ single-neck flat-bottom flask |  | ,,,, | Labware , Manufacturer Browser , Synthware , Synthware Flasks |  | pkg of 1 ea,Joint: ST/NS24/40,250 mL,Synthware, F124250 | , |  |  | pkg of 1 ea,Joint: ST/NS24/40,250 mL,Synthware, F124250
,300 mL, Joint: ST/NS 24/40,,,,, | SYNF124300 |  | Aldrich | Synthware ™ single-neck flat-bottom flask |  | ,,,, | Labware , Manufacturer Browser , Synthware , Synthware Flasks |  | pkg of 1 ea,Joint: ST/NS24/40,300 mL,Synthware, F124300 | , |  |  | pkg of 1 ea,Joint: ST/NS24/40,300 mL,Synthware, F124300
,500 mL, Joint: ST/NS 24/40,,,,, | SYNF124500 |  | Aldrich | Synthware ™ single-neck flat-bottom flask |  | ,,,, | Labware , Manufacturer Browser , Synthware , Synthware Flasks |  | pkg of 1 ea,Joint: ST/NS24/40,500 mL,Synthware, F124500 | , |  |  | pkg of 1 ea,Joint: ST/NS24/40,500 mL,Synthware, F124500
,1000 mL, Joint: ST/NS 24/40,,,,, | SYNF124000 |  | Aldrich | Synthware ™ single-neck flat-bottom flask |  | ,,,, | Labware , Manufacturer Browser , Synthware , Synthware Flasks |  | pkg of 1 ea,Joint: ST/NS24/40,1000 mL,Synthware, F124000 | , |  |  | pkg of 1 ea,Joint: ST/NS24/40,1000 mL,Synthware, F124000
,1000 mL, Joint: ST/NS 29/42,,,,, | SYNF128000 |  | Aldrich | Synthware ™ single-neck flat-bottom flask |  | ,,,, | Labware , Manufacturer Browser , Synthware , Synthware Flasks |  | pkg of 1 ea,Joint: ST/NS29/42,1000 mL,Synthware, F128000 | , |  |  | pkg of 1 ea,Joint: ST/NS29/42,1000 mL,Synthware, F128000
,50 mL, Joint: ST/NS 14/20,,,,, | SYNF531050 |  | Aldrich | Synthware ™ single neck reaction flask with glass stopcock |  | ,,,, | Labware , Manufacturer Browser , Synthware , Synthware Flasks |  | pkg of 1 ea,Joint: ST/NS14/20,50 mL,Synthware, F531050 | , |  |  | pkg of 1 ea,Joint: ST/NS14/20,50 mL,Synthware, F531050
,100 mL, Joint: ST/NS 14/20,,,,, | SYNF531100 |  | Aldrich | Synthware ™ single neck reaction flask with glass stopcock |  | ,,,, | Labware , Manufacturer Browser , Synthware , Synthware Flasks |  | pkg of 1 ea,Joint: ST/NS14/20,100 mL,Synthware, F531100 | , |  |  | pkg of 1 ea,Joint: ST/NS14/20,100 mL,Synthware, F531100
,100 mL, Joint: ST/NS 19/22,,,,, | SYNF539100 |  | Aldrich | Synthware ™ single neck reaction flask with glass stopcock |  | ,,,, | Labware , Manufacturer Browser , Synthware , Synthware Flasks |  | pkg of 1 ea,Joint: ST/NS19/22,100 mL,Synthware, F539100 | , |  |  | pkg of 1 ea,Joint: ST/NS19/22,100 mL,Synthware, F539100
,100 mL, Joint: ST/NS 24/40,,,,, | SYNF534100 |  | Aldrich | Synthware ™ single neck reaction flask with glass stopcock |  | ,,,, | Labware , Manufacturer Browser , Synthware , Synthware Flasks |  | pkg of 1 ea,Joint: ST/NS24/40,100 mL,Synthware, F534100 | , |  |  | pkg of 1 ea,Joint: ST/NS24/40,100 mL,Synthware, F534100
,250 mL, Joint: ST/NS 14/20,,,,, | SYNF531250 |  | Aldrich | Synthware ™ single neck reaction flask with glass stopcock |  | ,,,, | Labware , Manufacturer Browser , Synthware , Synthware Flasks |  | pkg of 1 ea,Joint: ST/NS14/20,250 mL,Synthware, F531250 | , |  |  | pkg of 1 ea,Joint: ST/NS14/20,250 mL,Synthware, F531250
,250 mL, Joint: ST/NS 24/40,,,,, | SYNF534250 |  | Aldrich | Synthware ™ single neck reaction flask with glass stopcock |  | ,,,, | Labware , Manufacturer Browser , Synthware , Synthware Flasks |  | pkg of 1 ea,Joint: ST/NS24/40,250 mL,Synthware, F534250 | , |  |  | pkg of 1 ea,Joint: ST/NS24/40,250 mL,Synthware, F534250
,500 mL, Joint: ST/NS 24/40,,,,, | SYNF534500 |  | Aldrich | Synthware ™ single neck reaction flask with glass stopcock |  | ,,,, | Labware , Manufacturer Browser , Synthware , Synthware Flasks |  | pkg of 1 ea,Joint: ST/NS24/40,500 mL,Synthware, F534500 | , |  |  | pkg of 1 ea,Joint: ST/NS24/40,500 mL,Synthware, F534500
,5 mL, Joint: ST/NS 14/20,,,,, | SYNF301405 |  | Aldrich | Synthware ™ single-neck round-bottom flask |  | ,,,, | Labware , Manufacturer Browser , Synthware , Synthware Flasks |  | pkg of 1 ea,Joint: ST/NS14/20,5 mL,Synthware, F301405 | , |  |  | pkg of 1 ea,Joint: ST/NS14/20,5 mL,Synthware, F301405
,500 mL, Joint: ST/NS 35/20,,,,, | SYNF527500 |  | Aldrich | Synthware ™ single-neck round-bottom flask |  | ,,,, | Labware , Manufacturer Browser , Synthware , Synthware Flasks |  | pkg of 1 ea,Joint: ST/NS35/20,500 mL,Synthware, F527500 | , |  |  | pkg of 1 ea,Joint: ST/NS35/20,500 mL,Synthware, F527500
,10 mL, Joint: ST/NS 14/20,,,,, | SYNF301410 |  | Aldrich | Synthware ™ single-neck round-bottom flask |  | ,,,, | Labware , Manufacturer Browser , Synthware , Synthware Flasks |  | pkg of 1 ea,Joint: ST/NS14/20,10 mL,Synthware, F301410 | , |  |  | pkg of 1 ea,Joint: ST/NS14/20,10 mL,Synthware, F301410
,1000 mL, Joint: ST/NS 35/20,,,,, | SYNF527000 |  | Aldrich | Synthware ™ single-neck round-bottom flask |  | ,,,, | Labware , Manufacturer Browser , Synthware , Synthware Flasks |  | pkg of 1 ea,Joint: ST/NS35/20,1000 mL,Synthware, F527000 | , |  |  | pkg of 1 ea,Joint: ST/NS35/20,1000 mL,Synthware, F527000
,10 mL, Joint: ST/NS 19/22,,,,, | SYNF301910 |  | Aldrich | Synthware ™ single-neck round-bottom flask |  | ,,,, | Labware , Manufacturer Browser , Synthware , Synthware Flasks |  | pkg of 1 ea,Joint: ST/NS19/22,10 mL,Synthware, F301910 | , |  |  | pkg of 1 ea,Joint: ST/NS19/22,10 mL,Synthware, F301910
,2000 mL, Joint: ST/NS 35/20,,,,, | SYNF52702L |  | Aldrich | Synthware ™ single-neck round-bottom flask |  | ,,,, | Labware , Manufacturer Browser , Synthware , Synthware Flasks |  | pkg of 1 ea,Joint: ST/NS35/20,2000 mL,Synthware, F52702L | , |  |  | pkg of 1 ea,Joint: ST/NS35/20,2000 mL,Synthware, F52702L
,25 mL, Joint: ST/NS 14/20,,,,, | SYNF301425 |  | Aldrich | Synthware ™ single-neck round-bottom flask |  | ,,,, | Labware , Manufacturer Browser , Synthware , Synthware Flasks |  | pkg of 1 ea,Joint: ST/NS14/20,25 mL,Synthware, F301425 | , |  |  | pkg of 1 ea,Joint: ST/NS14/20,25 mL,Synthware, F301425
,25 mL, Joint: ST/NS 19/22,,,,, | SYNF301925 |  | Aldrich | Synthware ™ single-neck round-bottom flask |  | ,,,, | Labware , Manufacturer Browser , Synthware , Synthware Flasks |  | pkg of 1 ea,Joint: ST/NS19/22,25 mL,Synthware, F301925 | , |  |  | pkg of 1 ea,Joint: ST/NS19/22,25 mL,Synthware, F301925
,25 mL, Joint: ST/NS 24/40,,,,, | SYNF302425 |  | Aldrich | Synthware ™ single-neck round-bottom flask |  | ,,,, | Labware , Manufacturer Browser , Synthware , Synthware Flasks |  | pkg of 1 ea,Joint: ST/NS24/40,25 mL,Synthware, F302425 | , |  |  | pkg of 1 ea,Joint: ST/NS24/40,25 mL,Synthware, F302425
,50 mL, Joint: ST/NS 14/20,,,,, | SYNF301450 |  | Aldrich | Synthware ™ single-neck round-bottom flask |  | ,,,, | Labware , Manufacturer Browser , Synthware , Synthware Flasks |  | pkg of 1 ea,Joint: ST/NS14/20,50 mL,Synthware, F301450 | , |  |  | pkg of 1 ea,Joint: ST/NS14/20,50 mL,Synthware, F301450
,50 mL, Joint: ST/NS 19/22,,,,, | SYNF301950 |  | Aldrich | Synthware ™ single-neck round-bottom flask |  | ,,,, | Labware , Manufacturer Browser , Synthware , Synthware Flasks |  | pkg of 1 ea,Joint: ST/NS19/22,50 mL,Synthware, F301950 | , |  |  | pkg of 1 ea,Joint: ST/NS19/22,50 mL,Synthware, F301950
,50 mL, Joint: ST/NS 24/40,,,,, | SYNF302450 |  | Aldrich | Synthware ™ single-neck round-bottom flask |  | ,,,, | Labware , Manufacturer Browser , Synthware , Synthware Flasks |  | pkg of 1 ea,Joint: ST/NS24/40,50 mL,Synthware, F302450 | , |  |  | pkg of 1 ea,Joint: ST/NS24/40,50 mL,Synthware, F302450
,100 mL, Joint: ST/NS 14/20,,,,, | SYNF301100 |  | Aldrich | Synthware ™ single-neck round-bottom flask |  | ,,,, | Labware , Manufacturer Browser , Synthware , Synthware Flasks |  | pkg of 1 ea,Joint: ST/NS14/20,100 mL,Synthware, F301100 | , |  |  | pkg of 1 ea,Joint: ST/NS14/20,100 mL,Synthware, F301100
,100 mL, Joint: ST/NS 19/22,,,,, | SYNF309100 |  | Aldrich | Synthware ™ single-neck round-bottom flask |  | ,,,, | Labware , Manufacturer Browser , Synthware , Synthware Flasks |  | pkg of 1 ea,Joint: ST/NS19/22,100 mL,Synthware, F309100 | , |  |  | pkg of 1 ea,Joint: ST/NS19/22,100 mL,Synthware, F309100
,100 mL, Joint: ST/NS 24/40,,,,, | SYNF304100 |  | Aldrich | Synthware ™ single-neck round-bottom flask |  | ,,,, | Labware , Manufacturer Browser , Synthware , Synthware Flasks |  | pkg of 1 ea,Joint: ST/NS24/40,100 mL,Synthware, F304100 | , |  |  | pkg of 1 ea,Joint: ST/NS24/40,100 mL,Synthware, F304100
,100 mL, Joint: ST/NS 29/42,,,,, | SYNF308100 |  | Aldrich | Synthware ™ single-neck round-bottom flask |  | ,,,, | Labware , Manufacturer Browser , Synthware , Synthware Flasks |  | pkg of 1 ea,Joint: ST/NS29/42,100 mL,Synthware, F308100 | , |  |  | pkg of 1 ea,Joint: ST/NS29/42,100 mL,Synthware, F308100
,200 mL, Joint: ST/NS 14/20,,,,, | SYNF301200 |  | Aldrich | Synthware ™ single-neck round-bottom flask |  | ,,,, | Labware , Manufacturer Browser , Synthware , Synthware Flasks |  | pkg of 1 ea,Joint: ST/NS14/20,200 mL,Synthware, F301200 | , |  |  | pkg of 1 ea,Joint: ST/NS14/20,200 mL,Synthware, F301200
,200 mL, Joint: ST/NS 19/22,,,,, | SYNF309200 |  | Aldrich | Synthware ™ single-neck round-bottom flask |  | ,,,, | Labware , Manufacturer Browser , Synthware , Synthware Flasks |  | pkg of 1 ea,Joint: ST/NS19/22,200 mL,Synthware, F309200 | , |  |  | pkg of 1 ea,Joint: ST/NS19/22,200 mL,Synthware, F309200
,200 mL, Joint: ST/NS 24/40,,,,, | SYNF304200 |  | Aldrich | Synthware ™ single-neck round-bottom flask |  | ,,,, | Labware , Manufacturer Browser , Synthware , Synthware Flasks |  | pkg of 1 ea,Joint: ST/NS24/40,200 mL,Synthware, F304200 | , |  |  | pkg of 1 ea,Joint: ST/NS24/40,200 mL,Synthware, F304200
,250 mL, Joint: ST/NS 14/20,,,,, | SYNF301250 |  | Aldrich | Synthware ™ single-neck round-bottom flask |  | ,,,, | Labware , Manufacturer Browser , Synthware , Synthware Flasks |  | pkg of 1 ea,Joint: ST/NS14/20,250 mL,Synthware, F301250 | , |  |  | pkg of 1 ea,Joint: ST/NS14/20,250 mL,Synthware, F301250
,250 mL, Joint: ST/NS 19/22,,,,, | SYNF309250 |  | Aldrich | Synthware ™ single-neck round-bottom flask |  | ,,,, | Labware , Manufacturer Browser , Synthware , Synthware Flasks |  | pkg of 1 ea,Joint: ST/NS19/22,250 mL,Synthware, F309250 | , |  |  | pkg of 1 ea,Joint: ST/NS19/22,250 mL,Synthware, F309250
,250 mL, Joint: ST/NS 24/40,,,,, | SYNF304250 |  | Aldrich | Synthware ™ single-neck round-bottom flask |  | ,,,, | Labware , Manufacturer Browser , Synthware , Synthware Flasks |  | pkg of 1 ea,Joint: ST/NS24/40,250 mL,Synthware, F304250 | , |  |  | pkg of 1 ea,Joint: ST/NS24/40,250 mL,Synthware, F304250
,250 mL, Joint: ST/NS 29/42,,,,, | SYNF308250 |  | Aldrich | Synthware ™ single-neck round-bottom flask |  | ,,,, | Labware , Manufacturer Browser , Synthware , Synthware Flasks |  | pkg of 1 ea,Joint: ST/NS29/42,250 mL,Synthware, F308250 | , |  |  | pkg of 1 ea,Joint: ST/NS29/42,250 mL,Synthware, F308250
,300 mL, Joint: ST/NS 14/20,,,,, | SYNF301300 |  | Aldrich | Synthware ™ single-neck round-bottom flask |  | ,,,, | Labware , Manufacturer Browser , Synthware , Synthware Flasks |  | pkg of 1 ea,Joint: ST/NS14/20,300 mL,Synthware, F301300 | , |  |  | pkg of 1 ea,Joint: ST/NS14/20,300 mL,Synthware, F301300
,300 mL, Joint: ST/NS 19/22,,,,, | SYNF309300 |  | Aldrich | Synthware ™ single-neck round-bottom flask |  | ,,,, | Labware , Manufacturer Browser , Synthware , Synthware Flasks |  | pkg of 1 ea,Joint: ST/NS19/22,300 mL,Synthware, F309300 | , |  |  | pkg of 1 ea,Joint: ST/NS19/22,300 mL,Synthware, F309300
,300 mL, Joint: ST/NS 24/40,,,,, | SYNF304300 |  | Aldrich | Synthware ™ single-neck round-bottom flask |  | ,,,, | Labware , Manufacturer Browser , Synthware , Synthware Flasks |  | pkg of 1 ea,Joint: ST/NS24/40,300 mL,Synthware, F304300 | , |  |  | pkg of 1 ea,Joint: ST/NS24/40,300 mL,Synthware, F304300
,500 mL, Joint: ST/NS 14/20,,,,, | SYNF301500 |  | Aldrich | Synthware ™ single-neck round-bottom flask |  | ,,,, | Labware , Manufacturer Browser , Synthware , Synthware Flasks |  | pkg of 1 ea,Joint: ST/NS14/20,500 mL,Synthware, F301500 | , |  |  | pkg of 1 ea,Joint: ST/NS14/20,500 mL,Synthware, F301500
,500 mL, Joint: ST/NS 19/22,,,,, | SYNF309500 |  | Aldrich | Synthware ™ single-neck round-bottom flask |  | ,,,, | Labware , Manufacturer Browser , Synthware , Synthware Flasks |  | pkg of 1 ea,Joint: ST/NS19/22,500 mL,Synthware, F309500 | , |  |  | pkg of 1 ea,Joint: ST/NS19/22,500 mL,Synthware, F309500
,500 mL, Joint: ST/NS 24/40,,,,, | SYNF304500 |  | Aldrich | Synthware ™ single-neck round-bottom flask |  | ,,,, | Labware , Manufacturer Browser , Synthware , Synthware Flasks |  | pkg of 1 ea,Joint: ST/NS24/40,500 mL,Synthware, F304500 | , |  |  | pkg of 1 ea,Joint: ST/NS24/40,500 mL,Synthware, F304500
,500 mL, Joint: ST/NS 29/42,,,,, | SYNF308500 |  | Aldrich | Synthware ™ single-neck round-bottom flask |  | ,,,, | Labware , Manufacturer Browser , Synthware , Synthware Flasks |  | pkg of 1 ea,Joint: ST/NS29/42,500 mL,Synthware, F308500 | , |  |  | pkg of 1 ea,Joint: ST/NS29/42,500 mL,Synthware, F308500
,500 mL, Joint: ST/NS 34/45,,,,, | SYNF303450 |  | Aldrich | Synthware ™ single-neck round-bottom flask |  | ,,,, | Labware , Manufacturer Browser , Synthware , Synthware Flasks |  | pkg of 1 ea,Joint: ST/NS34/45,500 mL,Synthware, F303450 | , |  |  | pkg of 1 ea,Joint: ST/NS34/45,500 mL,Synthware, F303450
,1000 mL, Joint: ST/NS 24/40,,,,, | SYNF304000 |  | Aldrich | Synthware ™ single-neck round-bottom flask |  | ,,,, | Labware , Manufacturer Browser , Synthware , Synthware Flasks |  | pkg of 1 ea,Joint: ST/NS24/40,1000 mL,Synthware, F304000 | , |  |  | pkg of 1 ea,Joint: ST/NS24/40,1000 mL,Synthware, F304000
,1000 mL, Joint: ST/NS 29/42,,,,, | SYNF30291L |  | Aldrich | Synthware ™ single-neck round-bottom flask |  | ,,,, | Labware , Manufacturer Browser , Synthware , Synthware Flasks |  | pkg of 1 ea,Joint: ST/NS29/42,1000 mL,Synthware, F30291L | , |  |  | pkg of 1 ea,Joint: ST/NS29/42,1000 mL,Synthware, F30291L
,2000 mL, Joint: ST/NS 24/40,,,,, | SYNF30242L |  | Aldrich | Synthware ™ single-neck round-bottom flask |  | ,,,, | Labware , Manufacturer Browser , Synthware , Synthware Flasks |  | pkg of 1 ea,Joint: ST/NS24/40,2000 mL,Synthware, F30242L | , |  |  | pkg of 1 ea,Joint: ST/NS24/40,2000 mL,Synthware, F30242L
,2000 mL, Joint: ST/NS 29/42,,,,, | SYNF30292L |  | Aldrich | Synthware ™ single-neck round-bottom flask |  | ,,,, | Labware , Manufacturer Browser , Synthware , Synthware Flasks |  | pkg of 1 ea,Joint: ST/NS29/42,2000 mL,Synthware, F30292L | , |  |  | pkg of 1 ea,Joint: ST/NS29/42,2000 mL,Synthware, F30292L
,2000 mL, Joint: ST/NS 45/50,,,,, | SYNF30452L |  | Aldrich | Synthware ™ single-neck round-bottom flask |  | ,,,, | Labware , Manufacturer Browser , Synthware , Synthware Flasks |  | pkg of 1 ea,Joint: ST/NS45/50,2000 mL,Synthware, F30452L | , |  |  | pkg of 1 ea,Joint: ST/NS45/50,2000 mL,Synthware, F30452L
,5 mL, Joint: ST/NS 14/20,,,,, | SYNF331405 |  | Aldrich | Synthware ™ single-neck round-bottom flask with joint hooks |  | ,,,, | Labware , Manufacturer Browser , Synthware , Synthware Flasks |  | pkg of 1 ea,Joint: ST/NS14/20,5 mL,Synthware, F331405 | , |  |  | pkg of 1 ea,Joint: ST/NS14/20,5 mL,Synthware, F331405
,10 mL, Joint: ST/NS 14/20,,,,, | SYNF331410 |  | Aldrich | Synthware ™ single-neck round-bottom flask with joint hooks |  | ,,,, | Labware , Manufacturer Browser , Synthware , Synthware Flasks |  | pkg of 1 ea,Joint: ST/NS14/20,10 mL,Synthware, F331410 | , |  |  | pkg of 1 ea,Joint: ST/NS14/20,10 mL,Synthware, F331410
,25 mL, Joint: ST/NS 14/20,,,,, | SYNF331425 |  | Aldrich | Synthware ™ single-neck round-bottom flask with joint hooks |  | ,,,, | Labware , Manufacturer Browser , Synthware , Synthware Flasks |  | pkg of 1 ea,Joint: ST/NS14/20,25 mL,Synthware, F331425 | , |  |  | pkg of 1 ea,Joint: ST/NS14/20,25 mL,Synthware, F331425
,50 mL, Joint: ST/NS 14/20,,,,, | SYNF331450 |  | Aldrich | Synthware ™ single-neck round-bottom flask with joint hooks |  | ,,,, | Labware , Manufacturer Browser , Synthware , Synthware Flasks |  | pkg of 1 ea,Joint: ST/NS14/20,50 mL,Synthware, F331450 | , |  |  | pkg of 1 ea,Joint: ST/NS14/20,50 mL,Synthware, F331450
,100 mL, Joint: ST/NS 19/22,,,,, | SYNF339100 |  | Aldrich | Synthware ™ single-neck round-bottom flask with joint hooks |  | ,,,, | Labware , Manufacturer Browser , Synthware , Synthware Flasks |  | pkg of 1 ea,Joint: ST/NS19/22,100 mL,Synthware, F339100 | , |  |  | pkg of 1 ea,Joint: ST/NS19/22,100 mL,Synthware, F339100
,250 mL, Joint: ST/NS 24/40, valve size 0-4 mm,,,,, | SYNF484250 |  | Aldrich | Synthware ™ solvent transfer/storage flask |  | ,,,, | Labware , Manufacturer Browser , Synthware , Synthware Flasks |  | pkg of 1 ea,Joint: ST/NS24/40,250 mL,0-4 mm,Synthware, F484250 | , |  |  | pkg of 1 ea,Joint: ST/NS24/40,250 mL,0-4 mm,Synthware, F484250
,250 mL, Joint: ST/NS 24/40, valve size 0-8 mm,,,,, | SYNF484258 |  | Aldrich | Synthware ™ solvent transfer/storage flask |  | ,,,, | Labware , Manufacturer Browser , Synthware , Synthware Flasks |  | pkg of 1 ea,Joint: ST/NS24/40,250 mL,0-8 mm,Synthware, F484258 | , |  |  | pkg of 1 ea,Joint: ST/NS24/40,250 mL,0-8 mm,Synthware, F484258
,500 mL, Joint: ST/NS 14/20, valve size 0-4 mm,,,,, | SYNF481500 |  | Aldrich | Synthware ™ solvent transfer/storage flask |  | ,,,, | Labware , Manufacturer Browser , Synthware , Synthware Flasks |  | pkg of 1 ea,Joint: ST/NS14/20,500 mL,0-4 mm,Synthware, F481500 | , |  |  | pkg of 1 ea,Joint: ST/NS14/20,500 mL,0-4 mm,Synthware, F481500
,500 mL, Joint: ST/NS 24/40, valve size 0-4 mm,,,,, | SYNF484500 |  | Aldrich | Synthware ™ solvent transfer/storage flask |  | ,,,, | Labware , Manufacturer Browser , Synthware , Synthware Flasks |  | pkg of 1 ea,Joint: ST/NS24/40,500 mL,0-4 mm,Synthware, F484500 | , |  |  | pkg of 1 ea,Joint: ST/NS24/40,500 mL,0-4 mm,Synthware, F484500
,500 mL, Joint: ST/NS 24/40, valve size 0-8 mm,,,,, | SYNF484508 |  | Aldrich | Synthware ™ solvent transfer/storage flask |  | ,,,, | Labware , Manufacturer Browser , Synthware , Synthware Flasks |  | pkg of 1 ea,Joint: ST/NS24/40,500 mL,0-8 mm,Synthware, F484508 | , |  |  | pkg of 1 ea,Joint: ST/NS24/40,500 mL,0-8 mm,Synthware, F484508
,1000 mL, Joint: ST/NS 24/40, valve size 0-4 mm,,,,, | SYNF484000 |  | Aldrich | Synthware ™ solvent transfer/storage flask |  | ,,,, | Labware , Manufacturer Browser , Synthware , Synthware Flasks |  | pkg of 1 ea,Joint: ST/NS24/40,1000 mL,0-4 mm,Synthware, F484000 | , |  |  | pkg of 1 ea,Joint: ST/NS24/40,1000 mL,0-4 mm,Synthware, F484000
,1000 mL, Joint: ST/NS 24/40, valve size 0-8 mm,,,,, | SYNF484008 |  | Aldrich | Synthware ™ solvent transfer/storage flask |  | ,,,, | Labware , Manufacturer Browser , Synthware , Synthware Flasks |  | pkg of 1 ea,Joint: ST/NS24/40,1000 mL,0-8 mm,Synthware, F484008 | , |  |  | pkg of 1 ea,Joint: ST/NS24/40,1000 mL,0-8 mm,Synthware, F484008
,10 mL, valve size 0-4 mm,,,,, | SYNF490010 |  | Aldrich | Synthware ™ storage flask with high vacuum valve and side arm |  | ,,,, | Labware , Manufacturer Browser , Synthware , Synthware Flasks |  | pkg of 1 ea,Synthware, F490010,10 mL,0-4 mm | , |  |  | pkg of 1 ea,Synthware, F490010,10 mL,0-4 mm
,50 mL, valve size 0-4 mm,,,,, | SYNF490050 |  | Aldrich | Synthware ™ storage flask with high vacuum valve and side arm |  | ,,,, | Labware , Manufacturer Browser , Synthware , Synthware Flasks |  | pkg of 1 ea,Synthware, F490050,50 mL,0-4 mm | , |  |  | pkg of 1 ea,Synthware, F490050,50 mL,0-4 mm
,100 mL, valve size 0-4 mm,,,,, | SYNF490100 |  | Aldrich | Synthware ™ storage flask with high vacuum valve and side arm |  | ,,,, | Labware , Manufacturer Browser , Synthware , Synthware Flasks |  | pkg of 1 ea,Synthware, F490100,100 mL,0-4 mm | , |  |  | pkg of 1 ea,Synthware, F490100,100 mL,0-4 mm
,250 mL, valve size 0-4 mm,,,,, | SYNF490250 |  | Aldrich | Synthware ™ storage flask with high vacuum valve and side arm |  | ,,,, | Labware , Manufacturer Browser , Synthware , Synthware Flasks |  | pkg of 1 ea,Synthware, F490250,250 mL,0-4 mm | , |  |  | pkg of 1 ea,Synthware, F490250,250 mL,0-4 mm
,250 mL, valve size 0-8 mm,,,,, | SYNF490258 |  | Aldrich | Synthware ™ storage flask with high vacuum valve and side arm |  | ,,,, | Labware , Manufacturer Browser , Synthware , Synthware Flasks |  | pkg of 1 ea,Synthware, F490258,250 mL,0-8 mm | , |  |  | pkg of 1 ea,Synthware, F490258,250 mL,0-8 mm
,500 mL, valve size 0-4 mm,,,,, | SYNF490500 |  | Aldrich | Synthware ™ storage flask with high vacuum valve and side arm |  | ,,,, | Labware , Manufacturer Browser , Synthware , Synthware Flasks |  | pkg of 1 ea,Synthware, F490500,500 mL,0-4 mm | , |  |  | pkg of 1 ea,Synthware, F490500,500 mL,0-4 mm
,1000 mL, valve size 0-8 mm,,,,, | SYNF49081L |  | Aldrich | Synthware ™ storage flask with high vacuum valve and side arm |  | ,,,, | Labware , Manufacturer Browser , Synthware , Synthware Flasks |  | pkg of 1 ea,Synthware, F49081L,1000 mL,0-8 mm | , |  |  | pkg of 1 ea,Synthware, F49081L,1000 mL,0-8 mm
,500 mL,,,,, | SYNS520500 |  | Aldrich | Synthware ™ storage flask with #15 o-ring joint and high vacuum valve |  | ,,,, | Labware , Manufacturer Browser , Synthware , Synthware Flasks |  | pkg of 1 ea,Synthware, S520050,500 mL | , |  |  | pkg of 1 ea,Synthware, S520050,500 mL
,1000 mL,,,,, | SYNS521000 |  | Aldrich | Synthware ™ storage flask with #15 o-ring joint and high vacuum valve |  | ,,,, | Labware , Manufacturer Browser , Synthware , Synthware Flasks |  | pkg of 1 ea,Synthware, S521000,1000 mL | , |  |  | pkg of 1 ea,Synthware, S521000,1000 mL
,10 mL, Joint: ST/NS 14/20, valve size 0-4 mm,,,,, | SYNF461010 |  | Aldrich | Synthware ™ storage flask with standard taper side arm |  | ,,,, | Labware , Manufacturer Browser , Synthware , Synthware Flasks |  | pkg of 1 ea,Joint: ST/NS14/20,10 mL,0-4 mm,Synthware, F461010 | , |  |  | pkg of 1 ea,Joint: ST/NS14/20,10 mL,0-4 mm,Synthware, F461010
,25 mL, Joint: ST/NS 14/20, valve size 0-4 mm,,,,, | SYNF461025 |  | Aldrich | Synthware ™ storage flask with standard taper side arm |  | ,,,, | Labware , Manufacturer Browser , Synthware , Synthware Flasks |  | pkg of 1 ea,Joint: ST/NS14/20,25 mL,0-4 mm,Synthware, F461025 | , |  |  | pkg of 1 ea,Joint: ST/NS14/20,25 mL,0-4 mm,Synthware, F461025
,50 mL, Joint: ST/NS 14/20, valve size 0-4 mm,,,,, | SYNF461050 |  | Aldrich | Synthware ™ storage flask with standard taper side arm |  | ,,,, | Labware , Manufacturer Browser , Synthware , Synthware Flasks |  | pkg of 1 ea,Joint: ST/NS14/20,50 mL,0-4 mm,Synthware, F461050 | , |  |  | pkg of 1 ea,Joint: ST/NS14/20,50 mL,0-4 mm,Synthware, F461050
,100 mL, Joint: ST/NS 14/20, valve size 0-4 mm,,,,, | SYNF461100 |  | Aldrich | Synthware ™ storage flask with standard taper side arm |  | ,,,, | Labware , Manufacturer Browser , Synthware , Synthware Flasks |  | pkg of 1 ea,Joint: ST/NS14/20,100 mL,0-4 mm,Synthware, F461100 | , |  |  | pkg of 1 ea,Joint: ST/NS14/20,100 mL,0-4 mm,Synthware, F461100
,100 mL, Joint: ST/NS 24/40, valve size 0-4 mm,,,,, | SYNF464100 |  | Aldrich | Synthware ™ storage flask with standard taper side arm |  | ,,,, | Labware , Manufacturer Browser , Synthware , Synthware Flasks |  | pkg of 1 ea,Joint: ST/NS24/40,100 mL,0-4 mm,Synthware, F464100 | , |  |  | pkg of 1 ea,Joint: ST/NS24/40,100 mL,0-4 mm,Synthware, F464100
,250 mL, Joint: ST/NS 14/20, valve size 0-4 mm,,,,, | SYNF461250 |  | Aldrich | Synthware ™ storage flask with standard taper side arm |  | ,,,, | Labware , Manufacturer Browser , Synthware , Synthware Flasks |  | pkg of 1 ea,Joint: ST/NS14/20,250 mL,0-4 mm,Synthware, F461250 | , |  |  | pkg of 1 ea,Joint: ST/NS14/20,250 mL,0-4 mm,Synthware, F461250
,250 mL, Joint: ST/NS 24/40, valve size 0-4 mm,,,,, | SYNF464250 |  | Aldrich | Synthware ™ storage flask with standard taper side arm |  | ,,,, | Labware , Manufacturer Browser , Synthware , Synthware Flasks |  | pkg of 1 ea,Joint: ST/NS24/40,250 mL,0-4 mm,Synthware, F464250 | , |  |  | pkg of 1 ea,Joint: ST/NS24/40,250 mL,0-4 mm,Synthware, F464250
,500 mL, Joint: ST/NS 14/20, valve size 0-4 mm,,,,, | SYNF461500 |  | Aldrich | Synthware ™ storage flask with standard taper side arm |  | ,,,, | Labware , Manufacturer Browser , Synthware , Synthware Flasks |  | pkg of 1 ea,Joint: ST/NS14/20,500 mL,0-4 mm,Synthware, F461500 | , |  |  | pkg of 1 ea,Joint: ST/NS14/20,500 mL,0-4 mm,Synthware, F461500
,500 mL, Joint: ST/NS 24/40, valve size 0-4 mm,,,,, | SYNF464500 |  | Aldrich | Synthware ™ storage flask with standard taper side arm |  | ,,,, | Labware , Manufacturer Browser , Synthware , Synthware Flasks |  | pkg of 1 ea,Joint: ST/NS24/40,500 mL,0-4 mm,Synthware, F464500 | , |  |  | pkg of 1 ea,Joint: ST/NS24/40,500 mL,0-4 mm,Synthware, F464500
,500 mL, Joint: ST/NS 24/40, valve size 0-8 mm,,,,, | SYNF464508 |  | Aldrich | Synthware ™ storage flask with standard taper side arm |  | ,,,, | Labware , Manufacturer Browser , Synthware , Synthware Flasks |  | pkg of 1 ea,Joint: ST/NS24/40,500 mL,0-8 mm,Synthware, F464508 | , |  |  | pkg of 1 ea,Joint: ST/NS24/40,500 mL,0-8 mm,Synthware, F464508
,1000 mL, Joint: ST/NS 24/40, valve size 0-8 mm,,,,, | SYNF464008 |  | Aldrich | Synthware ™ storage flask with standard taper side arm |  | ,,,, | Labware , Manufacturer Browser , Synthware , Synthware Flasks |  | pkg of 1 ea,Joint: ST/NS24/40,1000 mL,0-8 mm,Synthware, F464008 | , |  |  | pkg of 1 ea,Joint: ST/NS24/40,1000 mL,0-8 mm,Synthware, F464008
,25 mL, valve size 0-4 mm, tube O.D. × L 26 mm × 110 mm,,,,, | SYNF580025 |  | Aldrich | Synthware ™ storage tube with high vacuum valve |  | ,,,, | Labware , Manufacturer Browser , Synthware , Synthware Flasks |  | pkg of 1 ea,Synthware, F580025,25 mL,0-4 mm,26 mm × 110 mm | , |  |  | pkg of 1 ea,Synthware, F580025,25 mL,0-4 mm,26 mm × 110 mm
,25 mL, valve size 0-8 mm, tube O.D. × L 26 mm × 110 mm,,,,, | SYNF580825 |  | Aldrich | Synthware ™ storage tube with high vacuum valve |  | ,,,, | Labware , Manufacturer Browser , Synthware , Synthware Flasks |  | pkg of 1 ea,Synthware, F580825,25 mL,0-8 mm,26 mm × 110 mm | , |  |  | pkg of 1 ea,Synthware, F580825,25 mL,0-8 mm,26 mm × 110 mm
,50 mL, valve size 0-4 mm, tube O.D. × L 28 mm × 120 mm,,,,, | SYNF580050 |  | Aldrich | Synthware ™ storage tube with high vacuum valve |  | ,,,, | Labware , Manufacturer Browser , Synthware , Synthware Flasks |  | pkg of 1 ea,Synthware, F580050,50 mL,0-4 mm,28 mm × 120 mm | , |  |  | pkg of 1 ea,Synthware, F580050,50 mL,0-4 mm,28 mm × 120 mm
,50 mL, valve size 0-8 mm, tube O.D. × L 28 mm × 120 mm,,,,, | SYNF580850 |  | Aldrich | Synthware ™ storage tube with high vacuum valve |  | ,,,, | Labware , Manufacturer Browser , Synthware , Synthware Flasks |  | pkg of 1 ea,Synthware, F580850,50 mL,0-8 mm,28 mm × 120 mm | , |  |  | pkg of 1 ea,Synthware, F580850,50 mL,0-8 mm,28 mm × 120 mm
,100 mL, valve size 0-4 mm, tube O.D. × L 40 mm × 165 mm,,,,, | SYNF580100 |  | Aldrich | Synthware ™ storage tube with high vacuum valve |  | ,,,, | Labware , Manufacturer Browser , Synthware , Synthware Flasks |  | pkg of 1 ea,Synthware, F580100,100 mL,0-4 mm,40 mm × 165 mm | , |  |  | pkg of 1 ea,Synthware, F580100,100 mL,0-4 mm,40 mm × 165 mm
,100 mL, valve size 0-8 mm, tube O.D. × L 40 mm × 165 mm,,,,, | SYNF588100 |  | Aldrich | Synthware ™ storage tube with high vacuum valve |  | ,,,, | Labware , Manufacturer Browser , Synthware , Synthware Flasks |  | pkg of 1 ea,Synthware, F588100,100 mL,0-8 mm,40 mm × 165 mm | , |  |  | pkg of 1 ea,Synthware, F588100,100 mL,0-8 mm,40 mm × 165 mm
,250 mL, valve size 0-8 mm, tube O.D. × L 60 mm × 165 mm,,,,, | SYNF588250 |  | Aldrich | Synthware ™ storage tube with high vacuum valve |  | ,,,, | Labware , Manufacturer Browser , Synthware , Synthware Flasks |  | pkg of 1 ea,Synthware, F588250,250 mL,0-8 mm,60 mm × 165 mm | , |  |  | pkg of 1 ea,Synthware, F588250,250 mL,0-8 mm,60 mm × 165 mm
,25 mL, Joint: ST/NS 14/20, valve size 0-4 mm,,,,, | SYNF761425 |  | Aldrich | Synthware ™ storage tube with standard taper side arm |  | ,,,, | Labware , Manufacturer Browser , Synthware , Synthware Flasks |  | pkg of 1 ea,Joint: ST/NS14/20,25 mL,0-4 mm,Synthware, F761425 | , |  |  | pkg of 1 ea,Joint: ST/NS14/20,25 mL,0-4 mm,Synthware, F761425
,50 mL, Joint: ST/NS 14/20, valve size 0-4 mm,,,,, | SYNF761450 |  | Aldrich | Synthware ™ storage tube with standard taper side arm |  | ,,,, | Labware , Manufacturer Browser , Synthware , Synthware Flasks |  | pkg of 1 ea,Joint: ST/NS14/20,50 mL,0-4 mm,Synthware, F761450 | , |  |  | pkg of 1 ea,Joint: ST/NS14/20,50 mL,0-4 mm,Synthware, F761450
,50 mL, Joint: ST/NS 24/40, valve size 0-4 mm,,,,, | SYNF762450 |  | Aldrich | Synthware ™ storage tube with standard taper side arm |  | ,,,, | Labware , Manufacturer Browser , Synthware , Synthware Flasks |  | pkg of 1 ea,Joint: ST/NS24/40,50 mL,0-4 mm,Synthware, F762450 | , |  |  | pkg of 1 ea,Joint: ST/NS24/40,50 mL,0-4 mm,Synthware, F762450
,100 mL, Joint: ST/NS 14/20, valve size 0-4 mm,,,,, | SYNF761100 |  | Aldrich | Synthware ™ storage tube with standard taper side arm |  | ,,,, | Labware , Manufacturer Browser , Synthware , Synthware Flasks |  | pkg of 1 ea,Joint: ST/NS14/20,100 mL,0-4 mm,Synthware, F761100 | , |  |  | pkg of 1 ea,Joint: ST/NS14/20,100 mL,0-4 mm,Synthware, F761100
,100 mL, Joint: ST/NS 24/40, valve size 0-4 mm,,,,, | SYNF764100 |  | Aldrich | Synthware ™ storage tube with standard taper side arm |  | ,,,, | Labware , Manufacturer Browser , Synthware , Synthware Flasks |  | pkg of 1 ea,Joint: ST/NS24/40,100 mL,0-4 mm,Synthware, F764100 | , |  |  | pkg of 1 ea,Joint: ST/NS24/40,100 mL,0-4 mm,Synthware, F764100
,100 mL, Joint: ST/NS 14/20, valve size 0-8 mm,,,,, | SYNF761108 |  | Aldrich | Synthware ™ storage tube with standard taper side arm |  | ,,,, | Labware , Manufacturer Browser , Synthware , Synthware Flasks |  | pkg of 1 ea,Joint: ST/NS14/20,100 mL,0-8 mm,Synthware, F761108 | , |  |  | pkg of 1 ea,Joint: ST/NS14/20,100 mL,0-8 mm,Synthware, F761108
,100 mL, Joint: ST/NS 24/40, valve size 0-8 mm,,,,, | SYNF764108 |  | Aldrich | Synthware ™ storage tube with standard taper side arm |  | ,,,, | Labware , Manufacturer Browser , Synthware , Synthware Flasks |  | pkg of 1 ea,Joint: ST/NS24/40,100 mL,0-8 mm,Synthware, F764108 | , |  |  | pkg of 1 ea,Joint: ST/NS24/40,100 mL,0-8 mm,Synthware, F764108
,250 mL, Joint: ST/NS 24/40, valve size 0-8 mm,,,,, | SYNF764258 |  | Aldrich | Synthware ™ storage tube with standard taper side arm |  | ,,,, | Labware , Manufacturer Browser , Synthware , Synthware Flasks |  | pkg of 1 ea,Joint: ST/NS24/40,250 mL,0-8 mm,Synthware, F764258 | , |  |  | pkg of 1 ea,Joint: ST/NS24/40,250 mL,0-8 mm,Synthware, F764258
,350 mL, Joint: ST/NS 24/40, valve size 0-8 mm,,,,, | SYNF764358 |  | Aldrich | Synthware ™ storage tube with standard taper side arm |  | ,,,, | Labware , Manufacturer Browser , Synthware , Synthware Flasks |  | pkg of 1 ea,Joint: ST/NS24/40,350 mL,0-8 mm,Synthware, F764358 | , |  |  | pkg of 1 ea,Joint: ST/NS24/40,350 mL,0-8 mm,Synthware, F764358
,50 mL,,,,, | SYNS490050 |  | Aldrich | Synthware ™ storage vessel with #15 o-ring joint and high vacuum valve |  | ,,,, | Labware , Manufacturer Browser , Synthware , Synthware Flasks |  | pkg of 1 ea,Synthware, S490050,50 mL | , |  |  | pkg of 1 ea,Synthware, S490050,50 mL
,100 mL,,,,, | SYNS490100 |  | Aldrich | Synthware ™ storage vessel with #15 o-ring joint and high vacuum valve |  | ,,,, | Labware , Manufacturer Browser , Synthware , Synthware Flasks |  | pkg of 1 ea,Synthware, S490100,100 mL | , |  |  | pkg of 1 ea,Synthware, S490100,100 mL
,350 mL,,,,, | SYNS490350 |  | Aldrich | Synthware ™ storage vessel with #15 o-ring joint and high vacuum valve |  | ,,,, | Labware , Manufacturer Browser , Synthware , Synthware Flasks |  | pkg of 1 ea,Synthware, S490350,350 mL | , |  |  | pkg of 1 ea,Synthware, S490350,350 mL
,10 mL, center Joint: ST/NS 14/20, side Joint: ST/NS 14/20,,,,, | SYNF431110 |  | Aldrich | Synthware ™ three neck round bottom flask with angled side necks |  | ,,,, | Labware , Manufacturer Browser , Synthware , Synthware Flasks |  | side Joint: ST/NS14/20,center Joint: ST/NS14/20,10 mL,pkg of 1 ea,Synthware, F431110 | , |  |  | side Joint: ST/NS14/20,center Joint: ST/NS14/20,10 mL,pkg of 1 ea,Synthware, F431110
,25 mL, center Joint: ST/NS 14/20, side Joint: ST/NS 14/20,,,,, | SYNF431125 |  | Aldrich | Synthware ™ three neck round bottom flask with angled side necks |  | ,,,, | Labware , Manufacturer Browser , Synthware , Synthware Flasks |  | side Joint: ST/NS14/20,center Joint: ST/NS14/20,25 mL,pkg of 1 ea,Synthware, F431125 | , |  |  | side Joint: ST/NS14/20,center Joint: ST/NS14/20,25 mL,pkg of 1 ea,Synthware, F431125
,25 mL, center Joint: ST/NS 19/22, side Joint: ST/NS 19/22,,,,, | SYNF439925 |  | Aldrich | Synthware ™ three neck round bottom flask with angled side necks |  | ,,,, | Labware , Manufacturer Browser , Synthware , Synthware Flasks |  | side Joint: ST/NS19/22,center Joint: ST/NS19/22,25 mL,pkg of 1 ea,Synthware, F439925 | , |  |  | side Joint: ST/NS19/22,center Joint: ST/NS19/22,25 mL,pkg of 1 ea,Synthware, F439925
,50 mL, center Joint: ST/NS 14/20, side Joint: ST/NS 14/20,,,,, | SYNF431150 |  | Aldrich | Synthware ™ three neck round bottom flask with angled side necks |  | ,,,, | Labware , Manufacturer Browser , Synthware , Synthware Flasks |  | side Joint: ST/NS14/20,center Joint: ST/NS14/20,50 mL,pkg of 1 ea,Synthware, F431150 | , |  |  | side Joint: ST/NS14/20,center Joint: ST/NS14/20,50 mL,pkg of 1 ea,Synthware, F431150
,50 mL, center Joint: ST/NS 19/22, side Joint: ST/NS 14/20,,,,, | SYNF439150 |  | Aldrich | Synthware ™ three neck round bottom flask with angled side necks |  | ,,,, | Labware , Manufacturer Browser , Synthware , Synthware Flasks |  | side Joint: ST/NS14/20,center Joint: ST/NS19/22,50 mL,pkg of 1 ea,Synthware, F439150 | , |  |  | side Joint: ST/NS14/20,center Joint: ST/NS19/22,50 mL,pkg of 1 ea,Synthware, F439150
,50 mL, center Joint: ST/NS 19/22, side Joint: ST/NS 19/22,,,,, | SYNF439950 |  | Aldrich | Synthware ™ three neck round bottom flask with angled side necks |  | ,,,, | Labware , Manufacturer Browser , Synthware , Synthware Flasks |  | side Joint: ST/NS19/22,center Joint: ST/NS19/22,50 mL,pkg of 1 ea,Synthware, F439950 | , |  |  | side Joint: ST/NS19/22,center Joint: ST/NS19/22,50 mL,pkg of 1 ea,Synthware, F439950
,50 mL, center Joint: ST/NS 24/40, side Joint: ST/NS 14/20,,,,, | SYNF434150 |  | Aldrich | Synthware ™ three neck round bottom flask with angled side necks |  | ,,,, | Labware , Manufacturer Browser , Synthware , Synthware Flasks |  | side Joint: ST/NS14/20,center Joint: ST/NS24/40,50 mL,pkg of 1 ea,Synthware, F434150 | , |  |  | side Joint: ST/NS14/20,center Joint: ST/NS24/40,50 mL,pkg of 1 ea,Synthware, F434150
,50 mL, center Joint: ST/NS 24/40, side Joint: ST/NS 19/22,,,,, | SYNF434950 |  | Aldrich | Synthware ™ three neck round bottom flask with angled side necks |  | ,,,, | Labware , Manufacturer Browser , Synthware , Synthware Flasks |  | side Joint: ST/NS19/22,center Joint: ST/NS24/40,50 mL,pkg of 1 ea,Synthware, F434950 | , |  |  | side Joint: ST/NS19/22,center Joint: ST/NS24/40,50 mL,pkg of 1 ea,Synthware, F434950
,50 mL, center Joint: ST/NS 24/40, side Joint: ST/NS 24/40,,,,, | SYNF434450 |  | Aldrich | Synthware ™ three neck round bottom flask with angled side necks |  | ,,,, | Labware , Manufacturer Browser , Synthware , Synthware Flasks |  | side Joint: ST/NS24/40,center Joint: ST/NS24/40,50 mL,pkg of 1 ea,Synthware, F434450 | , |  |  | side Joint: ST/NS24/40,center Joint: ST/NS24/40,50 mL,pkg of 1 ea,Synthware, F434450
,100 mL, center Joint: ST/NS 14/20, side Joint: ST/NS 14/20,,,,, | SYNF431100 |  | Aldrich | Synthware ™ three neck round bottom flask with angled side necks |  | ,,,, | Labware , Manufacturer Browser , Synthware , Synthware Flasks |  | side Joint: ST/NS14/20,center Joint: ST/NS14/20,100 mL,pkg of 1 ea,Synthware, F431100 | , |  |  | side Joint: ST/NS14/20,center Joint: ST/NS14/20,100 mL,pkg of 1 ea,Synthware, F431100
,100 mL, center Joint: ST/NS 19/22, side Joint: ST/NS 14/20,,,,, | SYNF439100 |  | Aldrich | Synthware ™ three neck round bottom flask with angled side necks |  | ,,,, | Labware , Manufacturer Browser , Synthware , Synthware Flasks |  | side Joint: ST/NS14/20,center Joint: ST/NS19/22,100 mL,pkg of 1 ea,Synthware, F439100 | , |  |  | side Joint: ST/NS14/20,center Joint: ST/NS19/22,100 mL,pkg of 1 ea,Synthware, F439100
,100 mL, center Joint: ST/NS 19/22, side Joint: ST/NS 19/22,,,,, | SYNF439900 |  | Aldrich | Synthware ™ three neck round bottom flask with angled side necks |  | ,,,, | Labware , Manufacturer Browser , Synthware , Synthware Flasks |  | side Joint: ST/NS19/22,center Joint: ST/NS19/22,100 mL,pkg of 1 ea,Synthware, F439900 | , |  |  | side Joint: ST/NS19/22,center Joint: ST/NS19/22,100 mL,pkg of 1 ea,Synthware, F439900
,100 mL, center Joint: ST/NS 24/40, side Joint: ST/NS 14/20,,,,, | SYNF434100 |  | Aldrich | Synthware ™ three neck round bottom flask with angled side necks |  | ,,,, | Labware , Manufacturer Browser , Synthware , Synthware Flasks |  | side Joint: ST/NS14/20,center Joint: ST/NS24/40,100 mL,pkg of 1 ea,Synthware, F434100 | , |  |  | side Joint: ST/NS14/20,center Joint: ST/NS24/40,100 mL,pkg of 1 ea,Synthware, F434100
,100 mL, center Joint: ST/NS 24/40, side Joint: ST/NS 19/22,,,,, | SYNF434900 |  | Aldrich | Synthware ™ three neck round bottom flask with angled side necks |  | ,,,, | Labware , Manufacturer Browser , Synthware , Synthware Flasks |  | side Joint: ST/NS19/22,center Joint: ST/NS24/40,100 mL,pkg of 1 ea,Synthware, F434900 | , |  |  | side Joint: ST/NS19/22,center Joint: ST/NS24/40,100 mL,pkg of 1 ea,Synthware, F434900
,100 mL, center Joint: ST/NS 24/40, side Joint: ST/NS 24/40,,,,, | SYNF434400 |  | Aldrich | Synthware ™ three neck round bottom flask with angled side necks |  | ,,,, | Labware , Manufacturer Browser , Synthware , Synthware Flasks |  | side Joint: ST/NS24/40,center Joint: ST/NS24/40,100 mL,pkg of 1 ea,Synthware, F434400 | , |  |  | side Joint: ST/NS24/40,center Joint: ST/NS24/40,100 mL,pkg of 1 ea,Synthware, F434400
,250 mL, center Joint: ST/NS 14/20, side Joint: ST/NS 14/20,,,,, | SYNF431250 |  | Aldrich | Synthware ™ three neck round bottom flask with angled side necks |  | ,,,, | Labware , Manufacturer Browser , Synthware , Synthware Flasks |  | side Joint: ST/NS14/20,center Joint: ST/NS14/20,250 mL,pkg of 1 ea,Synthware, F431250 | , |  |  | side Joint: ST/NS14/20,center Joint: ST/NS14/20,250 mL,pkg of 1 ea,Synthware, F431250
,250 mL, center Joint: ST/NS 19/22, side Joint: ST/NS 14/20,,,,, | SYNF430250 |  | Aldrich | Synthware ™ three neck round bottom flask with angled side necks |  | ,,,, | Labware , Manufacturer Browser , Synthware , Synthware Flasks |  | side Joint: ST/NS14/20,center Joint: ST/NS19/22,250 mL,pkg of 1 ea,Synthware, F430250 | , |  |  | side Joint: ST/NS14/20,center Joint: ST/NS19/22,250 mL,pkg of 1 ea,Synthware, F430250
,250 mL, center Joint: ST/NS 19/22, side Joint: ST/NS 19/22,,,,, | SYNF439250 |  | Aldrich | Synthware ™ three neck round bottom flask with angled side necks |  | ,,,, | Labware , Manufacturer Browser , Synthware , Synthware Flasks |  | side Joint: ST/NS19/22,center Joint: ST/NS19/22,250 mL,pkg of 1 ea,Synthware, F439250 | , |  |  | side Joint: ST/NS19/22,center Joint: ST/NS19/22,250 mL,pkg of 1 ea,Synthware, F439250
,250 mL, center Joint: ST/NS 24/40, side Joint: ST/NS 19/22,,,,, | SYNF432250 |  | Aldrich | Synthware ™ three neck round bottom flask with angled side necks |  | ,,,, | Labware , Manufacturer Browser , Synthware , Synthware Flasks |  | side Joint: ST/NS19/22,center Joint: ST/NS24/40,250 mL,pkg of 1 ea,Synthware, F432250 | , |  |  | side Joint: ST/NS19/22,center Joint: ST/NS24/40,250 mL,pkg of 1 ea,Synthware, F432250
,250 mL, center Joint: ST/NS 24/40, side Joint: ST/NS 19/22,,,,, | SYNF434250 |  | Aldrich | Synthware ™ three neck round bottom flask with angled side necks |  | ,,,, | Labware , Manufacturer Browser , Synthware , Synthware Flasks |  | side Joint: ST/NS19/22,center Joint: ST/NS24/40,250 mL,pkg of 1 ea,Synthware, F434250 | , |  |  | side Joint: ST/NS19/22,center Joint: ST/NS24/40,250 mL,pkg of 1 ea,Synthware, F434250
,500 mL, center Joint: ST/NS 14/20, side Joint: ST/NS 14/20,,,,, | SYNF431500 |  | Aldrich | Synthware ™ three neck round bottom flask with angled side necks |  | ,,,, | Labware , Manufacturer Browser , Synthware , Synthware Flasks |  | side Joint: ST/NS14/20,center Joint: ST/NS14/20,500 mL,pkg of 1 ea,Synthware, F431500 | , |  |  | side Joint: ST/NS14/20,center Joint: ST/NS14/20,500 mL,pkg of 1 ea,Synthware, F431500
,500 mL, center Joint: ST/NS 19/22, side Joint: ST/NS 19/22,,,,, | SYNF439500 |  | Aldrich | Synthware ™ three neck round bottom flask with angled side necks |  | ,,,, | Labware , Manufacturer Browser , Synthware , Synthware Flasks |  | side Joint: ST/NS19/22,center Joint: ST/NS19/22,500 mL,pkg of 1 ea,Synthware, F439500 | , |  |  | side Joint: ST/NS19/22,center Joint: ST/NS19/22,500 mL,pkg of 1 ea,Synthware, F439500
,500 mL, center Joint: ST/NS 24/40, side Joint: ST/NS 19/22,,,,, | SYNF430500 |  | Aldrich | Synthware ™ three neck round bottom flask with angled side necks |  | ,,,, | Labware , Manufacturer Browser , Synthware , Synthware Flasks |  | side Joint: ST/NS19/22,center Joint: ST/NS24/40,500 mL,pkg of 1 ea,Synthware, F430500 | , |  |  | side Joint: ST/NS19/22,center Joint: ST/NS24/40,500 mL,pkg of 1 ea,Synthware, F430500
,500 mL, center Joint: ST/NS 24/40, side Joint: ST/NS 24/40,,,,, | SYNF434500 |  | Aldrich | Synthware ™ three neck round bottom flask with angled side necks |  | ,,,, | Labware , Manufacturer Browser , Synthware , Synthware Flasks |  | side Joint: ST/NS24/40,center Joint: ST/NS24/40,500 mL,pkg of 1 ea,Synthware, F434500 | , |  |  | side Joint: ST/NS24/40,center Joint: ST/NS24/40,500 mL,pkg of 1 ea,Synthware, F434500
,500 mL, center Joint: ST/NS 45/50, side Joint: ST/NS 24/40,,,,, | SYNF434524 |  | Aldrich | Synthware ™ three neck round bottom flask with angled side necks |  | ,,,, | Labware , Manufacturer Browser , Synthware , Synthware Flasks |  | side Joint: ST/NS24/40,center Joint: ST/NS45/50,500 mL,pkg of 1 ea,Synthware, F434524 | , |  |  | side Joint: ST/NS24/40,center Joint: ST/NS45/50,500 mL,pkg of 1 ea,Synthware, F434524
,1000 mL, center Joint: ST/NS 24/40, side Joint: ST/NS 24/40,,,,, | SYNF43401L |  | Aldrich | Synthware ™ three neck round bottom flask with angled side necks |  | ,,,, | Labware , Manufacturer Browser , Synthware , Synthware Flasks |  | side Joint: ST/NS24/40,center Joint: ST/NS24/40,1000 mL,pkg of 1 ea,Synthware, F43401L | , |  |  | side Joint: ST/NS24/40,center Joint: ST/NS24/40,1000 mL,pkg of 1 ea,Synthware, F43401L
,1000 mL, center Joint: ST/NS 45/50, side Joint: ST/NS 24/40,,,,, | SYNF431045 |  | Aldrich | Synthware ™ three neck round bottom flask with angled side necks |  | ,,,, | Labware , Manufacturer Browser , Synthware , Synthware Flasks |  | side Joint: ST/NS24/40,center Joint: ST/NS45/50,1000 mL,pkg of 1 ea,Synthware, F431045 | , |  |  | side Joint: ST/NS24/40,center Joint: ST/NS45/50,1000 mL,pkg of 1 ea,Synthware, F431045
,2000 mL, center Joint: ST/NS 24/40, side Joint: ST/NS 24/40,,,,, | SYNF43242L |  | Aldrich | Synthware ™ three neck round bottom flask with angled side necks |  | ,,,, | Labware , Manufacturer Browser , Synthware , Synthware Flasks |  | side Joint: ST/NS24/40,center Joint: ST/NS24/40,2000 mL,pkg of 1 ea,Synthware, F43242L | , |  |  | side Joint: ST/NS24/40,center Joint: ST/NS24/40,2000 mL,pkg of 1 ea,Synthware, F43242L
,2000 mL, center Joint: ST/NS 45/50, side Joint: ST/NS 24/40,,,,, | SYNF43542L |  | Aldrich | Synthware ™ three neck round bottom flask with angled side necks |  | ,,,, | Labware , Manufacturer Browser , Synthware , Synthware Flasks |  | side Joint: ST/NS24/40,center Joint: ST/NS45/50,2000 mL,pkg of 1 ea,Synthware, F43542L | , |  |  | side Joint: ST/NS24/40,center Joint: ST/NS45/50,2000 mL,pkg of 1 ea,Synthware, F43542L
,500 mL, center Joint: ST/NS 24/40, side Joint: ST/NS 24/40,,,,, | SYNF424450 |  | Aldrich | Synthware ™ three neck round bottom flask with bottom outlet |  | ,,,, | Labware , Manufacturer Browser , Synthware , Synthware Flasks |  | side Joint: ST/NS24/40,center Joint: ST/NS24/40,500 mL,pkg of 1 ea,Synthware, F424450 | , |  |  | side Joint: ST/NS24/40,center Joint: ST/NS24/40,500 mL,pkg of 1 ea,Synthware, F424450
,1000 mL, center Joint: ST/NS 24/40, side Joint: ST/NS 24/40,,,,, | SYNF42441L |  | Aldrich | Synthware ™ three neck round bottom flask with bottom outlet |  | ,,,, | Labware , Manufacturer Browser , Synthware , Synthware Flasks |  | side Joint: ST/NS24/40,center Joint: ST/NS24/40,1000 mL,pkg of 1 ea,Synthware, F42441L | , |  |  | side Joint: ST/NS24/40,center Joint: ST/NS24/40,1000 mL,pkg of 1 ea,Synthware, F42441L
,2000 mL, center Joint: ST/NS 24/40, side Joint: ST/NS 24/40,,,,, | SYNF42442L |  | Aldrich | Synthware ™ three neck round bottom flask with bottom outlet |  | ,,,, | Labware , Manufacturer Browser , Synthware , Synthware Flasks |  | side Joint: ST/NS24/40,center Joint: ST/NS24/40,2000 mL,pkg of 1 ea,Synthware, F42442L | , |  |  | side Joint: ST/NS24/40,center Joint: ST/NS24/40,2000 mL,pkg of 1 ea,Synthware, F42442L
,2000 mL, center Joint: ST/NS 45/50, side Joint: ST/NS 24/40,,,,, | SYNF42542L |  | Aldrich | Synthware ™ three neck round bottom flask with bottom outlet |  | ,,,, | Labware , Manufacturer Browser , Synthware , Synthware Flasks |  | side Joint: ST/NS24/40,center Joint: ST/NS45/50,2000 mL,pkg of 1 ea,Synthware, F42542L | , |  |  | side Joint: ST/NS24/40,center Joint: ST/NS45/50,2000 mL,pkg of 1 ea,Synthware, F42542L
,50 mL, center Joint: ST/NS 14/20, side Joint: ST/NS 14/20,,,,, | SYNF441150 |  | Aldrich | Synthware ™ three neck round bottom flask with vertical side necks |  | ,,,, | Labware , Manufacturer Browser , Synthware , Synthware Flasks |  | side Joint: ST/NS14/20,center Joint: ST/NS14/20,50 mL,pkg of 1 ea,Synthware, F441150 | , |  |  | side Joint: ST/NS14/20,center Joint: ST/NS14/20,50 mL,pkg of 1 ea,Synthware, F441150
,50 mL, center Joint: ST/NS 19/22, side Joint: ST/NS 19/22,,,,, | SYNF449950 |  | Aldrich | Synthware ™ three neck round bottom flask with vertical side necks |  | ,,,, | Labware , Manufacturer Browser , Synthware , Synthware Flasks |  | side Joint: ST/NS19/22,center Joint: ST/NS19/22,50 mL,pkg of 1 ea,Synthware, F449950 | , |  |  | side Joint: ST/NS19/22,center Joint: ST/NS19/22,50 mL,pkg of 1 ea,Synthware, F449950
,100 mL, center Joint: ST/NS 14/20, side Joint: ST/NS 14/20,,,,, | SYNF441100 |  | Aldrich | Synthware ™ three neck round bottom flask with vertical side necks |  | ,,,, | Labware , Manufacturer Browser , Synthware , Synthware Flasks |  | side Joint: ST/NS14/20,center Joint: ST/NS14/20,100 mL,pkg of 1 ea,Synthware, F441100 | , |  |  | side Joint: ST/NS14/20,center Joint: ST/NS14/20,100 mL,pkg of 1 ea,Synthware, F441100
,100 mL, center Joint: ST/NS 19/22, side Joint: ST/NS 14/20,,,,, | SYNF449100 |  | Aldrich | Synthware ™ three neck round bottom flask with vertical side necks |  | ,,,, | Labware , Manufacturer Browser , Synthware , Synthware Flasks |  | side Joint: ST/NS14/20,center Joint: ST/NS19/22,100 mL,pkg of 1 ea,Synthware, F449100 | , |  |  | side Joint: ST/NS14/20,center Joint: ST/NS19/22,100 mL,pkg of 1 ea,Synthware, F449100
,100 mL, center Joint: ST/NS 19/22, side Joint: ST/NS 19/22,,,,, | SYNF449900 |  | Aldrich | Synthware ™ three neck round bottom flask with vertical side necks |  | ,,,, | Labware , Manufacturer Browser , Synthware , Synthware Flasks |  | side Joint: ST/NS19/22,center Joint: ST/NS19/22,100 mL,pkg of 1 ea,Synthware, F449900 | , |  |  | side Joint: ST/NS19/22,center Joint: ST/NS19/22,100 mL,pkg of 1 ea,Synthware, F449900
,100 mL, center Joint: ST/NS 24/40, side Joint: ST/NS 14/20,,,,, | SYNF444100 |  | Aldrich | Synthware ™ three neck round bottom flask with vertical side necks |  | ,,,, | Labware , Manufacturer Browser , Synthware , Synthware Flasks |  | side Joint: ST/NS14/20,center Joint: ST/NS24/40,100 mL,pkg of 1 ea,Synthware, F444100 | , |  |  | side Joint: ST/NS14/20,center Joint: ST/NS24/40,100 mL,pkg of 1 ea,Synthware, F444100
,100 mL, center Joint: ST/NS 24/40, side Joint: ST/NS 19/22,,,,, | SYNF444900 |  | Aldrich | Synthware ™ three neck round bottom flask with vertical side necks |  | ,,,, | Labware , Manufacturer Browser , Synthware , Synthware Flasks |  | side Joint: ST/NS19/22,center Joint: ST/NS24/40,100 mL,pkg of 1 ea,Synthware, F444900 | , |  |  | side Joint: ST/NS19/22,center Joint: ST/NS24/40,100 mL,pkg of 1 ea,Synthware, F444900
,100 mL, center Joint: ST/NS 24/40, side Joint: ST/NS 24/40,,,,, | SYNF444400 |  | Aldrich | Synthware ™ three neck round bottom flask with vertical side necks |  | ,,,, | Labware , Manufacturer Browser , Synthware , Synthware Flasks |  | side Joint: ST/NS24/40,center Joint: ST/NS24/40,100 mL,pkg of 1 ea,Synthware, F444400 | , |  |  | side Joint: ST/NS24/40,center Joint: ST/NS24/40,100 mL,pkg of 1 ea,Synthware, F444400
,250 mL, center Joint: ST/NS 14/20, side Joint: ST/NS 14/20,,,,, | SYNF441250 |  | Aldrich | Synthware ™ three neck round bottom flask with vertical side necks |  | ,,,, | Labware , Manufacturer Browser , Synthware , Synthware Flasks |  | side Joint: ST/NS14/20,center Joint: ST/NS14/20,250 mL,pkg of 1 ea,Synthware, F441250 | , |  |  | side Joint: ST/NS14/20,center Joint: ST/NS14/20,250 mL,pkg of 1 ea,Synthware, F441250
,250 mL, center Joint: ST/NS 24/40, side Joint: ST/NS 19/22,,,,, | SYNF442250 |  | Aldrich | Synthware ™ three neck round bottom flask with vertical side necks |  | ,,,, | Labware , Manufacturer Browser , Synthware , Synthware Flasks |  | side Joint: ST/NS19/22,center Joint: ST/NS24/40,250 mL,pkg of 1 ea,Synthware, F442250 | , |  |  | side Joint: ST/NS19/22,center Joint: ST/NS24/40,250 mL,pkg of 1 ea,Synthware, F442250
,250 mL, center Joint: ST/NS 24/40, side Joint: ST/NS 24/40,,,,, | SYNF444250 |  | Aldrich | Synthware ™ three neck round bottom flask with vertical side necks |  | ,,,, | Labware , Manufacturer Browser , Synthware , Synthware Flasks |  | side Joint: ST/NS24/40,center Joint: ST/NS24/40,250 mL,pkg of 1 ea,Synthware, F444250 | , |  |  | side Joint: ST/NS24/40,center Joint: ST/NS24/40,250 mL,pkg of 1 ea,Synthware, F444250
,500 mL, center Joint: ST/NS 14/20, side Joint: ST/NS 14/20,,,,, | SYNF441500 |  | Aldrich | Synthware ™ three neck round bottom flask with vertical side necks |  | ,,,, | Labware , Manufacturer Browser , Synthware , Synthware Flasks |  | side Joint: ST/NS14/20,center Joint: ST/NS14/20,500 mL,pkg of 1 ea,Synthware, F441500 | , |  |  | side Joint: ST/NS14/20,center Joint: ST/NS14/20,500 mL,pkg of 1 ea,Synthware, F441500
,500 mL, center Joint: ST/NS 19/22, side Joint: ST/NS 19/22,,,,, | SYNF449500 |  | Aldrich | Synthware ™ three neck round bottom flask with vertical side necks |  | ,,,, | Labware , Manufacturer Browser , Synthware , Synthware Flasks |  | side Joint: ST/NS19/22,center Joint: ST/NS19/22,500 mL,pkg of 1 ea,Synthware, F449500 | , |  |  | side Joint: ST/NS19/22,center Joint: ST/NS19/22,500 mL,pkg of 1 ea,Synthware, F449500
,500 mL, center Joint: ST/NS 24/40, side Joint: ST/NS 19/22,,,,, | SYNF440500 |  | Aldrich | Synthware ™ three neck round bottom flask with vertical side necks |  | ,,,, | Labware , Manufacturer Browser , Synthware , Synthware Flasks |  | side Joint: ST/NS19/22,center Joint: ST/NS24/40,500 mL,pkg of 1 ea,Synthware, F440500 | , |  |  | side Joint: ST/NS19/22,center Joint: ST/NS24/40,500 mL,pkg of 1 ea,Synthware, F440500
,500 mL, center Joint: ST/NS 24/40, side Joint: ST/NS 24/40,,,,, | SYNF444500 |  | Aldrich | Synthware ™ three neck round bottom flask with vertical side necks |  | ,,,, | Labware , Manufacturer Browser , Synthware , Synthware Flasks |  | side Joint: ST/NS24/40,center Joint: ST/NS24/40,500 mL,pkg of 1 ea,Synthware, F444500 | , |  |  | side Joint: ST/NS24/40,center Joint: ST/NS24/40,500 mL,pkg of 1 ea,Synthware, F444500
,500 mL, center Joint: ST/NS 24/40, side Joint: ST/NS 24/40,,,,, | SYNF446500 |  | Aldrich | Synthware ™ three neck round bottom flask with vertical side necks |  | ,,,, | Labware , Manufacturer Browser , Synthware , Synthware Flasks |  | side Joint: ST/NS24/40,center Joint: ST/NS24/40,500 mL,pkg of 1 ea,Synthware, F446500 | , |  |  | side Joint: ST/NS24/40,center Joint: ST/NS24/40,500 mL,pkg of 1 ea,Synthware, F446500
,500 mL, center Joint: ST/NS 29/42, side Joint: ST/NS 29/42,,,,, | SYNF448500 |  | Aldrich | Synthware ™ three neck round bottom flask with vertical side necks |  | ,,,, | Labware , Manufacturer Browser , Synthware , Synthware Flasks |  | side Joint: ST/NS29/42,center Joint: ST/NS29/42,500 mL,pkg of 1 ea,Synthware, F448500 | , |  |  | side Joint: ST/NS29/42,center Joint: ST/NS29/42,500 mL,pkg of 1 ea,Synthware, F448500
,1000 mL, center Joint: ST/NS 24/40, side Joint: ST/NS 24/40,,,,, | SYNF444000 |  | Aldrich | Synthware ™ three neck round bottom flask with vertical side necks |  | ,,,, | Labware , Manufacturer Browser , Synthware , Synthware Flasks |  | side Joint: ST/NS24/40,center Joint: ST/NS24/40,1000 mL,pkg of 1 ea,Synthware, F444000 | , |  |  | side Joint: ST/NS24/40,center Joint: ST/NS24/40,1000 mL,pkg of 1 ea,Synthware, F444000
,1000 mL, center Joint: ST/NS 24/40, side Joint: ST/NS 24/40,,,,, | SYNF44841L |  | Aldrich | Synthware ™ three neck round bottom flask with vertical side necks |  | ,,,, | Labware , Manufacturer Browser , Synthware , Synthware Flasks |  | side Joint: ST/NS24/40,center Joint: ST/NS24/40,1000 mL,pkg of 1 ea,Synthware, F44841L | , |  |  | side Joint: ST/NS24/40,center Joint: ST/NS24/40,1000 mL,pkg of 1 ea,Synthware, F44841L
,1000 mL, center Joint: ST/NS 24/40, side Joint: ST/NS 24/40,,,,, | SYNF44341L |  | Aldrich | Synthware ™ three neck round bottom flask with vertical side necks |  | ,,,, | Labware , Manufacturer Browser , Synthware , Synthware Flasks |  | side Joint: ST/NS24/40,center Joint: ST/NS24/40,1000 mL,pkg of 1 ea,Synthware, F44341L | , |  |  | side Joint: ST/NS24/40,center Joint: ST/NS24/40,1000 mL,pkg of 1 ea,Synthware, F44341L
,1000 mL, center Joint: ST/NS 24/40, side Joint: ST/NS 24/40,,,,, | SYNF44451L |  | Aldrich | Synthware ™ three neck round bottom flask with vertical side necks |  | ,,,, | Labware , Manufacturer Browser , Synthware , Synthware Flasks |  | side Joint: ST/NS24/40,center Joint: ST/NS24/40,1000 mL,pkg of 1 ea,Synthware, F44451L | , |  |  | side Joint: ST/NS24/40,center Joint: ST/NS24/40,1000 mL,pkg of 1 ea,Synthware, F44451L
,2000 mL, center Joint: ST/NS 24/40, side Joint: ST/NS 24/40,,,,, | SYNF44242L |  | Aldrich | Synthware ™ three neck round bottom flask with vertical side necks |  | ,,,, | Labware , Manufacturer Browser , Synthware , Synthware Flasks |  | side Joint: ST/NS24/40,center Joint: ST/NS24/40,2000 mL,pkg of 1 ea,Synthware, F44242L | , |  |  | side Joint: ST/NS24/40,center Joint: ST/NS24/40,2000 mL,pkg of 1 ea,Synthware, F44242L
,2000 mL, center Joint: ST/NS 29/42, side Joint: ST/NS 24/40,,,,, | SYNF44842L |  | Aldrich | Synthware ™ three neck round bottom flask with vertical side necks |  | ,,,, | Labware , Manufacturer Browser , Synthware , Synthware Flasks |  | side Joint: ST/NS24/40,center Joint: ST/NS29/42,2000 mL,pkg of 1 ea,Synthware, F44842L | , |  |  | side Joint: ST/NS24/40,center Joint: ST/NS29/42,2000 mL,pkg of 1 ea,Synthware, F44842L
,2000 mL, center Joint: ST/NS 29/42, side Joint: ST/NS 29/42,,,,, | SYNF44292L |  | Aldrich | Synthware ™ three neck round bottom flask with vertical side necks |  | ,,,, | Labware , Manufacturer Browser , Synthware , Synthware Flasks |  | side Joint: ST/NS29/42,center Joint: ST/NS29/42,2000 mL,pkg of 1 ea,Synthware, F44292L | , |  |  | side Joint: ST/NS29/42,center Joint: ST/NS29/42,2000 mL,pkg of 1 ea,Synthware, F44292L
,2000 mL, center Joint: ST/NS 34/45, side Joint: ST/NS 24/40,,,,, | SYNF44342L |  | Aldrich | Synthware ™ three neck round bottom flask with vertical side necks |  | ,,,, | Labware , Manufacturer Browser , Synthware , Synthware Flasks |  | side Joint: ST/NS24/40,center Joint: ST/NS34/45,2000 mL,pkg of 1 ea,Synthware, F44342L | , |  |  | side Joint: ST/NS24/40,center Joint: ST/NS34/45,2000 mL,pkg of 1 ea,Synthware, F44342L
,2000 mL, center Joint: ST/NS 45/50, side Joint: ST/NS 24/40,,,,, | SYNF44542L |  | Aldrich | Synthware ™ three neck round bottom flask with vertical side necks |  | ,,,, | Labware , Manufacturer Browser , Synthware , Synthware Flasks |  | side Joint: ST/NS24/40,center Joint: ST/NS45/50,2000 mL,pkg of 1 ea,Synthware, F44542L | , |  |  | side Joint: ST/NS24/40,center Joint: ST/NS45/50,2000 mL,pkg of 1 ea,Synthware, F44542L
,5 mL, center Joint: ST/NS 14/20, side Joint: ST/NS 14/20,,,,, | SYNF341105 |  | Aldrich | Synthware ™ two neck pear shaped flask |  | ,,,, | Labware , Manufacturer Browser , Synthware , Synthware Flasks |  | side Joint: ST/NS14/20,center Joint: ST/NS14/20,5 mL,pkg of 1 ea,Synthware, F341105 | , |  |  | side Joint: ST/NS14/20,center Joint: ST/NS14/20,5 mL,pkg of 1 ea,Synthware, F341105
,10 mL, center Joint: ST/NS 14/20, side Joint: ST/NS 14/20,,,,, | SYNF341110 |  | Aldrich | Synthware ™ two neck pear shaped flask |  | ,,,, | Labware , Manufacturer Browser , Synthware , Synthware Flasks |  | side Joint: ST/NS14/20,center Joint: ST/NS14/20,10 mL,pkg of 1 ea,Synthware, F341110 | , |  |  | side Joint: ST/NS14/20,center Joint: ST/NS14/20,10 mL,pkg of 1 ea,Synthware, F341110
,15 mL, center Joint: ST/NS 14/20, side Joint: ST/NS 14/20,,,,, | SYNF341115 |  | Aldrich | Synthware ™ two neck pear shaped flask |  | ,,,, | Labware , Manufacturer Browser , Synthware , Synthware Flasks |  | side Joint: ST/NS14/20,center Joint: ST/NS14/20,15 mL,pkg of 1 ea,Synthware, F341115 | , |  |  | side Joint: ST/NS14/20,center Joint: ST/NS14/20,15 mL,pkg of 1 ea,Synthware, F341115
,25 mL, center Joint: ST/NS 14/20, side Joint: ST/NS 14/20,,,,, | SYNF341125 |  | Aldrich | Synthware ™ two neck pear shaped flask |  | ,,,, | Labware , Manufacturer Browser , Synthware , Synthware Flasks |  | side Joint: ST/NS14/20,center Joint: ST/NS14/20,25 mL,pkg of 1 ea,Synthware, F341125 | , |  |  | side Joint: ST/NS14/20,center Joint: ST/NS14/20,25 mL,pkg of 1 ea,Synthware, F341125
,50 mL, center Joint: ST/NS 14/20, side Joint: ST/NS 14/20,,,,, | SYNF341150 |  | Aldrich | Synthware ™ two neck pear shaped flask |  | ,,,, | Labware , Manufacturer Browser , Synthware , Synthware Flasks |  | side Joint: ST/NS14/20,center Joint: ST/NS14/20,50 mL,pkg of 1 ea,Synthware, F341150 | , |  |  | side Joint: ST/NS14/20,center Joint: ST/NS14/20,50 mL,pkg of 1 ea,Synthware, F341150
,100 mL, center Joint: ST/NS 14/20, side Joint: ST/NS 14/20,,,,, | SYNF341100 |  | Aldrich | Synthware ™ two neck pear shaped flask |  | ,,,, | Labware , Manufacturer Browser , Synthware , Synthware Flasks |  | side Joint: ST/NS14/20,center Joint: ST/NS14/20,100 mL,pkg of 1 ea,Synthware, F341100 | , |  |  | side Joint: ST/NS14/20,center Joint: ST/NS14/20,100 mL,pkg of 1 ea,Synthware, F341100
,200 mL, center Joint: ST/NS 14/20, side Joint: ST/NS 14/20,,,,, | SYNF341200 |  | Aldrich | Synthware ™ two neck pear shaped flask |  | ,,,, | Labware , Manufacturer Browser , Synthware , Synthware Flasks |  | side Joint: ST/NS14/20,center Joint: ST/NS14/20,200 mL,pkg of 1 ea,Synthware, F341200 | , |  |  | side Joint: ST/NS14/20,center Joint: ST/NS14/20,200 mL,pkg of 1 ea,Synthware, F341200
,50 mL, Joint: ST/NS 14/20,,,,, | SYNF161450 |  | Aldrich | Synthware ™ two neck reaction flask with glass stopcock |  | ,,,, | Labware , Manufacturer Browser , Synthware , Synthware Flasks |  | pkg of 1 ea,Joint: ST/NS14/20,50 mL,Synthware, F161450 | , |  |  | pkg of 1 ea,Joint: ST/NS14/20,50 mL,Synthware, F161450
,100 mL, Joint: ST/NS 14/20,,,,, | SYNF161100 |  | Aldrich | Synthware ™ two neck reaction flask with glass stopcock |  | ,,,, | Labware , Manufacturer Browser , Synthware , Synthware Flasks |  | pkg of 1 ea,Joint: ST/NS14/20,100 mL,Synthware, F161100 | , |  |  | pkg of 1 ea,Joint: ST/NS14/20,100 mL,Synthware, F161100
,100 mL, Joint: ST/NS 19/22,,,,, | SYNF169100 |  | Aldrich | Synthware ™ two neck reaction flask with glass stopcock |  | ,,,, | Labware , Manufacturer Browser , Synthware , Synthware Flasks |  | pkg of 1 ea,Joint: ST/NS19/22,100 mL,Synthware, F169100 | , |  |  | pkg of 1 ea,Joint: ST/NS19/22,100 mL,Synthware, F169100
,100 mL, Joint: ST/NS 24/40,,,,, | SYNF164100 |  | Aldrich | Synthware ™ two neck reaction flask with glass stopcock |  | ,,,, | Labware , Manufacturer Browser , Synthware , Synthware Flasks |  | pkg of 1 ea,Joint: ST/NS24/40,100 mL,Synthware, F164100 | , |  |  | pkg of 1 ea,Joint: ST/NS24/40,100 mL,Synthware, F164100
,250 mL, Joint: ST/NS 24/40,,,,, | SYNF164250 |  | Aldrich | Synthware ™ two neck reaction flask with glass stopcock |  | ,,,, | Labware , Manufacturer Browser , Synthware , Synthware Flasks |  | pkg of 1 ea,Joint: ST/NS24/40,250 mL,Synthware, F164250 | , |  |  | pkg of 1 ea,Joint: ST/NS24/40,250 mL,Synthware, F164250
,500 mL, Joint: ST/NS 24/40,,,,, | SYNF164500 |  | Aldrich | Synthware ™ two neck reaction flask with glass stopcock |  | ,,,, | Labware , Manufacturer Browser , Synthware , Synthware Flasks |  | pkg of 1 ea,Joint: ST/NS24/40,500 mL,Synthware, F164500 | , |  |  | pkg of 1 ea,Joint: ST/NS24/40,500 mL,Synthware, F164500
,10 mL, center Joint: ST/NS 14/20, side Joint: ST/NS 14/20,,,,, | SYNF411110 |  | Aldrich | Synthware ™ two neck round bottom flask with angled side neck |  | ,,,, | Labware , Manufacturer Browser , Synthware , Synthware Flasks |  | side Joint: ST/NS14/20,center Joint: ST/NS14/20,10 mL,pkg of 1 ea,Synthware, F411110 | , |  |  | side Joint: ST/NS14/20,center Joint: ST/NS14/20,10 mL,pkg of 1 ea,Synthware, F411110
,25 mL, center Joint: ST/NS 14/20, side Joint: ST/NS 14/20,,,,, | SYNF411125 |  | Aldrich | Synthware ™ two neck round bottom flask with angled side neck |  | ,,,, | Labware , Manufacturer Browser , Synthware , Synthware Flasks |  | side Joint: ST/NS14/20,center Joint: ST/NS14/20,25 mL,pkg of 1 ea,Synthware, F411125 | , |  |  | side Joint: ST/NS14/20,center Joint: ST/NS14/20,25 mL,pkg of 1 ea,Synthware, F411125
,25 mL, center Joint: ST/NS 19/22, side Joint: ST/NS 14/20,,,,, | SYNF411925 |  | Aldrich | Synthware ™ two neck round bottom flask with angled side neck |  | ,,,, | Labware , Manufacturer Browser , Synthware , Synthware Flasks |  | side Joint: ST/NS14/20,center Joint: ST/NS19/22,25 mL,pkg of 1 ea,Synthware, F411925 | , |  |  | side Joint: ST/NS14/20,center Joint: ST/NS19/22,25 mL,pkg of 1 ea,Synthware, F411925
,25 mL, center Joint: ST/NS 19/22, side Joint: ST/NS 19/22,,,,, | SYNF419925 |  | Aldrich | Synthware ™ two neck round bottom flask with angled side neck |  | ,,,, | Labware , Manufacturer Browser , Synthware , Synthware Flasks |  | side Joint: ST/NS19/22,center Joint: ST/NS19/22,25 mL,pkg of 1 ea,Synthware, F419925 | , |  |  | side Joint: ST/NS19/22,center Joint: ST/NS19/22,25 mL,pkg of 1 ea,Synthware, F419925
,50 mL, center Joint: ST/NS 14/20, side Joint: ST/NS 14/20,,,,, | SYNF411150 |  | Aldrich | Synthware ™ two neck round bottom flask with angled side neck |  | ,,,, | Labware , Manufacturer Browser , Synthware , Synthware Flasks |  | side Joint: ST/NS14/20,center Joint: ST/NS14/20,50 mL,pkg of 1 ea,Synthware, F411150 | , |  |  | side Joint: ST/NS14/20,center Joint: ST/NS14/20,50 mL,pkg of 1 ea,Synthware, F411150
,50 mL, center Joint: ST/NS 19/22, side Joint: ST/NS 19/22,,,,, | SYNF419950 |  | Aldrich | Synthware ™ two neck round bottom flask with angled side neck |  | ,,,, | Labware , Manufacturer Browser , Synthware , Synthware Flasks |  | side Joint: ST/NS19/22,center Joint: ST/NS19/22,50 mL,pkg of 1 ea,Synthware, F419950 | , |  |  | side Joint: ST/NS19/22,center Joint: ST/NS19/22,50 mL,pkg of 1 ea,Synthware, F419950
,50 mL, center Joint: ST/NS 24/40, side Joint: ST/NS 14/20,,,,, | SYNF414150 |  | Aldrich | Synthware ™ two neck round bottom flask with angled side neck |  | ,,,, | Labware , Manufacturer Browser , Synthware , Synthware Flasks |  | side Joint: ST/NS14/20,center Joint: ST/NS24/40,50 mL,pkg of 1 ea,Synthware, F414150 | , |  |  | side Joint: ST/NS14/20,center Joint: ST/NS24/40,50 mL,pkg of 1 ea,Synthware, F414150
,50 mL, center Joint: ST/NS 24/40, side Joint: ST/NS 24/40,,,,, | SYNF414450 |  | Aldrich | Synthware ™ two neck round bottom flask with angled side neck |  | ,,,, | Labware , Manufacturer Browser , Synthware , Synthware Flasks |  | side Joint: ST/NS24/40,center Joint: ST/NS24/40,50 mL,pkg of 1 ea,Synthware, F414450 | , |  |  | side Joint: ST/NS24/40,center Joint: ST/NS24/40,50 mL,pkg of 1 ea,Synthware, F414450
,100 mL, center Joint: ST/NS 14/20, side Joint: ST/NS 14/20,,,,, | SYNF411100 |  | Aldrich | Synthware ™ two neck round bottom flask with angled side neck |  | ,,,, | Labware , Manufacturer Browser , Synthware , Synthware Flasks |  | side Joint: ST/NS14/20,center Joint: ST/NS14/20,100 mL,pkg of 1 ea,Synthware, F411100 | , |  |  | side Joint: ST/NS14/20,center Joint: ST/NS14/20,100 mL,pkg of 1 ea,Synthware, F411100
,100 mL, center Joint: ST/NS 19/22, side Joint: ST/NS 14/20,,,,, | SYNF411900 |  | Aldrich | Synthware ™ two neck round bottom flask with angled side neck |  | ,,,, | Labware , Manufacturer Browser , Synthware , Synthware Flasks |  | side Joint: ST/NS14/20,center Joint: ST/NS19/22,100 mL,pkg of 1 ea,Synthware, F411900 | , |  |  | side Joint: ST/NS14/20,center Joint: ST/NS19/22,100 mL,pkg of 1 ea,Synthware, F411900
,100 mL, center Joint: ST/NS 19/22, side Joint: ST/NS 19/22,,,,, | SYNF419900 |  | Aldrich | Synthware ™ two neck round bottom flask with angled side neck |  | ,,,, | Labware , Manufacturer Browser , Synthware , Synthware Flasks |  | side Joint: ST/NS19/22,center Joint: ST/NS19/22,100 mL,pkg of 1 ea,Synthware, F419900 | , |  |  | side Joint: ST/NS19/22,center Joint: ST/NS19/22,100 mL,pkg of 1 ea,Synthware, F419900
,100 mL, center Joint: ST/NS 24/40, side Joint: ST/NS 14/20,,,,, | SYNF414100 |  | Aldrich | Synthware ™ two neck round bottom flask with angled side neck |  | ,,,, | Labware , Manufacturer Browser , Synthware , Synthware Flasks |  | side Joint: ST/NS14/20,center Joint: ST/NS24/40,100 mL,pkg of 1 ea,Synthware, F414100 | , |  |  | side Joint: ST/NS14/20,center Joint: ST/NS24/40,100 mL,pkg of 1 ea,Synthware, F414100
,100 mL, center Joint: ST/NS 24/40, side Joint: ST/NS 19/22,,,,, | SYNF419100 |  | Aldrich | Synthware ™ two neck round bottom flask with angled side neck |  | ,,,, | Labware , Manufacturer Browser , Synthware , Synthware Flasks |  | side Joint: ST/NS19/22,center Joint: ST/NS24/40,100 mL,pkg of 1 ea,Synthware, F419100 | , |  |  | side Joint: ST/NS19/22,center Joint: ST/NS24/40,100 mL,pkg of 1 ea,Synthware, F419100
,100 mL, center Joint: ST/NS 24/40, side Joint: ST/NS 24/40,,,,, | SYNF414400 |  | Aldrich | Synthware ™ two neck round bottom flask with angled side neck |  | ,,,, | Labware , Manufacturer Browser , Synthware , Synthware Flasks |  | side Joint: ST/NS24/40,center Joint: ST/NS24/40,100 mL,pkg of 1 ea,Synthware, F414400 | , |  |  | side Joint: ST/NS24/40,center Joint: ST/NS24/40,100 mL,pkg of 1 ea,Synthware, F414400
,250 mL, center Joint: ST/NS 14/20, side Joint: ST/NS 14/20,,,,, | SYNF411250 |  | Aldrich | Synthware ™ two neck round bottom flask with angled side neck |  | ,,,, | Labware , Manufacturer Browser , Synthware , Synthware Flasks |  | side Joint: ST/NS14/20,center Joint: ST/NS14/20,250 mL,pkg of 1 ea,Synthware, F411250 | , |  |  | side Joint: ST/NS14/20,center Joint: ST/NS14/20,250 mL,pkg of 1 ea,Synthware, F411250
,250 mL, center Joint: ST/NS 19/22, side Joint: ST/NS 14/20,,,,, | SYNF410250 |  | Aldrich | Synthware ™ two neck round bottom flask with angled side neck |  | ,,,, | Labware , Manufacturer Browser , Synthware , Synthware Flasks |  | side Joint: ST/NS14/20,center Joint: ST/NS19/22,250 mL,pkg of 1 ea,Synthware, F410250 | , |  |  | side Joint: ST/NS14/20,center Joint: ST/NS19/22,250 mL,pkg of 1 ea,Synthware, F410250
,250 mL, center Joint: ST/NS 19/22, side Joint: ST/NS 19/22,,,,, | SYNF419250 |  | Aldrich | Synthware ™ two neck round bottom flask with angled side neck |  | ,,,, | Labware , Manufacturer Browser , Synthware , Synthware Flasks |  | side Joint: ST/NS19/22,center Joint: ST/NS19/22,250 mL,pkg of 1 ea,Synthware, F419250 | , |  |  | side Joint: ST/NS19/22,center Joint: ST/NS19/22,250 mL,pkg of 1 ea,Synthware, F419250
,250 mL, center Joint: ST/NS 24/40, side Joint: ST/NS 14/20,,,,, | SYNF414251 |  | Aldrich | Synthware ™ two neck round bottom flask with angled side neck |  | ,,,, | Labware , Manufacturer Browser , Synthware , Synthware Flasks |  | side Joint: ST/NS14/20,center Joint: ST/NS24/40,250 mL,pkg of 1 ea,Synthware, F414251 | , |  |  | side Joint: ST/NS14/20,center Joint: ST/NS24/40,250 mL,pkg of 1 ea,Synthware, F414251
,250 mL, center Joint: ST/NS 24/40, side Joint: ST/NS 19/22,,,,, | SYNF414259 |  | Aldrich | Synthware ™ two neck round bottom flask with angled side neck |  | ,,,, | Labware , Manufacturer Browser , Synthware , Synthware Flasks |  | side Joint: ST/NS19/22,center Joint: ST/NS24/40,250 mL,pkg of 1 ea,Synthware, F414259 | , |  |  | side Joint: ST/NS19/22,center Joint: ST/NS24/40,250 mL,pkg of 1 ea,Synthware, F414259
,250 mL, center Joint: ST/NS 24/40, side Joint: ST/NS 24/40,,,,, | SYNF414250 |  | Aldrich | Synthware ™ two neck round bottom flask with angled side neck |  | ,,,, | Labware , Manufacturer Browser , Synthware , Synthware Flasks |  | side Joint: ST/NS24/40,center Joint: ST/NS24/40,250 mL,pkg of 1 ea,Synthware, F414250 | , |  |  | side Joint: ST/NS24/40,center Joint: ST/NS24/40,250 mL,pkg of 1 ea,Synthware, F414250
,500 mL, center Joint: ST/NS 14/20, side Joint: ST/NS 14/20,,,,, | SYNF411501 |  | Aldrich | Synthware ™ two neck round bottom flask with angled side neck |  | ,,,, | Labware , Manufacturer Browser , Synthware , Synthware Flasks |  | side Joint: ST/NS14/20,center Joint: ST/NS14/20,500 mL,pkg of 1 ea,Synthware, F411501 | , |  |  | side Joint: ST/NS14/20,center Joint: ST/NS14/20,500 mL,pkg of 1 ea,Synthware, F411501
,500 mL, center Joint: ST/NS 24/40, side Joint: ST/NS 14/20,,,,, | SYNF414501 |  | Aldrich | Synthware ™ two neck round bottom flask with angled side neck |  | ,,,, | Labware , Manufacturer Browser , Synthware , Synthware Flasks |  | side Joint: ST/NS14/20,center Joint: ST/NS24/40,500 mL,pkg of 1 ea,Synthware, F414501 | , |  |  | side Joint: ST/NS14/20,center Joint: ST/NS24/40,500 mL,pkg of 1 ea,Synthware, F414501
,500 mL, center Joint: ST/NS 24/40, side Joint: ST/NS 24/40,,,,, | SYNF414504 |  | Aldrich | Synthware ™ two neck round bottom flask with angled side neck |  | ,,,, | Labware , Manufacturer Browser , Synthware , Synthware Flasks |  | side Joint: ST/NS24/40,center Joint: ST/NS24/40,500 mL,pkg of 1 ea,Synthware, F414504 | , |  |  | side Joint: ST/NS24/40,center Joint: ST/NS24/40,500 mL,pkg of 1 ea,Synthware, F414504
,500 mL, center Joint: ST/NS 29/42, side Joint: ST/NS 24/40,,,,, | SYNF415501 |  | Aldrich | Synthware ™ two neck round bottom flask with angled side neck |  | ,,,, | Labware , Manufacturer Browser , Synthware , Synthware Flasks |  | side Joint: ST/NS24/40,center Joint: ST/NS29/42,500 mL,pkg of 1 ea,Synthware, F415501 | , |  |  | side Joint: ST/NS24/40,center Joint: ST/NS29/42,500 mL,pkg of 1 ea,Synthware, F415501
,500 mL, center Joint: ST/NS 29/42, side Joint: ST/NS 29/42,,,,, | SYNF415502 |  | Aldrich | Synthware ™ two neck round bottom flask with angled side neck |  | ,,,, | Labware , Manufacturer Browser , Synthware , Synthware Flasks |  | side Joint: ST/NS29/42,center Joint: ST/NS29/42,500 mL,pkg of 1 ea,Synthware, F415502 | , |  |  | side Joint: ST/NS29/42,center Joint: ST/NS29/42,500 mL,pkg of 1 ea,Synthware, F415502
,1000 mL, center Joint: ST/NS 24/40, side Joint: ST/NS 14/20,,,,, | SYNF41611L |  | Aldrich | Synthware ™ two neck round bottom flask with angled side neck |  | ,,,, | Labware , Manufacturer Browser , Synthware , Synthware Flasks |  | side Joint: ST/NS14/20,center Joint: ST/NS24/40,1000 mL,pkg of 1 ea,Synthware, F41611L | , |  |  | side Joint: ST/NS14/20,center Joint: ST/NS24/40,1000 mL,pkg of 1 ea,Synthware, F41611L
,1000 mL, center Joint: ST/NS 24/40, side Joint: ST/NS 19/22,,,,, | SYNF41621L |  | Aldrich | Synthware ™ two neck round bottom flask with angled side neck |  | ,,,, | Labware , Manufacturer Browser , Synthware , Synthware Flasks |  | side Joint: ST/NS19/22,center Joint: ST/NS24/40,1000 mL,pkg of 1 ea,Synthware, F41621L | , |  |  | side Joint: ST/NS19/22,center Joint: ST/NS24/40,1000 mL,pkg of 1 ea,Synthware, F41621L
,1000 mL, center Joint: ST/NS 24/40, side Joint: ST/NS 24/40,,,,, | SYNF41241L |  | Aldrich | Synthware ™ two neck round bottom flask with angled side neck |  | ,,,, | Labware , Manufacturer Browser , Synthware , Synthware Flasks |  | side Joint: ST/NS24/40,center Joint: ST/NS24/40,1000 mL,pkg of 1 ea,Synthware, F41241L | , |  |  | side Joint: ST/NS24/40,center Joint: ST/NS24/40,1000 mL,pkg of 1 ea,Synthware, F41241L
,1000 mL, center Joint: ST/NS 29/42, side Joint: ST/NS 29/42,,,,, | SYNF41641L |  | Aldrich | Synthware ™ two neck round bottom flask with angled side neck |  | ,,,, | Labware , Manufacturer Browser , Synthware , Synthware Flasks |  | side Joint: ST/NS29/42,center Joint: ST/NS29/42,1000 mL,pkg of 1 ea,Synthware, F41641L | , |  |  | side Joint: ST/NS29/42,center Joint: ST/NS29/42,1000 mL,pkg of 1 ea,Synthware, F41641L
,2 mL, porosity: coarse,,,,, | SYNF601002C |  | Aldrich | Synthware ™ Buchner funnel |  | ,,,, | Labware , Manufacturer Browser , Synthware , Synthware Funnels |  | pkg of 1 ea,Synthware, F601002C,2 mL | , |  |  | pkg of 1 ea,Synthware, F601002C,2 mL
,2 mL, porosity: medium,,,,, | SYNF601002M |  | Aldrich | Synthware ™ Buchner funnel |  | ,,,, | Labware , Manufacturer Browser , Synthware , Synthware Funnels |  | pkg of 1 ea,Synthware, F601002M,2 mL | , |  |  | pkg of 1 ea,Synthware, F601002M,2 mL
,2 mL, porosity: fine,,,,, | SYNF601002F |  | Aldrich | Synthware ™ Buchner funnel |  | ,,,, | Labware , Manufacturer Browser , Synthware , Synthware Funnels |  | pkg of 1 ea,Synthware, F601002F,2 mL | , |  |  | pkg of 1 ea,Synthware, F601002F,2 mL
,15 mL, porosity: extra coarse,,,,, | SYNF602015X |  | Aldrich | Synthware ™ Buchner funnel |  | ,,,, | Labware , Manufacturer Browser , Synthware , Synthware Funnels |  | pkg of 1 ea,Synthware, F602015X,15 mL | , |  |  | pkg of 1 ea,Synthware, F602015X,15 mL
,15 mL, porosity: coarse,,,,, | SYNF602015C |  | Aldrich | Synthware ™ Buchner funnel |  | ,,,, | Labware , Manufacturer Browser , Synthware , Synthware Funnels |  | pkg of 1 ea,Synthware, F602015C,15 mL | , |  |  | pkg of 1 ea,Synthware, F602015C,15 mL
,15 mL, porosity: medium,,,,, | SYNF602015M |  | Aldrich | Synthware ™ Buchner funnel |  | ,,,, | Labware , Manufacturer Browser , Synthware , Synthware Funnels |  | pkg of 1 ea,Synthware, F602015M,15 mL | , |  |  | pkg of 1 ea,Synthware, F602015M,15 mL
,15 mL, porosity: fine,,,,, | SYNF602015F |  | Aldrich | Synthware ™ Buchner funnel |  | ,,,, | Labware , Manufacturer Browser , Synthware , Synthware Funnels |  | pkg of 1 ea,Synthware, F602015F,15 mL | , |  |  | pkg of 1 ea,Synthware, F602015F,15 mL
,30 mL, porosity: extra coarse,,,,, | SYNF603030X |  | Aldrich | Synthware ™ Buchner funnel |  | ,,,, | Labware , Manufacturer Browser , Synthware , Synthware Funnels |  | pkg of 1 ea,Synthware, F603030X,30 mL | , |  |  | pkg of 1 ea,Synthware, F603030X,30 mL
,30 mL, porosity: coarse,,,,, | SYNF603030C |  | Aldrich | Synthware ™ Buchner funnel |  | ,,,, | Labware , Manufacturer Browser , Synthware , Synthware Funnels |  | pkg of 1 ea,Synthware, F603030C,30 mL | , |  |  | pkg of 1 ea,Synthware, F603030C,30 mL
,30 mL, porosity: medium,,,,, | SYNF603030M |  | Aldrich | Synthware ™ Buchner funnel |  | ,,,, | Labware , Manufacturer Browser , Synthware , Synthware Funnels |  | pkg of 1 ea,Synthware, F603030M,30 mL | , |  |  | pkg of 1 ea,Synthware, F603030M,30 mL
,30 mL, porosity: fine,,,,, | SYNF603030F |  | Aldrich | Synthware ™ Buchner funnel |  | ,,,, | Labware , Manufacturer Browser , Synthware , Synthware Funnels |  | pkg of 1 ea,Synthware, F603030F,30 mL | , |  |  | pkg of 1 ea,Synthware, F603030F,30 mL
,60 mL, porosity: extra coarse,,,,, | SYNF604060X |  | Aldrich | Synthware ™ Buchner funnel |  | ,,,, | Labware , Manufacturer Browser , Synthware , Synthware Funnels |  | pkg of 1 ea,Synthware, F604060X,60 mL | , |  |  | pkg of 1 ea,Synthware, F604060X,60 mL
,60 mL, porosity: coarse,,,,, | SYNF604060C |  | Aldrich | Synthware ™ Buchner funnel |  | ,,,, | Labware , Manufacturer Browser , Synthware , Synthware Funnels |  | pkg of 1 ea,Synthware, F604060C,60 mL | , |  |  | pkg of 1 ea,Synthware, F604060C,60 mL
,60 mL, porosity: medium,,,,, | SYNF604060M |  | Aldrich | Synthware ™ Buchner funnel |  | ,,,, | Labware , Manufacturer Browser , Synthware , Synthware Funnels |  | pkg of 1 ea,Synthware, F604060M,60 mL | , |  |  | pkg of 1 ea,Synthware, F604060M,60 mL
,60 mL, porosity: fine,,,,, | SYNF604060F |  | Aldrich | Synthware ™ Buchner funnel |  | ,,,, | Labware , Manufacturer Browser , Synthware , Synthware Funnels |  | pkg of 1 ea,Synthware, F604060F,60 mL | , |  |  | pkg of 1 ea,Synthware, F604060F,60 mL
,150 mL, porosity: extra coarse,,,,, | SYNF606150X |  | Aldrich | Synthware ™ Buchner funnel |  | ,,,, | Labware , Manufacturer Browser , Synthware , Synthware Funnels |  | pkg of 1 ea,Synthware, F606150X,150 mL | , |  |  | pkg of 1 ea,Synthware, F606150X,150 mL
,150 mL, porosity: coarse,,,,, | SYNF606150C |  | Aldrich | Synthware ™ Buchner funnel |  | ,,,, | Labware , Manufacturer Browser , Synthware , Synthware Funnels |  | pkg of 1 ea,Synthware, F606150C,150 mL | , |  |  | pkg of 1 ea,Synthware, F606150C,150 mL
,150 mL, porosity: medium,,,,, | SYNF606150M |  | Aldrich | Synthware ™ Buchner funnel |  | ,,,, | Labware , Manufacturer Browser , Synthware , Synthware Funnels |  | pkg of 1 ea,Synthware, F606150M,150 mL | , |  |  | pkg of 1 ea,Synthware, F606150M,150 mL
,150 mL, porosity: fine,,,,, | SYNF606150F |  | Aldrich | Synthware ™ Buchner funnel |  | ,,,, | Labware , Manufacturer Browser , Synthware , Synthware Funnels |  | pkg of 1 ea,Synthware, F606150F,150 mL | , |  |  | pkg of 1 ea,Synthware, F606150F,150 mL
,350 mL, porosity: extra coarse,,,,, | SYNF608350X |  | Aldrich | Synthware ™ Buchner funnel |  | ,,,, | Labware , Manufacturer Browser , Synthware , Synthware Funnels |  | pkg of 1 ea,Synthware, F608350X,350 mL | , |  |  | pkg of 1 ea,Synthware, F608350X,350 mL
,350 mL, porosity: coarse,,,,, | SYNF608350C |  | Aldrich | Synthware ™ Buchner funnel |  | ,,,, | Labware , Manufacturer Browser , Synthware , Synthware Funnels |  | pkg of 1 ea,Synthware, F608350C,350 mL | , |  |  | pkg of 1 ea,Synthware, F608350C,350 mL
,350 mL, porosity: medium,,,,, | SYNF608350M |  | Aldrich | Synthware ™ Buchner funnel |  | ,,,, | Labware , Manufacturer Browser , Synthware , Synthware Funnels |  | pkg of 1 ea,Synthware, F608350M,350 mL | , |  |  | pkg of 1 ea,Synthware, F608350M,350 mL
,350 mL, porosity: fine,,,,, | SYNF608350F |  | Aldrich | Synthware ™ Buchner funnel |  | ,,,, | Labware , Manufacturer Browser , Synthware , Synthware Funnels |  | pkg of 1 ea,Synthware, F608350F,350 mL | , |  |  | pkg of 1 ea,Synthware, F608350F,350 mL
,600 mL, porosity: coarse,,,,, | SYNF609600C |  | Aldrich | Synthware ™ Buchner funnel |  | ,,,, | Labware , Manufacturer Browser , Synthware , Synthware Funnels |  | pkg of 1 ea,Synthware, F609600C,600 mL | , |  |  | pkg of 1 ea,Synthware, F609600C,600 mL
,600 mL, porosity: medium,,,,, | SYNF609600M |  | Aldrich | Synthware ™ Buchner funnel |  | ,,,, | Labware , Manufacturer Browser , Synthware , Synthware Funnels |  | pkg of 1 ea,Synthware, F609600M,600 mL | , |  |  | pkg of 1 ea,Synthware, F609600M,600 mL
,600 mL, porosity: fine,,,,, | SYNF609600F |  | Aldrich | Synthware ™ Buchner funnel |  | ,,,, | Labware , Manufacturer Browser , Synthware , Synthware Funnels |  | pkg of 1 ea,Synthware, F609600F,600 mL | , |  |  | pkg of 1 ea,Synthware, F609600F,600 mL
,15 mL, Joint: ST/NS 14/20, frit O.D. 20 mm, porosity: coarse,,,,, | SYNF362014C |  | Aldrich | Synthware ™ Buchner funnel with inner joint |  | ,,,, | Labware , Manufacturer Browser , Synthware , Synthware Funnels |  | pkg of 1 ea,Joint: ST/NS14/20,15 mL,20 mm,Synthware, F362014C | , |  |  | pkg of 1 ea,Joint: ST/NS14/20,15 mL,20 mm,Synthware, F362014C
,15 mL, Joint: ST/NS 14/20, frit O.D. 20 mm, porosity: medium,,,,, | SYNF362014M |  | Aldrich | Synthware ™ Buchner funnel with inner joint |  | ,,,, | Labware , Manufacturer Browser , Synthware , Synthware Funnels |  | pkg of 1 ea,Joint: ST/NS14/20,15 mL,20 mm,Synthware, F362014M | , |  |  | pkg of 1 ea,Joint: ST/NS14/20,15 mL,20 mm,Synthware, F362014M
,15 mL, Joint: ST/NS 19/22, frit O.D. 20 mm, porosity: coarse,,,,, | SYNF362019C |  | Aldrich | Synthware ™ Buchner funnel with inner joint |  | ,,,, | Labware , Manufacturer Browser , Synthware , Synthware Funnels |  | pkg of 1 ea,Joint: ST/NS19/22,15 mL,20 mm,Synthware, F362019C | , |  |  | pkg of 1 ea,Joint: ST/NS19/22,15 mL,20 mm,Synthware, F362019C
,15 mL, Joint: ST/NS 19/22, frit O.D. 20 mm, porosity: medium,,,,, | SYNF362019M |  | Aldrich | Synthware ™ Buchner funnel with inner joint |  | ,,,, | Labware , Manufacturer Browser , Synthware , Synthware Funnels |  | pkg of 1 ea,Joint: ST/NS19/22,15 mL,20 mm,Synthware, F362019M | , |  |  | pkg of 1 ea,Joint: ST/NS19/22,15 mL,20 mm,Synthware, F362019M
,15 mL, Joint: ST/NS 24/40, frit O.D. 20 mm, porosity: coarse,,,,, | SYNF362024C |  | Aldrich | Synthware ™ Buchner funnel with inner joint |  | ,,,, | Labware , Manufacturer Browser , Synthware , Synthware Funnels |  | pkg of 1 ea,Joint: ST/NS24/40,15 mL,20 mm,Synthware, F362024C | , |  |  | pkg of 1 ea,Joint: ST/NS24/40,15 mL,20 mm,Synthware, F362024C
,15 mL, Joint: ST/NS 24/40, frit O.D. 20 mm, porosity: medium,,,,, | SYNF362024M |  | Aldrich | Synthware ™ Buchner funnel with inner joint |  | ,,,, | Labware , Manufacturer Browser , Synthware , Synthware Funnels |  | pkg of 1 ea,Joint: ST/NS24/40,15 mL,20 mm,Synthware, F362024M | , |  |  | pkg of 1 ea,Joint: ST/NS24/40,15 mL,20 mm,Synthware, F362024M
,30 mL, Joint: ST/NS 14/20, frit O.D. 30 mm, porosity: coarse,,,,, | SYNF363014C |  | Aldrich | Synthware ™ Buchner funnel with inner joint |  | ,,,, | Labware , Manufacturer Browser , Synthware , Synthware Funnels |  | pkg of 1 ea,Joint: ST/NS14/20,30 mL,30 mm,Synthware, F363014C | , |  |  | pkg of 1 ea,Joint: ST/NS14/20,30 mL,30 mm,Synthware, F363014C
,30 mL, Joint: ST/NS 14/20, frit O.D. 30 mm, porosity: medium,,,,, | SYNF363014M |  | Aldrich | Synthware ™ Buchner funnel with inner joint |  | ,,,, | Labware , Manufacturer Browser , Synthware , Synthware Funnels |  | pkg of 1 ea,Joint: ST/NS14/20,30 mL,30 mm,Synthware, F363014M | , |  |  | pkg of 1 ea,Joint: ST/NS14/20,30 mL,30 mm,Synthware, F363014M
,30 mL, Joint: ST/NS 19/22, frit O.D. 30 mm, porosity: coarse,,,,, | SYNF363019C |  | Aldrich | Synthware ™ Buchner funnel with inner joint |  | ,,,, | Labware , Manufacturer Browser , Synthware , Synthware Funnels |  | pkg of 1 ea,Joint: ST/NS19/22,30 mL,30 mm,Synthware, F363019C | , |  |  | pkg of 1 ea,Joint: ST/NS19/22,30 mL,30 mm,Synthware, F363019C
,30 mL, Joint: ST/NS 19/22, frit O.D. 30 mm, porosity: medium,,,,, | SYNF363019M |  | Aldrich | Synthware ™ Buchner funnel with inner joint |  | ,,,, | Labware , Manufacturer Browser , Synthware , Synthware Funnels |  | pkg of 1 ea,Joint: ST/NS19/22,30 mL,30 mm,Synthware, F363019M | , |  |  | pkg of 1 ea,Joint: ST/NS19/22,30 mL,30 mm,Synthware, F363019M
,30 mL, Joint: ST/NS 24/40, frit O.D. 30 mm, porosity: coarse,,,,, | SYNF363024C |  | Aldrich | Synthware ™ Buchner funnel with inner joint |  | ,,,, | Labware , Manufacturer Browser , Synthware , Synthware Funnels |  | pkg of 1 ea,Joint: ST/NS24/40,30 mL,30 mm,Synthware, F363024C | , |  |  | pkg of 1 ea,Joint: ST/NS24/40,30 mL,30 mm,Synthware, F363024C
,30 mL, Joint: ST/NS 24/40, frit O.D. 30 mm, porosity: medium,,,,, | SYNF363024M |  | Aldrich | Synthware ™ Buchner funnel with inner joint |  | ,,,, | Labware , Manufacturer Browser , Synthware , Synthware Funnels |  | pkg of 1 ea,Joint: ST/NS24/40,30 mL,30 mm,Synthware, F363024M | , |  |  | pkg of 1 ea,Joint: ST/NS24/40,30 mL,30 mm,Synthware, F363024M
,60 mL, Joint: ST/NS 14/20, frit O.D. 40 mm, porosity: coarse,,,,, | SYNF364014C |  | Aldrich | Synthware ™ Buchner funnel with inner joint |  | ,,,, | Labware , Manufacturer Browser , Synthware , Synthware Funnels |  | pkg of 1 ea,Joint: ST/NS14/20,60 mL,40 mm,Synthware, F364014C | , |  |  | pkg of 1 ea,Joint: ST/NS14/20,60 mL,40 mm,Synthware, F364014C
,60 mL, Joint: ST/NS 14/20, frit O.D. 40 mm, porosity: medium,,,,, | SYNF364014M |  | Aldrich | Synthware ™ Buchner funnel with inner joint |  | ,,,, | Labware , Manufacturer Browser , Synthware , Synthware Funnels |  | pkg of 1 ea,Joint: ST/NS14/20,60 mL,40 mm,Synthware, F364014M | , |  |  | pkg of 1 ea,Joint: ST/NS14/20,60 mL,40 mm,Synthware, F364014M
,60 mL, Joint: ST/NS 19/22, frit O.D. 40 mm, porosity: coarse,,,,, | SYNF364019C |  | Aldrich | Synthware ™ Buchner funnel with inner joint |  | ,,,, | Labware , Manufacturer Browser , Synthware , Synthware Funnels |  | pkg of 1 ea,Joint: ST/NS19/22,60 mL,40 mm,Synthware, F364019C | , |  |  | pkg of 1 ea,Joint: ST/NS19/22,60 mL,40 mm,Synthware, F364019C
,60 mL, Joint: ST/NS 19/22, frit O.D. 40 mm, porosity: medium,,,,, | SYNF364019M |  | Aldrich | Synthware ™ Buchner funnel with inner joint |  | ,,,, | Labware , Manufacturer Browser , Synthware , Synthware Funnels |  | pkg of 1 ea,Joint: ST/NS19/22,60 mL,40 mm,Synthware, F364019M | , |  |  | pkg of 1 ea,Joint: ST/NS19/22,60 mL,40 mm,Synthware, F364019M
,60 mL, Joint: ST/NS 24/40, frit O.D. 40 mm, porosity: coarse,,,,, | SYNF364024C |  | Aldrich | Synthware ™ Buchner funnel with inner joint |  | ,,,, | Labware , Manufacturer Browser , Synthware , Synthware Funnels |  | pkg of 1 ea,Joint: ST/NS24/40,60 mL,40 mm,Synthware, F364024C | , |  |  | pkg of 1 ea,Joint: ST/NS24/40,60 mL,40 mm,Synthware, F364024C
,60 mL, Joint: ST/NS 24/40, frit O.D. 40 mm, porosity: medium,,,,, | SYNF364024M |  | Aldrich | Synthware ™ Buchner funnel with inner joint |  | ,,,, | Labware , Manufacturer Browser , Synthware , Synthware Funnels |  | pkg of 1 ea,Joint: ST/NS24/40,60 mL,40 mm,Synthware, F364024M | , |  |  | pkg of 1 ea,Joint: ST/NS24/40,60 mL,40 mm,Synthware, F364024M
,150 mL, Joint: ST/NS 24/40, frit O.D. 60 mm, porosity: coarse,,,,, | SYNF366024C |  | Aldrich | Synthware ™ Buchner funnel with inner joint |  | ,,,, | Labware , Manufacturer Browser , Synthware , Synthware Funnels |  | pkg of 1 ea,Joint: ST/NS24/40,150 mL,60 mm,Synthware, F366024C | , |  |  | pkg of 1 ea,Joint: ST/NS24/40,150 mL,60 mm,Synthware, F366024C
,150 mL, Joint: ST/NS 24/40, frit O.D. 60 mm, porosity: medium,,,,, | SYNF366024M |  | Aldrich | Synthware ™ Buchner funnel with inner joint |  | ,,,, | Labware , Manufacturer Browser , Synthware , Synthware Funnels |  | pkg of 1 ea,Joint: ST/NS24/40,150 mL,60 mm,Synthware, F366024M | , |  |  | pkg of 1 ea,Joint: ST/NS24/40,150 mL,60 mm,Synthware, F366024M
,150 mL, Joint: ST/NS 29/42, frit O.D. 60 mm, porosity: coarse,,,,, | SYNF366029C |  | Aldrich | Synthware ™ Buchner funnel with inner joint |  | ,,,, | Labware , Manufacturer Browser , Synthware , Synthware Funnels |  | pkg of 1 ea,Joint: ST/NS29/42,150 mL,60 mm,Synthware, F366029C | , |  |  | pkg of 1 ea,Joint: ST/NS29/42,150 mL,60 mm,Synthware, F366029C
,150 mL, Joint: ST/NS 29/42, frit O.D. 60 mm, porosity: medium,,,,, | SYNF366029M |  | Aldrich | Synthware ™ Buchner funnel with inner joint |  | ,,,, | Labware , Manufacturer Browser , Synthware , Synthware Funnels |  | pkg of 1 ea,Joint: ST/NS29/42,150 mL,60 mm,Synthware, F366029M | , |  |  | pkg of 1 ea,Joint: ST/NS29/42,150 mL,60 mm,Synthware, F366029M
,350 mL, Joint: ST/NS 24/40, frit O.D. 80 mm, porosity: coarse,,,,, | SYNF368024C |  | Aldrich | Synthware ™ Buchner funnel with inner joint |  | ,,,, | Labware , Manufacturer Browser , Synthware , Synthware Funnels |  | pkg of 1 ea,Joint: ST/NS24/40,350 mL,80 mm,Synthware, F368024C | , |  |  | pkg of 1 ea,Joint: ST/NS24/40,350 mL,80 mm,Synthware, F368024C
,350 mL, Joint: ST/NS 24/40, frit O.D. 80 mm, porosity: medium,,,,, | SYNF368024M |  | Aldrich | Synthware ™ Buchner funnel with inner joint |  | ,,,, | Labware , Manufacturer Browser , Synthware , Synthware Funnels |  | pkg of 1 ea,Joint: ST/NS24/40,350 mL,80 mm,Synthware, F368024M | , |  |  | pkg of 1 ea,Joint: ST/NS24/40,350 mL,80 mm,Synthware, F368024M
,600 mL, Joint: ST/NS 24/40, frit O.D. 90 mm, porosity: coarse,,,,, | SYNF369024C |  | Aldrich | Synthware ™ Buchner funnel with inner joint |  | ,,,, | Labware , Manufacturer Browser , Synthware , Synthware Funnels |  | pkg of 1 ea,Joint: ST/NS24/40,600 mL,90 mm,Synthware, F369024C | , |  |  | pkg of 1 ea,Joint: ST/NS24/40,600 mL,90 mm,Synthware, F369024C
,600 mL, Joint: ST/NS 24/40, frit O.D. 90 mm, porosity: medium,,,,, | SYNF369024M |  | Aldrich | Synthware ™ Buchner funnel with inner joint |  | ,,,, | Labware , Manufacturer Browser , Synthware , Synthware Funnels |  | pkg of 1 ea,Joint: ST/NS24/40,600 mL,90 mm,Synthware, F369024M | , |  |  | pkg of 1 ea,Joint: ST/NS24/40,600 mL,90 mm,Synthware, F369024M
,30 mL, Joint: ST/NS 14/20, plate O.D. 32 mm,,,,, | SYNF963014 |  | Aldrich | Synthware ™ Buchner funnel with perforated plate |  | ,,,, | Labware , Manufacturer Browser , Synthware , Synthware Funnels |  | pkg of 1 ea,Joint: ST/NS14/20,30 mL,32 mm,Synthware, F963014 | , |  |  | pkg of 1 ea,Joint: ST/NS14/20,30 mL,32 mm,Synthware, F963014
,60 mL, plate diam. 42 mm,,,,, | SYNF804260 |  | Aldrich | Synthware ™ Buchner funnel with perforated plate |  | ,,,, | Labware , Manufacturer Browser , Synthware , Synthware Funnels |  | pkg of 1 ea,Synthware, F804260,42 mm,60 mL | , |  |  | pkg of 1 ea,Synthware, F804260,42 mm,60 mL
,30 mL, Joint: ST/NS 24/40, plate O.D. 32 mm,,,,, | SYNF963024 |  | Aldrich | Synthware ™ Buchner funnel with perforated plate |  | ,,,, | Labware , Manufacturer Browser , Synthware , Synthware Funnels |  | pkg of 1 ea,Joint: ST/NS24/40,30 mL,32 mm,Synthware, F963024 | , |  |  | pkg of 1 ea,Joint: ST/NS24/40,30 mL,32 mm,Synthware, F963024
,150 mL, plate diam. 60 mm,,,,, | SYNF806150 |  | Aldrich | Synthware ™ Buchner funnel with perforated plate |  | ,,,, | Labware , Manufacturer Browser , Synthware , Synthware Funnels |  | pkg of 1 ea,Synthware, F806150,60 mm,150 mL | , |  |  | pkg of 1 ea,Synthware, F806150,60 mm,150 mL
,60 mL, Joint: ST/NS 14/20, plate O.D. 42 mm,,,,, | SYNF964014 |  | Aldrich | Synthware ™ Buchner funnel with perforated plate |  | ,,,, | Labware , Manufacturer Browser , Synthware , Synthware Funnels |  | pkg of 1 ea,Joint: ST/NS14/20,60 mL,42 mm,Synthware, F964014 | , |  |  | pkg of 1 ea,Joint: ST/NS14/20,60 mL,42 mm,Synthware, F964014
,350 mL, plate diam. 80 mm,,,,, | SYNF808350 |  | Aldrich | Synthware ™ Buchner funnel with perforated plate |  | ,,,, | Labware , Manufacturer Browser , Synthware , Synthware Funnels |  | pkg of 1 ea,Synthware, F808350,80 mm,350 mL | , |  |  | pkg of 1 ea,Synthware, F808350,80 mm,350 mL
,60 mL, Joint: ST/NS 24/40, plate O.D. 42 mm,,,,, | SYNF964024 |  | Aldrich | Synthware ™ Buchner funnel with perforated plate |  | ,,,, | Labware , Manufacturer Browser , Synthware , Synthware Funnels |  | pkg of 1 ea,Joint: ST/NS24/40,60 mL,42 mm,Synthware, F964024 | , |  |  | pkg of 1 ea,Joint: ST/NS24/40,60 mL,42 mm,Synthware, F964024
,600 mL, plate diam. 90 mm,,,,, | SYNF809600 |  | Aldrich | Synthware ™ Buchner funnel with perforated plate |  | ,,,, | Labware , Manufacturer Browser , Synthware , Synthware Funnels |  | pkg of 1 ea,Synthware, F809600,90 mm,600 mL | , |  |  | pkg of 1 ea,Synthware, F809600,90 mm,600 mL
,150 mL, Joint: ST/NS 24/40, plate O.D. 60 mm,,,,, | SYNF966024 |  | Aldrich | Synthware ™ Buchner funnel with perforated plate |  | ,,,, | Labware , Manufacturer Browser , Synthware , Synthware Funnels |  | pkg of 1 ea,Joint: ST/NS24/40,150 mL,60 mm,Synthware, F966024 | , |  |  | pkg of 1 ea,Joint: ST/NS24/40,150 mL,60 mm,Synthware, F966024
,600 mL, Joint: ST/NS 24/40, plate O.D. 90 mm,,,,, | SYNF969024 |  | Aldrich | Synthware ™ Buchner funnel with perforated plate |  | ,,,, | Labware , Manufacturer Browser , Synthware , Synthware Funnels |  | pkg of 1 ea,Joint: ST/NS24/40,600 mL,90 mm,Synthware, F969024 | , |  |  | pkg of 1 ea,Joint: ST/NS24/40,600 mL,90 mm,Synthware, F969024
,Joint: ST/NS 24/40, plate O.D. 50 mm, porosity: coarse,,,,, | SYNF752450C |  | Aldrich | Synthware ™ filter funnel with fritted disc |  | ,,,, | Labware , Manufacturer Browser , Synthware , Synthware Funnels |  | pkg of 1 ea,Joint: ST/NS24/40,50 mm,Synthware, F752450C | , |  |  | pkg of 1 ea,Joint: ST/NS24/40,50 mm,Synthware, F752450C
,Joint: ST/NS 24/40, plate O.D. 50 mm, porosity: medium,,,,, | SYNF752450M |  | Aldrich | Synthware ™ filter funnel with fritted disc |  | ,,,, | Labware , Manufacturer Browser , Synthware , Synthware Funnels |  | pkg of 1 ea,Joint: ST/NS24/40,50 mm,Synthware, F752450M | , |  |  | pkg of 1 ea,Joint: ST/NS24/40,50 mm,Synthware, F752450M
,Joint: ST/NS 24/40, plate O.D. 75 mm, porosity: coarse,,,,, | SYNF752475C |  | Aldrich | Synthware ™ filter funnel with fritted disc |  | ,,,, | Labware , Manufacturer Browser , Synthware , Synthware Funnels |  | pkg of 1 ea,Joint: ST/NS24/40,75 mm,Synthware, F752475C | , |  |  | pkg of 1 ea,Joint: ST/NS24/40,75 mm,Synthware, F752475C
,Joint: ST/NS 24/40, plate O.D. 75 mm, porosity: medium,,,,, | SYNF752475M |  | Aldrich | Synthware ™ filter funnel with fritted disc |  | ,,,, | Labware , Manufacturer Browser , Synthware , Synthware Funnels |  | pkg of 1 ea,Joint: ST/NS24/40,75 mm,Synthware, F752475M | , |  |  | pkg of 1 ea,Joint: ST/NS24/40,75 mm,Synthware, F752475M
,Joint: ST/NS 24/40, plate O.D. 90 mm, porosity: coarse,,,,, | SYNF752490C |  | Aldrich | Synthware ™ filter funnel with fritted disc |  | ,,,, | Labware , Manufacturer Browser , Synthware , Synthware Funnels |  | pkg of 1 ea,Joint: ST/NS24/40,90 mm,Synthware, F752490C | , |  |  | pkg of 1 ea,Joint: ST/NS24/40,90 mm,Synthware, F752490C
,Joint: ST/NS 24/40, plate O.D. 90 mm, porosity: medium,,,,, | SYNF752490M |  | Aldrich | Synthware ™ filter funnel with fritted disc |  | ,,,, | Labware , Manufacturer Browser , Synthware , Synthware Funnels |  | pkg of 1 ea,Joint: ST/NS24/40,90 mm,Synthware, F752490M | , |  |  | pkg of 1 ea,Joint: ST/NS24/40,90 mm,Synthware, F752490M
,60 mL, Joint: ST/NS 14/20, porosity: medium,,,,, | SYNF371460M |  | Aldrich | Synthware ™ filter funnel with glass stopcock and high vacuum valve |  | ,,,, | Labware , Manufacturer Browser , Synthware , Synthware Funnels |  | pkg of 1 ea,Joint: ST/NS14/20,60 mL,Synthware, F371460M | , |  |  | pkg of 1 ea,Joint: ST/NS14/20,60 mL,Synthware, F371460M
,200 mL, Joint: ST/NS 14/20, porosity: coarse,,,,, | SYNF374200C |  | Aldrich | Synthware ™ filter funnel with glass stopcock and high vacuum valve |  | ,,,, | Labware , Manufacturer Browser , Synthware , Synthware Funnels |  | pkg of 1 ea,Joint: ST/NS14/20,200 mL,Synthware, F374200C | , |  |  | pkg of 1 ea,Joint: ST/NS14/20,200 mL,Synthware, F374200C
,200 mL, Joint: ST/NS 14/20, porosity: medium,,,,, | SYNF374200M |  | Aldrich | Synthware ™ filter funnel with glass stopcock and high vacuum valve |  | ,,,, | Labware , Manufacturer Browser , Synthware , Synthware Funnels |  | pkg of 1 ea,Joint: ST/NS14/20,200 mL,Synthware, F374200M | , |  |  | pkg of 1 ea,Joint: ST/NS14/20,200 mL,Synthware, F374200M
,60 mL, porosity: coarse,,,,, | SYNF973014C |  | Aldrich | Synthware ™ filter funnel with glass stopcocks |  | ,,,, | Labware , Manufacturer Browser , Synthware , Synthware Funnels |  | pkg of 1 ea,Synthware, F973014C,60 mL | , |  |  | pkg of 1 ea,Synthware, F973014C,60 mL
,60 mL, porosity: medium,,,,, | SYNF973014M |  | Aldrich | Synthware ™ filter funnel with glass stopcocks |  | ,,,, | Labware , Manufacturer Browser , Synthware , Synthware Funnels |  | pkg of 1 ea,Synthware, F973014M,60 mL | , |  |  | pkg of 1 ea,Synthware, F973014M,60 mL
,60 mL, Joint: ST/NS 24/40, porosity: coarse,,,,, | SYNF973024C |  | Aldrich | Synthware ™ filter funnel with glass stopcocks |  | ,,,, | Labware , Manufacturer Browser , Synthware , Synthware Funnels |  | pkg of 1 ea,Joint: ST/NS24/40,60 mL,Synthware, F973024C | , |  |  | pkg of 1 ea,Joint: ST/NS24/40,60 mL,Synthware, F973024C
,60 mL, Joint: ST/NS 24/40, porosity: medium,,,,, | SYNF973024M |  | Aldrich | Synthware ™ filter funnel with glass stopcocks |  | ,,,, | Labware , Manufacturer Browser , Synthware , Synthware Funnels |  | pkg of 1 ea,Joint: ST/NS24/40,60 mL,Synthware, F973024M | , |  |  | pkg of 1 ea,Joint: ST/NS24/40,60 mL,Synthware, F973024M
,Joint: ST/NS 24/40, plate O.D. 50 mm,,,,, | SYNF932450 |  | Aldrich | Synthware ™ filter funnel with perforated plate |  | ,,,, | Labware , Manufacturer Browser , Synthware , Synthware Funnels |  | pkg of 1 ea,Joint: ST/NS24/40,50 mm,Synthware, F932450 | , |  |  | pkg of 1 ea,Joint: ST/NS24/40,50 mm,Synthware, F932450
,Joint: ST/NS 24/40, plate O.D. 75 mm,,,,, | SYNF932475 |  | Aldrich | Synthware ™ filter funnel with perforated plate |  | ,,,, | Labware , Manufacturer Browser , Synthware , Synthware Funnels |  | pkg of 1 ea,Joint: ST/NS24/40,75 mm,Synthware, F932475 | , |  |  | pkg of 1 ea,Joint: ST/NS24/40,75 mm,Synthware, F932475
,Joint: ST/NS 24/40, plate O.D. 90 mm,,,,, | SYNF932490 |  | Aldrich | Synthware ™ filter funnel with perforated plate |  | ,,,, | Labware , Manufacturer Browser , Synthware , Synthware Funnels |  | pkg of 1 ea,Joint: ST/NS24/40,90 mm,Synthware, F932490 | , |  |  | pkg of 1 ea,Joint: ST/NS24/40,90 mm,Synthware, F932490
,Joint: ST/NS 24/40, top diam. 50 mm,,,,, | SYNF182450 |  | Aldrich | Synthware ™ powder funnel |  | ,,,, | Labware , Manufacturer Browser , Synthware , Synthware Funnels |  | pkg of 1 ea,Joint: ST/NS24/40,50 mm,Synthware, F182450 | , |  |  | pkg of 1 ea,Joint: ST/NS24/40,50 mm,Synthware, F182450
,Joint: ST/NS 24/40, top diam. 75 mm,,,,, | SYNF182475 |  | Aldrich | Synthware ™ powder funnel |  | ,,,, | Labware , Manufacturer Browser , Synthware , Synthware Funnels |  | pkg of 1 ea,Joint: ST/NS24/40,75 mm,Synthware, F182475 | , |  |  | pkg of 1 ea,Joint: ST/NS24/40,75 mm,Synthware, F182475
,Joint: ST/NS 24/40, top diam. 100 mm,,,,, | SYNF184100 |  | Aldrich | Synthware ™ powder funnel |  | ,,,, | Labware , Manufacturer Browser , Synthware , Synthware Funnels |  | pkg of 1 ea,Joint: ST/NS24/40,100 mm,Synthware, F184100 | , |  |  | pkg of 1 ea,Joint: ST/NS24/40,100 mm,Synthware, F184100
,Joint: ST/NS 29/42, top diam. 100 mm,,,,, | SYNF188100 |  | Aldrich | Synthware ™ powder funnel |  | ,,,, | Labware , Manufacturer Browser , Synthware , Synthware Funnels |  | pkg of 1 ea,Joint: ST/NS29/42,100 mm,Synthware, F188100 | , |  |  | pkg of 1 ea,Joint: ST/NS29/42,100 mm,Synthware, F188100
,Joint: ST/NS 24/40, top diam. 75 mm,,,,, | SYNF392475 |  | Aldrich | Synthware ™ powder funnel with 60 degree offset |  | ,,,, | Labware , Manufacturer Browser , Synthware , Synthware Funnels |  | pkg of 1 ea,Joint: ST/NS24/40,75 mm,Synthware, F392475 | , |  |  | pkg of 1 ea,Joint: ST/NS24/40,75 mm,Synthware, F392475
,Joint: ST/NS 24/40, top diam. 100 mm,,,,, | SYNF394100 |  | Aldrich | Synthware ™ powder funnel with 60 degree offset |  | ,,,, | Labware , Manufacturer Browser , Synthware , Synthware Funnels |  | pkg of 1 ea,Joint: ST/NS24/40,100 mm,Synthware, F394100 | , |  |  | pkg of 1 ea,Joint: ST/NS24/40,100 mm,Synthware, F394100
,Joint: ST/NS 14/20, top diam. 50 mm,,,,, | SYNF191450 |  | Aldrich | Synthware ™ powder funnel with flattened side |  | ,,,, | Labware , Manufacturer Browser , Synthware , Synthware Funnels |  | pkg of 1 ea,Joint: ST/NS14/20,50 mm,Synthware, F191450 | , |  |  | pkg of 1 ea,Joint: ST/NS14/20,50 mm,Synthware, F191450
,Joint: ST/NS 19/22, top diam. 50 mm,,,,, | SYNF191950 |  | Aldrich | Synthware ™ powder funnel with flattened side |  | ,,,, | Labware , Manufacturer Browser , Synthware , Synthware Funnels |  | pkg of 1 ea,Joint: ST/NS19/22,50 mm,Synthware, F191950 | , |  |  | pkg of 1 ea,Joint: ST/NS19/22,50 mm,Synthware, F191950
,Joint: ST/NS 24/40, top diam. 75 mm,,,,, | SYNF192475 |  | Aldrich | Synthware ™ powder funnel with flattened side |  | ,,,, | Labware , Manufacturer Browser , Synthware , Synthware Funnels |  | pkg of 1 ea,Joint: ST/NS24/40,75 mm,Synthware, F192475 | , |  |  | pkg of 1 ea,Joint: ST/NS24/40,75 mm,Synthware, F192475
,Joint: ST/NS 29/42, top diam. 75 mm,,,,, | SYNF192975 |  | Aldrich | Synthware ™ powder funnel with flattened side |  | ,,,, | Labware , Manufacturer Browser , Synthware , Synthware Funnels |  | pkg of 1 ea,Joint: ST/NS29/42,75 mm,Synthware, F192975 | , |  |  | pkg of 1 ea,Joint: ST/NS29/42,75 mm,Synthware, F192975
,Joint: ST/NS 24/40, top diam. 100 mm,,,,, | SYNF194100 |  | Aldrich | Synthware ™ powder funnel with flattened side |  | ,,,, | Labware , Manufacturer Browser , Synthware , Synthware Funnels |  | pkg of 1 ea,Joint: ST/NS24/40,100 mm,Synthware, F194100 | , |  |  | pkg of 1 ea,Joint: ST/NS24/40,100 mm,Synthware, F194100
,Joint: ST/NS 29/20, top diam. 100 mm,,,,, | SYNF198100 |  | Aldrich | Synthware ™ powder funnel with flattened side |  | ,,,, | Labware , Manufacturer Browser , Synthware , Synthware Funnels |  | pkg of 1 ea,Joint: ST/NS29/20,100 mm,Synthware, F198100 | , |  |  | pkg of 1 ea,Joint: ST/NS29/20,100 mm,Synthware, F198100
,10 mL, Joint: ST/NS 14/20, stopcock: PTFE,,,,, | SYNF621410 |  | Aldrich | Synthware ™ pressure equalizing addition funnel |  | ,,,, | Labware , Manufacturer Browser , Synthware , Synthware Funnels |  | pkg of 1 ea,Joint: ST/NS14/20,10 mL,Synthware, F621410 | , |  |  | pkg of 1 ea,Joint: ST/NS14/20,10 mL,Synthware, F621410
,10 mL, Joint: ST/NS 14/20, stopcock: glass,,,,, | SYNF621410G |  | Aldrich | Synthware ™ pressure equalizing addition funnel |  | ,,,, | Labware , Manufacturer Browser , Synthware , Synthware Funnels |  | pkg of 1 ea,Joint: ST/NS14/20,10 mL,Synthware, F621410G | , |  |  | pkg of 1 ea,Joint: ST/NS14/20,10 mL,Synthware, F621410G
,25 mL, Joint: ST/NS 14/20, stopcock: PTFE,,,,, | SYNF621425 |  | Aldrich | Synthware ™ pressure equalizing addition funnel |  | ,,,, | Labware , Manufacturer Browser , Synthware , Synthware Funnels |  | pkg of 1 ea,Joint: ST/NS14/20,25 mL,Synthware, F621425 | , |  |  | pkg of 1 ea,Joint: ST/NS14/20,25 mL,Synthware, F621425
,25 mL, Joint: ST/NS 14/20, stopcock: glass,,,,, | SYNF621425G |  | Aldrich | Synthware ™ pressure equalizing addition funnel |  | ,,,, | Labware , Manufacturer Browser , Synthware , Synthware Funnels |  | pkg of 1 ea,Joint: ST/NS14/20,25 mL,Synthware, F621425G | , |  |  | pkg of 1 ea,Joint: ST/NS14/20,25 mL,Synthware, F621425G
,25 mL, Joint: ST/NS 24/40, stopcock: PTFE,,,,, | SYNF622425 |  | Aldrich | Synthware ™ pressure equalizing addition funnel |  | ,,,, | Labware , Manufacturer Browser , Synthware , Synthware Funnels |  | pkg of 1 ea,Joint: ST/NS24/40,25 mL,Synthware, F622425 | , |  |  | pkg of 1 ea,Joint: ST/NS24/40,25 mL,Synthware, F622425
,60 mL, Joint: ST/NS 14/20, stopcock: glass,,,,, | SYNF621460G |  | Aldrich | Synthware ™ pressure equalizing addition funnel |  | ,,,, | Labware , Manufacturer Browser , Synthware , Synthware Funnels |  | pkg of 1 ea,Joint: ST/NS14/20,60 mL,Synthware, F621460G | , |  |  | pkg of 1 ea,Joint: ST/NS14/20,60 mL,Synthware, F621460G
,60 mL, Joint: ST/NS 14/20, stopcock: PTFE,,,,, | SYNF621460 |  | Aldrich | Synthware ™ pressure equalizing addition funnel |  | ,,,, | Labware , Manufacturer Browser , Synthware , Synthware Funnels |  | pkg of 1 ea,Joint: ST/NS14/20,60 mL,Synthware, F621460 | , |  |  | pkg of 1 ea,Joint: ST/NS14/20,60 mL,Synthware, F621460
,60 mL, Joint: ST/NS 24/40, stopcock: glass,,,,, | SYNF622460G |  | Aldrich | Synthware ™ pressure equalizing addition funnel |  | ,,,, | Labware , Manufacturer Browser , Synthware , Synthware Funnels |  | pkg of 1 ea,Joint: ST/NS24/40,60 mL,Synthware, F622460G | , |  |  | pkg of 1 ea,Joint: ST/NS24/40,60 mL,Synthware, F622460G
,60 mL, Joint: ST/NS 19/20, stopcock: PTFE,,,,, | SYNF621960 |  | Aldrich | Synthware ™ pressure equalizing addition funnel |  | ,,,, | Labware , Manufacturer Browser , Synthware , Synthware Funnels |  | pkg of 1 ea,Joint: ST/NS19/20,60 mL,Synthware, F621960 | , |  |  | pkg of 1 ea,Joint: ST/NS19/20,60 mL,Synthware, F621960
,125 mL, Joint: ST/NS 14/20, stopcock: glass,,,,, | SYNF621125G |  | Aldrich | Synthware ™ pressure equalizing addition funnel |  | ,,,, | Labware , Manufacturer Browser , Synthware , Synthware Funnels |  | pkg of 1 ea,Joint: ST/NS14/20,125 mL,Synthware, F621125G | , |  |  | pkg of 1 ea,Joint: ST/NS14/20,125 mL,Synthware, F621125G
,60 mL, Joint: ST/NS 24/40, stopcock: PTFE,,,,, | SYNF622460 |  | Aldrich | Synthware ™ pressure equalizing addition funnel |  | ,,,, | Labware , Manufacturer Browser , Synthware , Synthware Funnels |  | pkg of 1 ea,Joint: ST/NS24/40,60 mL,Synthware, F622460 | , |  |  | pkg of 1 ea,Joint: ST/NS24/40,60 mL,Synthware, F622460
,250 mL, Joint: ST/NS 24/40, stopcock: glass,,,,, | SYNF624250G |  | Aldrich | Synthware ™ pressure equalizing addition funnel |  | ,,,, | Labware , Manufacturer Browser , Synthware , Synthware Funnels |  | pkg of 1 ea,Joint: ST/NS24/40,250 mL,Synthware, F624250G | , |  |  | pkg of 1 ea,Joint: ST/NS24/40,250 mL,Synthware, F624250G
,125 mL, Joint: ST/NS 14/20, stopcock: PTFE,,,,, | SYNF621125 |  | Aldrich | Synthware ™ pressure equalizing addition funnel |  | ,,,, | Labware , Manufacturer Browser , Synthware , Synthware Funnels |  | pkg of 1 ea,Joint: ST/NS14/20,125 mL,Synthware, F621125 | , |  |  | pkg of 1 ea,Joint: ST/NS14/20,125 mL,Synthware, F621125
,125 mL, Joint: ST/NS 19/22, stopcock: PTFE,,,,, | SYNF629125 |  | Aldrich | Synthware ™ pressure equalizing addition funnel |  | ,,,, | Labware , Manufacturer Browser , Synthware , Synthware Funnels |  | pkg of 1 ea,Joint: ST/NS19/22,125 mL,Synthware, F629125 | , |  |  | pkg of 1 ea,Joint: ST/NS19/22,125 mL,Synthware, F629125
,125 mL, Joint: ST/NS 24/40, stopcock: PTFE,,,,, | SYNF624125 |  | Aldrich | Synthware ™ pressure equalizing addition funnel |  | ,,,, | Labware , Manufacturer Browser , Synthware , Synthware Funnels |  | pkg of 1 ea,Joint: ST/NS24/40,125 mL,Synthware, F624125 | , |  |  | pkg of 1 ea,Joint: ST/NS24/40,125 mL,Synthware, F624125
,250 mL, Joint: ST/NS 19/22, stopcock: PTFE,,,,, | SYNF629250 |  | Aldrich | Synthware ™ pressure equalizing addition funnel |  | ,,,, | Labware , Manufacturer Browser , Synthware , Synthware Funnels |  | pkg of 1 ea,Joint: ST/NS19/22,250 mL,Synthware, F629250 | , |  |  | pkg of 1 ea,Joint: ST/NS19/22,250 mL,Synthware, F629250
,250 mL, Joint: ST/NS 24/40, stopcock: PTFE,,,,, | SYNF624250 |  | Aldrich | Synthware ™ pressure equalizing addition funnel |  | ,,,, | Labware , Manufacturer Browser , Synthware , Synthware Funnels |  | pkg of 1 ea,Joint: ST/NS24/40,250 mL,Synthware, F624250 | , |  |  | pkg of 1 ea,Joint: ST/NS24/40,250 mL,Synthware, F624250
,500 mL, Joint: ST/NS 24/40, stopcock: PTFE,,,,, | SYNF624500 |  | Aldrich | Synthware ™ pressure equalizing addition funnel |  | ,,,, | Labware , Manufacturer Browser , Synthware , Synthware Funnels |  | pkg of 1 ea,Joint: ST/NS24/40,500 mL,Synthware, F624500 | , |  |  | pkg of 1 ea,Joint: ST/NS24/40,500 mL,Synthware, F624500
,1000 mL, Joint: ST/NS 24/40, stopcock: PTFE,,,,, | SYNF62241L |  | Aldrich | Synthware ™ pressure equalizing addition funnel |  | ,,,, | Labware , Manufacturer Browser , Synthware , Synthware Funnels |  | pkg of 1 ea,Joint: ST/NS24/40,1000 mL,Synthware, F62241L | , |  |  | pkg of 1 ea,Joint: ST/NS24/40,1000 mL,Synthware, F62241L
,10 mL, Joint: ST/NS 14/20,,,,, | SYNF611410 |  | Aldrich | Synthware ™ pressure equalizing addition funnel with metering stopcock |  | ,,,, | Labware , Manufacturer Browser , Synthware , Synthware Funnels |  | pkg of 1 ea,Joint: ST/NS14/20,10 mL,Synthware, F611410 | , |  |  | pkg of 1 ea,Joint: ST/NS14/20,10 mL,Synthware, F611410
,25 mL, Joint: ST/NS 14/20,,,,, | SYNF611425 |  | Aldrich | Synthware ™ pressure equalizing addition funnel with metering stopcock |  | ,,,, | Labware , Manufacturer Browser , Synthware , Synthware Funnels |  | pkg of 1 ea,Joint: ST/NS14/20,25 mL,Synthware, F611425 | , |  |  | pkg of 1 ea,Joint: ST/NS14/20,25 mL,Synthware, F611425
,60 mL, Joint: ST/NS 14/20,,,,, | SYNF611460 |  | Aldrich | Synthware ™ pressure equalizing addition funnel with metering stopcock |  | ,,,, | Labware , Manufacturer Browser , Synthware , Synthware Funnels |  | pkg of 1 ea,Joint: ST/NS14/20,60 mL,Synthware, F611460 | , |  |  | pkg of 1 ea,Joint: ST/NS14/20,60 mL,Synthware, F611460
,60 mL, Joint: ST/NS 19/22,,,,, | SYNF611960 |  | Aldrich | Synthware ™ pressure equalizing addition funnel with metering stopcock |  | ,,,, | Labware , Manufacturer Browser , Synthware , Synthware Funnels |  | pkg of 1 ea,Joint: ST/NS19/22,60 mL,Synthware, F611960 | , |  |  | pkg of 1 ea,Joint: ST/NS19/22,60 mL,Synthware, F611960
,60 mL, Joint: ST/NS 24/40,,,,, | SYNF612460 |  | Aldrich | Synthware ™ pressure equalizing addition funnel with metering stopcock |  | ,,,, | Labware , Manufacturer Browser , Synthware , Synthware Funnels |  | pkg of 1 ea,Joint: ST/NS24/40,60 mL,Synthware, F612460 | , |  |  | pkg of 1 ea,Joint: ST/NS24/40,60 mL,Synthware, F612460
,125 mL, Joint: ST/NS 24/40,,,,, | SYNF614125 |  | Aldrich | Synthware ™ pressure equalizing addition funnel with metering stopcock |  | ,,,, | Labware , Manufacturer Browser , Synthware , Synthware Funnels |  | pkg of 1 ea,Joint: ST/NS24/40,125 mL,Synthware, F614125 | , |  |  | pkg of 1 ea,Joint: ST/NS24/40,125 mL,Synthware, F614125
,250 mL, Joint: ST/NS 24/40,,,,, | SYNF614250 |  | Aldrich | Synthware ™ pressure equalizing addition funnel with metering stopcock |  | ,,,, | Labware , Manufacturer Browser , Synthware , Synthware Funnels |  | pkg of 1 ea,Joint: ST/NS24/40,250 mL,Synthware, F614250 | , |  |  | pkg of 1 ea,Joint: ST/NS24/40,250 mL,Synthware, F614250
,500 mL, Joint: ST/NS 24/40,,,,, | SYNF614500 |  | Aldrich | Synthware ™ pressure equalizing addition funnel with metering stopcock |  | ,,,, | Labware , Manufacturer Browser , Synthware , Synthware Funnels |  | pkg of 1 ea,Joint: ST/NS24/40,500 mL,Synthware, F614500 | , |  |  | pkg of 1 ea,Joint: ST/NS24/40,500 mL,Synthware, F614500
,25 mL, Joint: ST/NS 14/20, stopcock: PTFE,,,,, | SYNF671425 |  | Aldrich | Synthware ™ pressure equalizing addition funnel with PTFE stopcock in equalizing line |  | ,,,, | Labware , Manufacturer Browser , Synthware , Synthware Funnels |  | pkg of 1 ea,Joint: ST/NS14/20,25 mL,Synthware, F671425 | , |  |  | pkg of 1 ea,Joint: ST/NS14/20,25 mL,Synthware, F671425
,60 mL, Joint: ST/NS 24/40, stopcock: PTFE,,,,, | SYNF672460 |  | Aldrich | Synthware ™ pressure equalizing addition funnel with PTFE stopcock in equalizing line |  | ,,,, | Labware , Manufacturer Browser , Synthware , Synthware Funnels |  | pkg of 1 ea,Joint: ST/NS24/40,60 mL,Synthware, F672460 | , |  |  | pkg of 1 ea,Joint: ST/NS24/40,60 mL,Synthware, F672460
,125 mL, Joint: ST/NS 24/40, stopcock: PTFE,,,,, | SYNF674125 |  | Aldrich | Synthware ™ pressure equalizing addition funnel with PTFE stopcock in equalizing line |  | ,,,, | Labware , Manufacturer Browser , Synthware , Synthware Funnels |  | pkg of 1 ea,Joint: ST/NS24/40,125 mL,Synthware, F674125 | , |  |  | pkg of 1 ea,Joint: ST/NS24/40,125 mL,Synthware, F674125
,250 mL, Joint: ST/NS 24/40, stopcock: PTFE,,,,, | SYNF674250 |  | Aldrich | Synthware ™ pressure equalizing addition funnel with PTFE stopcock in equalizing line |  | ,,,, | Labware , Manufacturer Browser , Synthware , Synthware Funnels |  | pkg of 1 ea,Joint: ST/NS24/40,250 mL,Synthware, F674250 | , |  |  | pkg of 1 ea,Joint: ST/NS24/40,250 mL,Synthware, F674250
,500 mL, Joint: ST/NS 24/40, stopcock: PTFE,,,,, | SYNF674500 |  | Aldrich | Synthware ™ pressure equalizing addition funnel with PTFE stopcock in equalizing line |  | ,,,, | Labware , Manufacturer Browser , Synthware , Synthware Funnels |  | pkg of 1 ea,Joint: ST/NS24/40,500 mL,Synthware, F674500 | , |  |  | pkg of 1 ea,Joint: ST/NS24/40,500 mL,Synthware, F674500
,1000 mL, Joint: ST/NS 24/40, stopcock: PTFE,,,,, | SYNF67241L |  | Aldrich | Synthware ™ pressure equalizing addition funnel with PTFE stopcock in equalizing line |  | ,,,, | Labware , Manufacturer Browser , Synthware , Synthware Funnels |  | pkg of 1 ea,Joint: ST/NS24/40,1000 mL,Synthware, F67241L | , |  |  | pkg of 1 ea,Joint: ST/NS24/40,1000 mL,Synthware, F67241L
,25 mL, Joint: ST/NS 14/20, valve size 0-4 mm,,,,, | SYNF641425 |  | Aldrich | Synthware ™ pressure equalizing funnel with high vacuum valve |  | ,,,, | Labware , Manufacturer Browser , Synthware , Synthware Funnels |  | pkg of 1 ea,Joint: ST/NS14/20,25 mL,Synthware, F641425 | , |  |  | pkg of 1 ea,Joint: ST/NS14/20,25 mL,Synthware, F641425
,60 mL, Joint: ST/NS 14/20, valve size 0-4 mm,,,,, | SYNF641460 |  | Aldrich | Synthware ™ pressure equalizing funnel with high vacuum valve |  | ,,,, | Labware , Manufacturer Browser , Synthware , Synthware Funnels |  | pkg of 1 ea,Joint: ST/NS14/20,60 mL,Synthware, F641460 | , |  |  | pkg of 1 ea,Joint: ST/NS14/20,60 mL,Synthware, F641460
,60 mL, Joint: ST/NS 19/22, valve size 0-4 mm,,,,, | SYNF641960 |  | Aldrich | Synthware ™ pressure equalizing funnel with high vacuum valve |  | ,,,, | Labware , Manufacturer Browser , Synthware , Synthware Funnels |  | pkg of 1 ea,Joint: ST/NS19/22,60 mL,Synthware, F641960 | , |  |  | pkg of 1 ea,Joint: ST/NS19/22,60 mL,Synthware, F641960
,60 mL, Joint: ST/NS 24/40, valve size 0-4 mm,,,,, | SYNF642460 |  | Aldrich | Synthware ™ pressure equalizing funnel with high vacuum valve |  | ,,,, | Labware , Manufacturer Browser , Synthware , Synthware Funnels |  | pkg of 1 ea,Joint: ST/NS24/40,60 mL,Synthware, F642460 | , |  |  | pkg of 1 ea,Joint: ST/NS24/40,60 mL,Synthware, F642460
,125 mL, Joint: ST/NS 14/20, valve size 0-4 mm,,,,, | SYNF641125 |  | Aldrich | Synthware ™ pressure equalizing funnel with high vacuum valve |  | ,,,, | Labware , Manufacturer Browser , Synthware , Synthware Funnels |  | pkg of 1 ea,Joint: ST/NS14/20,125 mL,Synthware, F641125 | , |  |  | pkg of 1 ea,Joint: ST/NS14/20,125 mL,Synthware, F641125
,125 mL, Joint: ST/NS 19/22, valve size 0-4 mm,,,,, | SYNF649125 |  | Aldrich | Synthware ™ pressure equalizing funnel with high vacuum valve |  | ,,,, | Labware , Manufacturer Browser , Synthware , Synthware Funnels |  | pkg of 1 ea,Joint: ST/NS19/22,125 mL,Synthware, F649125 | , |  |  | pkg of 1 ea,Joint: ST/NS19/22,125 mL,Synthware, F649125
,125 mL, Joint: ST/NS 24/40, valve size 0-4 mm,,,,, | SYNF644125 |  | Aldrich | Synthware ™ pressure equalizing funnel with high vacuum valve |  | ,,,, | Labware , Manufacturer Browser , Synthware , Synthware Funnels |  | pkg of 1 ea,Joint: ST/NS24/40,125 mL,Synthware, F644125 | , |  |  | pkg of 1 ea,Joint: ST/NS24/40,125 mL,Synthware, F644125
,250 mL, Joint: ST/NS 24/40, valve size 0-4 mm,,,,, | SYNF644250 |  | Aldrich | Synthware ™ pressure equalizing funnel with high vacuum valve |  | ,,,, | Labware , Manufacturer Browser , Synthware , Synthware Funnels |  | pkg of 1 ea,Joint: ST/NS24/40,250 mL,Synthware, F644250 | , |  |  | pkg of 1 ea,Joint: ST/NS24/40,250 mL,Synthware, F644250
,top diam. 75 mm,,,,, | SYNF291275 |  | Aldrich | Synthware ™ solvent addition funnel |  | ,,,, | Labware , Manufacturer Browser , Synthware , Synthware Funnels |  | pkg of 1 ea,Synthware, F291275,75 mm | , |  |  | pkg of 1 ea,Synthware, F291275,75 mm
,top diam. 100 mm,,,,, | SYNF291210 |  | Aldrich | Synthware ™ solvent addition funnel |  | ,,,, | Labware , Manufacturer Browser , Synthware , Synthware Funnels |  | pkg of 1 ea,Synthware, F291210,100 mm | , |  |  | pkg of 1 ea,Synthware, F291210,100 mm
,top diam. 75 mm,,,,, | SYNF291975 |  | Aldrich | Synthware ™ solvent addition funnel |  | ,,,, | Labware , Manufacturer Browser , Synthware , Synthware Funnels |  | pkg of 1 ea,Synthware, F291975,75 mm | , |  |  | pkg of 1 ea,Synthware, F291975,75 mm
,top diam. 100 mm,,,,, | SYNF291910 |  | Aldrich | Synthware ™ solvent addition funnel |  | ,,,, | Labware , Manufacturer Browser , Synthware , Synthware Funnels |  | pkg of 1 ea,Synthware, F291910,100 mm | , |  |  | pkg of 1 ea,Synthware, F291910,100 mm
,top diam. 100 mm,,,,, | SYNF292810 |  | Aldrich | Synthware ™ solvent addition funnel |  | ,,,, | Labware , Manufacturer Browser , Synthware , Synthware Funnels |  | pkg of 1 ea,Synthware, F292810,100 mm | , |  |  | pkg of 1 ea,Synthware, F292810,100 mm
,top diam. 125 mm,,,,, | SYNF292812 |  | Aldrich | Synthware ™ solvent addition funnel |  | ,,,, | Labware , Manufacturer Browser , Synthware , Synthware Funnels |  | pkg of 1 ea,Synthware, F292812,125 mm | , |  |  | pkg of 1 ea,Synthware, F292812,125 mm
,30 mL, stopper size #13,,,,, | SYNF780030 |  | Aldrich | Synthware ™ Squibb separatory funnel with glass stopcock |  | ,,,, | Labware , Manufacturer Browser , Synthware , Synthware Funnels |  | pkg of 1 ea,Synthware, F780030,30 mL | , |  |  | pkg of 1 ea,Synthware, F780030,30 mL
,60 mL, stopper size #16,,,,, | SYNF780060 |  | Aldrich | Synthware ™ Squibb separatory funnel with glass stopcock |  | ,,,, | Labware , Manufacturer Browser , Synthware , Synthware Funnels |  | pkg of 1 ea,Synthware, F780060,60 mL | , |  |  | pkg of 1 ea,Synthware, F780060,60 mL
,125 mL, stopper size #22,,,,, | SYNF780125 |  | Aldrich | Synthware ™ Squibb separatory funnel with glass stopcock |  | ,,,, | Labware , Manufacturer Browser , Synthware , Synthware Funnels |  | pkg of 1 ea,Synthware, F780125,125 mL | , |  |  | pkg of 1 ea,Synthware, F780125,125 mL
,250 mL, stopper size #22,,,,, | SYNF780250 |  | Aldrich | Synthware ™ Squibb separatory funnel with glass stopcock |  | ,,,, | Labware , Manufacturer Browser , Synthware , Synthware Funnels |  | pkg of 1 ea,Synthware, F780250,250 mL | , |  |  | pkg of 1 ea,Synthware, F780250,250 mL
,500 mL, stopper size #27,,,,, | SYNF780500 |  | Aldrich | Synthware ™ Squibb separatory funnel with glass stopcock |  | ,,,, | Labware , Manufacturer Browser , Synthware , Synthware Funnels |  | pkg of 1 ea,Synthware, F780500,500 mL | , |  |  | pkg of 1 ea,Synthware, F780500,500 mL
,1000 mL, stopper size #27,,,,, | SYNF787000 |  | Aldrich | Synthware ™ Squibb separatory funnel with glass stopcock |  | ,,,, | Labware , Manufacturer Browser , Synthware , Synthware Funnels |  | pkg of 1 ea,Synthware, F787000,1000 mL | , |  |  | pkg of 1 ea,Synthware, F787000,1000 mL
,10 mL, top Joint: ST/NS 14/20,,,,, | SYNF471010 |  | Aldrich | Synthware ™ Squibb-style separatory funnel with PTFE stopcock and PTFE stopper |  | ,,,, | Labware , Manufacturer Browser , Synthware , Synthware Funnels |  | pkg of 1 ea,Joint: ST/NS top14/20,10 mL,Synthware, F471010 | , |  |  | pkg of 1 ea,Joint: ST/NS top14/20,10 mL,Synthware, F471010
,25 mL, top Joint: ST/NS 14/20,,,,, | SYNF471025 |  | Aldrich | Synthware ™ Squibb-style separatory funnel with PTFE stopcock and PTFE stopper |  | ,,,, | Labware , Manufacturer Browser , Synthware , Synthware Funnels |  | pkg of 1 ea,Joint: ST/NS top14/20,25 mL,Synthware, F471025 | , |  |  | pkg of 1 ea,Joint: ST/NS top14/20,25 mL,Synthware, F471025
,25 mL, top Joint: ST/NS 19/22,,,,, | SYNF479025 |  | Aldrich | Synthware ™ Squibb-style separatory funnel with PTFE stopcock and PTFE stopper |  | ,,,, | Labware , Manufacturer Browser , Synthware , Synthware Funnels |  | pkg of 1 ea,Joint: ST/NS top19/22,25 mL,Synthware, F479025 | , |  |  | pkg of 1 ea,Joint: ST/NS top19/22,25 mL,Synthware, F479025
,30 mL, Joints: (13),,,,, | SYNF471330 |  | Aldrich | Synthware ™ Squibb-style separatory funnel with PTFE stopcock and PTFE stopper |  | ,,,, | Labware , Manufacturer Browser , Synthware , Synthware Funnels |  | pkg of 1 ea,Joints: (13),30 mL,Synthware, F471330 | , |  |  | pkg of 1 ea,Joints: (13),30 mL,Synthware, F471330
,50 mL, top Joint: ST/NS 14/20,,,,, | SYNF471050 |  | Aldrich | Synthware ™ Squibb-style separatory funnel with PTFE stopcock and PTFE stopper |  | ,,,, | Labware , Manufacturer Browser , Synthware , Synthware Funnels |  | pkg of 1 ea,Joint: ST/NS top14/20,50 mL,Synthware, F471050 | , |  |  | pkg of 1 ea,Joint: ST/NS top14/20,50 mL,Synthware, F471050
,50 mL, top Joint: ST/NS 19/22,,,,, | SYNF479050 |  | Aldrich | Synthware ™ Squibb-style separatory funnel with PTFE stopcock and PTFE stopper |  | ,,,, | Labware , Manufacturer Browser , Synthware , Synthware Funnels |  | pkg of 1 ea,Joint: ST/NS top19/22,50 mL,Synthware, F479050 | , |  |  | pkg of 1 ea,Joint: ST/NS top19/22,50 mL,Synthware, F479050
,60 mL, Joints: (16),,,,, | SYNF471660 |  | Aldrich | Synthware ™ Squibb-style separatory funnel with PTFE stopcock and PTFE stopper |  | ,,,, | Labware , Manufacturer Browser , Synthware , Synthware Funnels |  | pkg of 1 ea,Joints: (16),60 mL,Synthware, F471660 | , |  |  | pkg of 1 ea,Joints: (16),60 mL,Synthware, F471660
,100 mL, top Joint: ST/NS 14/20,,,,, | SYNF471100 |  | Aldrich | Synthware ™ Squibb-style separatory funnel with PTFE stopcock and PTFE stopper |  | ,,,, | Labware , Manufacturer Browser , Synthware , Synthware Funnels |  | pkg of 1 ea,Joint: ST/NS top14/20,100 mL,Synthware, F471100 | , |  |  | pkg of 1 ea,Joint: ST/NS top14/20,100 mL,Synthware, F471100
,100 mL, top Joint: ST/NS 19/22,,,,, | SYNF479100 |  | Aldrich | Synthware ™ Squibb-style separatory funnel with PTFE stopcock and PTFE stopper |  | ,,,, | Labware , Manufacturer Browser , Synthware , Synthware Funnels |  | pkg of 1 ea,Joint: ST/NS top19/22,100 mL,Synthware, F479100 | , |  |  | pkg of 1 ea,Joint: ST/NS top19/22,100 mL,Synthware, F479100
,125 mL, top Joint: ST/NS 14/20,,,,, | SYNF471125 |  | Aldrich | Synthware ™ Squibb-style separatory funnel with PTFE stopcock and PTFE stopper |  | ,,,, | Labware , Manufacturer Browser , Synthware , Synthware Funnels |  | pkg of 1 ea,Joint: ST/NS top14/20,125 mL,Synthware, F471125 | , |  |  | pkg of 1 ea,Joint: ST/NS top14/20,125 mL,Synthware, F471125
,125 mL, top Joint: ST/NS 19/22,,,,, | SYNF479125 |  | Aldrich | Synthware ™ Squibb-style separatory funnel with PTFE stopcock and PTFE stopper |  | ,,,, | Labware , Manufacturer Browser , Synthware , Synthware Funnels |  | pkg of 1 ea,Joint: ST/NS top19/22,125 mL,Synthware, F479125 | , |  |  | pkg of 1 ea,Joint: ST/NS top19/22,125 mL,Synthware, F479125
,125 mL, top Joint: ST/NS 24/40,,,,, | SYNF474125 |  | Aldrich | Synthware ™ Squibb-style separatory funnel with PTFE stopcock and PTFE stopper |  | ,,,, | Labware , Manufacturer Browser , Synthware , Synthware Funnels |  | pkg of 1 ea,Joint: ST/NS top24/40,125 mL,Synthware, F474125 | , |  |  | pkg of 1 ea,Joint: ST/NS top24/40,125 mL,Synthware, F474125
,125 mL, Joints: (22),,,,, | SYNF472125 |  | Aldrich | Synthware ™ Squibb-style separatory funnel with PTFE stopcock and PTFE stopper |  | ,,,, | Labware , Manufacturer Browser , Synthware , Synthware Funnels |  | pkg of 1 ea,Joints: (22),125 mL,Synthware, F472125 | , |  |  | pkg of 1 ea,Joints: (22),125 mL,Synthware, F472125
,250 mL, top Joint: ST/NS 19/22,,,,, | SYNF479250 |  | Aldrich | Synthware ™ Squibb-style separatory funnel with PTFE stopcock and PTFE stopper |  | ,,,, | Labware , Manufacturer Browser , Synthware , Synthware Funnels |  | pkg of 1 ea,Joint: ST/NS top19/22,250 mL,Synthware, F479250 | , |  |  | pkg of 1 ea,Joint: ST/NS top19/22,250 mL,Synthware, F479250
,250 mL, top Joint: ST/NS 24/40,,,,, | SYNF474250 |  | Aldrich | Synthware ™ Squibb-style separatory funnel with PTFE stopcock and PTFE stopper |  | ,,,, | Labware , Manufacturer Browser , Synthware , Synthware Funnels |  | pkg of 1 ea,Joint: ST/NS top24/40,250 mL,Synthware, F474250 | , |  |  | pkg of 1 ea,Joint: ST/NS top24/40,250 mL,Synthware, F474250
,250 mL, top Joint: ST/NS 29/42,,,,, | SYNF472925 |  | Aldrich | Synthware ™ Squibb-style separatory funnel with PTFE stopcock and PTFE stopper |  | ,,,, | Labware , Manufacturer Browser , Synthware , Synthware Funnels |  | pkg of 1 ea,Joint: ST/NS top29/42,250 mL,Synthware, F472925 | , |  |  | pkg of 1 ea,Joint: ST/NS top29/42,250 mL,Synthware, F472925
,250 mL, Joints: (22),,,,, | SYNF472250 |  | Aldrich | Synthware ™ Squibb-style separatory funnel with PTFE stopcock and PTFE stopper |  | ,,,, | Labware , Manufacturer Browser , Synthware , Synthware Funnels |  | pkg of 1 ea,Joints: (22),250 mL,Synthware, F472250 | , |  |  | pkg of 1 ea,Joints: (22),250 mL,Synthware, F472250
,500 mL, top Joint: ST/NS 29/42,,,,, | SYNF472950 |  | Aldrich | Synthware ™ Squibb-style separatory funnel with PTFE stopcock and PTFE stopper |  | ,,,, | Labware , Manufacturer Browser , Synthware , Synthware Funnels |  | pkg of 1 ea,Joint: ST/NS top29/42,500 mL,Synthware, F472950 | , |  |  | pkg of 1 ea,Joint: ST/NS top29/42,500 mL,Synthware, F472950
,500 mL, Joints: (27),,,,, | SYNF477500 |  | Aldrich | Synthware ™ Squibb-style separatory funnel with PTFE stopcock and PTFE stopper |  | ,,,, | Labware , Manufacturer Browser , Synthware , Synthware Funnels |  | pkg of 1 ea,Joints: (27),500 mL,Synthware, F477500 | , |  |  | pkg of 1 ea,Joints: (27),500 mL,Synthware, F477500
,1000 mL, Joint: ST/NS 24/40,,,,, | SYNF474000 |  | Aldrich | Synthware ™ Squibb-style separatory funnel with PTFE stopcock and PTFE stopper |  | ,,,, | Labware , Manufacturer Browser , Synthware , Synthware Funnels |  | pkg of 1 ea,Joint: ST/NS24/40,1000 mL,Synthware, F474000 | , |  |  | pkg of 1 ea,Joint: ST/NS24/40,1000 mL,Synthware, F474000
,1000 mL, Joints: (27),,,,, | SYNF477000 |  | Aldrich | Synthware ™ Squibb-style separatory funnel with PTFE stopcock and PTFE stopper |  | ,,,, | Labware , Manufacturer Browser , Synthware , Synthware Funnels |  | pkg of 1 ea,Joints: (27),1000 mL,Synthware, F477000 | , |  |  | pkg of 1 ea,Joints: (27),1000 mL,Synthware, F477000
,10 mL, top Joint: ST/NS 14/20,,,,, | SYNF471010A |  | Aldrich | Synthware ™ Squibb-style separatory funnel with PTFE stopcock and PTFE stopper |  | ,,,, | Labware , Manufacturer Browser , Synthware , Synthware Funnels |  | pkg of 1 ea,Joint: ST/NS top14/20,10 mL,Synthware, F471010A | , |  |  | pkg of 1 ea,Joint: ST/NS top14/20,10 mL,Synthware, F471010A
,10 mL, top Joint: ST/NS 19/22,,,,, | SYNF479010A |  | Aldrich | Synthware ™ Squibb-style separatory funnel with PTFE stopcock and PTFE stopper |  | ,,,, | Labware , Manufacturer Browser , Synthware , Synthware Funnels |  | pkg of 1 ea,Joint: ST/NS top19/22,10 mL,Synthware, F479010A | , |  |  | pkg of 1 ea,Joint: ST/NS top19/22,10 mL,Synthware, F479010A
,25 mL, top Joint: ST/NS 14/20,,,,, | SYNF471025A |  | Aldrich | Synthware ™ Squibb-style separatory funnel with PTFE stopcock and PTFE stopper |  | ,,,, | Labware , Manufacturer Browser , Synthware , Synthware Funnels |  | pkg of 1 ea,Joint: ST/NS top14/20,25 mL,Synthware, F471025A | , |  |  | pkg of 1 ea,Joint: ST/NS top14/20,25 mL,Synthware, F471025A
,25 mL, top Joint: ST/NS 19/22,,,,, | SYNF479025A |  | Aldrich | Synthware ™ Squibb-style separatory funnel with PTFE stopcock and PTFE stopper |  | ,,,, | Labware , Manufacturer Browser , Synthware , Synthware Funnels |  | pkg of 1 ea,Joint: ST/NS top19/22,25 mL,Synthware, F479025A | , |  |  | pkg of 1 ea,Joint: ST/NS top19/22,25 mL,Synthware, F479025A
,30 mL, Joints: (13),,,,, | SYNF471330A |  | Aldrich | Synthware ™ Squibb-style separatory funnel with PTFE stopcock and PTFE stopper |  | ,,,, | Labware , Manufacturer Browser , Synthware , Synthware Funnels |  | pkg of 1 ea,Joints: (13),30 mL,Synthware, F471330A | , |  |  | pkg of 1 ea,Joints: (13),30 mL,Synthware, F471330A
,50 mL, top Joint: ST/NS 14/20,,,,, | SYNF471050A |  | Aldrich | Synthware ™ Squibb-style separatory funnel with PTFE stopcock and PTFE stopper |  | ,,,, | Labware , Manufacturer Browser , Synthware , Synthware Funnels |  | pkg of 1 ea,Joint: ST/NS top14/20,50 mL,Synthware, F471050A | , |  |  | pkg of 1 ea,Joint: ST/NS top14/20,50 mL,Synthware, F471050A
,50 mL, top Joint: ST/NS 19/22,,,,, | SYNF479050A |  | Aldrich | Synthware ™ Squibb-style separatory funnel with PTFE stopcock and PTFE stopper |  | ,,,, | Labware , Manufacturer Browser , Synthware , Synthware Funnels |  | pkg of 1 ea,Joint: ST/NS top19/22,50 mL,Synthware, F479050A | , |  |  | pkg of 1 ea,Joint: ST/NS top19/22,50 mL,Synthware, F479050A
,60 mL, Joints: (16),,,,, | SYNF471660A |  | Aldrich | Synthware ™ Squibb-style separatory funnel with PTFE stopcock and PTFE stopper |  | ,,,, | Labware , Manufacturer Browser , Synthware , Synthware Funnels |  | pkg of 1 ea,Joints: (16),60 mL,Synthware, F471660A | , |  |  | pkg of 1 ea,Joints: (16),60 mL,Synthware, F471660A
,100 mL, top Joint: ST/NS 14/20,,,,, | SYNF471100A |  | Aldrich | Synthware ™ Squibb-style separatory funnel with PTFE stopcock and PTFE stopper |  | ,,,, | Labware , Manufacturer Browser , Synthware , Synthware Funnels |  | pkg of 1 ea,Joint: ST/NS top14/20,100 mL,Synthware, F471100A | , |  |  | pkg of 1 ea,Joint: ST/NS top14/20,100 mL,Synthware, F471100A
,100 mL, top Joint: ST/NS 19/22,,,,, | SYNF479100A |  | Aldrich | Synthware ™ Squibb-style separatory funnel with PTFE stopcock and PTFE stopper |  | ,,,, | Labware , Manufacturer Browser , Synthware , Synthware Funnels |  | pkg of 1 ea,Joint: ST/NS top19/22,100 mL,Synthware, F479100A | , |  |  | pkg of 1 ea,Joint: ST/NS top19/22,100 mL,Synthware, F479100A
,125 mL, top Joint: ST/NS 14/20,,,,, | SYNF471125A |  | Aldrich | Synthware ™ Squibb-style separatory funnel with PTFE stopcock and PTFE stopper |  | ,,,, | Labware , Manufacturer Browser , Synthware , Synthware Funnels |  | pkg of 1 ea,Joint: ST/NS top14/20,125 mL,Synthware, F471125A | , |  |  | pkg of 1 ea,Joint: ST/NS top14/20,125 mL,Synthware, F471125A
,125 mL, top Joint: ST/NS 19/22,,,,, | SYNF479125A |  | Aldrich | Synthware ™ Squibb-style separatory funnel with PTFE stopcock and PTFE stopper |  | ,,,, | Labware , Manufacturer Browser , Synthware , Synthware Funnels |  | pkg of 1 ea,Joint: ST/NS top19/22,125 mL,Synthware, F479125A | , |  |  | pkg of 1 ea,Joint: ST/NS top19/22,125 mL,Synthware, F479125A
,125 mL, top Joint: ST/NS 24/40,,,,, | SYNF474125A |  | Aldrich | Synthware ™ Squibb-style separatory funnel with PTFE stopcock and PTFE stopper |  | ,,,, | Labware , Manufacturer Browser , Synthware , Synthware Funnels |  | pkg of 1 ea,Joint: ST/NS top24/40,125 mL,Synthware, F474125A | , |  |  | pkg of 1 ea,Joint: ST/NS top24/40,125 mL,Synthware, F474125A
,125 mL, Joints: (22),,,,, | SYNF472125A |  | Aldrich | Synthware ™ Squibb-style separatory funnel with PTFE stopcock and PTFE stopper |  | ,,,, | Labware , Manufacturer Browser , Synthware , Synthware Funnels |  | pkg of 1 ea,Joints: (22),125 mL,Synthware, F472125A | , |  |  | pkg of 1 ea,Joints: (22),125 mL,Synthware, F472125A
,250 mL, top Joint: ST/NS 19/22,,,,, | SYNF479250A |  | Aldrich | Synthware ™ Squibb-style separatory funnel with PTFE stopcock and PTFE stopper |  | ,,,, | Labware , Manufacturer Browser , Synthware , Synthware Funnels |  | pkg of 1 ea,Joint: ST/NS top19/22,250 mL,Synthware, F479250A | , |  |  | pkg of 1 ea,Joint: ST/NS top19/22,250 mL,Synthware, F479250A
,250 mL, top Joint: ST/NS 24/40,,,,, | SYNF474250A |  | Aldrich | Synthware ™ Squibb-style separatory funnel with PTFE stopcock and PTFE stopper |  | ,,,, | Labware , Manufacturer Browser , Synthware , Synthware Funnels |  | pkg of 1 ea,Joint: ST/NS top24/40,250 mL,Synthware, F474250A | , |  |  | pkg of 1 ea,Joint: ST/NS top24/40,250 mL,Synthware, F474250A
,250 mL, top Joint: ST/NS 29/42,,,,, | SYNF472925A |  | Aldrich | Synthware ™ Squibb-style separatory funnel with PTFE stopcock and PTFE stopper |  | ,,,, | Labware , Manufacturer Browser , Synthware , Synthware Funnels |  | pkg of 1 ea,Joint: ST/NS top29/42,250 mL,Synthware, F472925A | , |  |  | pkg of 1 ea,Joint: ST/NS top29/42,250 mL,Synthware, F472925A
,250 mL, Joints: (22),,,,, | SYNF472250A |  | Aldrich | Synthware ™ Squibb-style separatory funnel with PTFE stopcock and PTFE stopper |  | ,,,, | Labware , Manufacturer Browser , Synthware , Synthware Funnels |  | pkg of 1 ea,Joints: (22),250 mL,Synthware, F472250A | , |  |  | pkg of 1 ea,Joints: (22),250 mL,Synthware, F472250A
,500 mL, top Joint: ST/NS 29/42,,,,, | SYNF472950A |  | Aldrich | Synthware ™ Squibb-style separatory funnel with PTFE stopcock and PTFE stopper |  | ,,,, | Labware , Manufacturer Browser , Synthware , Synthware Funnels |  | pkg of 1 ea,Joint: ST/NS top29/42,500 mL,Synthware, F472950A | , |  |  | pkg of 1 ea,Joint: ST/NS top29/42,500 mL,Synthware, F472950A
,500 mL, Joints: (27),,,,, | SYNF477500A |  | Aldrich | Synthware ™ Squibb-style separatory funnel with PTFE stopcock and PTFE stopper |  | ,,,, | Labware , Manufacturer Browser , Synthware , Synthware Funnels |  | pkg of 1 ea,Joints: (27),500 mL,Synthware, F477500A | , |  |  | pkg of 1 ea,Joints: (27),500 mL,Synthware, F477500A
,1000 mL, top Joint: ST/NS 24/40,,,,, | SYNF474000A |  | Aldrich | Synthware ™ Squibb-style separatory funnel with PTFE stopcock and PTFE stopper |  | ,,,, | Labware , Manufacturer Browser , Synthware , Synthware Funnels |  | pkg of 1 ea,Joint: ST/NS top24/40,1000 mL,Synthware, F474000A | , |  |  | pkg of 1 ea,Joint: ST/NS top24/40,1000 mL,Synthware, F474000A
,1000 mL, Joints: (27),,,,, | SYNF477000A |  | Aldrich | Synthware ™ Squibb-style separatory funnel with PTFE stopcock and PTFE stopper |  | ,,,, | Labware , Manufacturer Browser , Synthware , Synthware Funnels |  | pkg of 1 ea,Joints: (27),1000 mL,Synthware, F477000A | , |  |  | pkg of 1 ea,Joints: (27),1000 mL,Synthware, F477000A
,10 mL, Joint: ST/NS 14/20, PTFE stopcock and PTFE stopper,,,,, | SYNF451010 |  | Aldrich | Synthware ™ Squibb-style separatory funnel with standard taper joints, PTFE stopcock and PTFE stopper |  | ,,,, | Labware , Manufacturer Browser , Synthware , Synthware Funnels |  | pkg of 1 ea,Joint: ST/NS14/20,10 mL,Synthware, F451010 | , |  |  | pkg of 1 ea,Joint: ST/NS14/20,10 mL,Synthware, F451010
,25 mL, Joint: ST/NS 14/20, PTFE stopcock and PTFE stopper,,,,, | SYNF451025 |  | Aldrich | Synthware ™ Squibb-style separatory funnel with standard taper joints, PTFE stopcock and PTFE stopper |  | ,,,, | Labware , Manufacturer Browser , Synthware , Synthware Funnels |  | pkg of 1 ea,Joint: ST/NS14/20,25 mL,Synthware, F451025 | , |  |  | pkg of 1 ea,Joint: ST/NS14/20,25 mL,Synthware, F451025
,25 mL, Joint: ST/NS 19/22, PTFE stopcock and PTFE stopper,,,,, | SYNF459025 |  | Aldrich | Synthware ™ Squibb-style separatory funnel with standard taper joints, PTFE stopcock and PTFE stopper |  | ,,,, | Labware , Manufacturer Browser , Synthware , Synthware Funnels |  | pkg of 1 ea,Joint: ST/NS19/22,25 mL,Synthware, F459025 | , |  |  | pkg of 1 ea,Joint: ST/NS19/22,25 mL,Synthware, F459025
,50 mL, Joint: ST/NS 14/20, PTFE stopcock and PTFE stopper,,,,, | SYNF451050 |  | Aldrich | Synthware ™ Squibb-style separatory funnel with standard taper joints, PTFE stopcock and PTFE stopper |  | ,,,, | Labware , Manufacturer Browser , Synthware , Synthware Funnels |  | pkg of 1 ea,Joint: ST/NS14/20,50 mL,Synthware, F451050 | , |  |  | pkg of 1 ea,Joint: ST/NS14/20,50 mL,Synthware, F451050
,50 mL, Joint: ST/NS 19/22, PTFE stopcock and PTFE stopper,,,,, | SYNF459050 |  | Aldrich | Synthware ™ Squibb-style separatory funnel with standard taper joints, PTFE stopcock and PTFE stopper |  | ,,,, | Labware , Manufacturer Browser , Synthware , Synthware Funnels |  | pkg of 1 ea,Joint: ST/NS19/22,50 mL,Synthware, F459050 | , |  |  | pkg of 1 ea,Joint: ST/NS19/22,50 mL,Synthware, F459050
,100 mL, Joint: ST/NS 14/20, PTFE stopcock and PTFE stopper,,,,, | SYNF451100 |  | Aldrich | Synthware ™ Squibb-style separatory funnel with standard taper joints, PTFE stopcock and PTFE stopper |  | ,,,, | Labware , Manufacturer Browser , Synthware , Synthware Funnels |  | pkg of 1 ea,Joint: ST/NS14/20,100 mL,Synthware, F451100 | , |  |  | pkg of 1 ea,Joint: ST/NS14/20,100 mL,Synthware, F451100
,100 mL, Joint: ST/NS 19/22, PTFE stopcock and PTFE stopper,,,,, | SYNF459100 |  | Aldrich | Synthware ™ Squibb-style separatory funnel with standard taper joints, PTFE stopcock and PTFE stopper |  | ,,,, | Labware , Manufacturer Browser , Synthware , Synthware Funnels |  | pkg of 1 ea,Joint: ST/NS19/22,100 mL,Synthware, F459100 | , |  |  | pkg of 1 ea,Joint: ST/NS19/22,100 mL,Synthware, F459100
,125 mL, Joint: ST/NS 14/20, PTFE stopcock and PTFE stopper,,,,, | SYNF451125 |  | Aldrich | Synthware ™ Squibb-style separatory funnel with standard taper joints, PTFE stopcock and PTFE stopper |  | ,,,, | Labware , Manufacturer Browser , Synthware , Synthware Funnels |  | pkg of 1 ea,Joint: ST/NS14/20,125 mL,Synthware, F451125 | , |  |  | pkg of 1 ea,Joint: ST/NS14/20,125 mL,Synthware, F451125
,125 mL, Joint: ST/NS 19/22, PTFE stopcock and PTFE stopper,,,,, | SYNF459125 |  | Aldrich | Synthware ™ Squibb-style separatory funnel with standard taper joints, PTFE stopcock and PTFE stopper |  | ,,,, | Labware , Manufacturer Browser , Synthware , Synthware Funnels |  | pkg of 1 ea,Joint: ST/NS19/22,125 mL,Synthware, F459125 | , |  |  | pkg of 1 ea,Joint: ST/NS19/22,125 mL,Synthware, F459125
,125 mL, Joint: ST/NS 24/40, PTFE stopcock and PTFE stopper,,,,, | SYNF454125 |  | Aldrich | Synthware ™ Squibb-style separatory funnel with standard taper joints, PTFE stopcock and PTFE stopper |  | ,,,, | Labware , Manufacturer Browser , Synthware , Synthware Funnels |  | pkg of 1 ea,Joint: ST/NS24/40,125 mL,Synthware, F454125 | , |  |  | pkg of 1 ea,Joint: ST/NS24/40,125 mL,Synthware, F454125
,250 mL, Joint: ST/NS 14/20, PTFE stopcock and PTFE stopper,,,,, | SYNF451250 |  | Aldrich | Synthware ™ Squibb-style separatory funnel with standard taper joints, PTFE stopcock and PTFE stopper |  | ,,,, | Labware , Manufacturer Browser , Synthware , Synthware Funnels |  | pkg of 1 ea,Joint: ST/NS14/20,250 mL,Synthware, F451250 | , |  |  | pkg of 1 ea,Joint: ST/NS14/20,250 mL,Synthware, F451250
,250 mL, Joint: ST/NS 19/22, PTFE stopcock and PTFE stopper,,,,, | SYNF459250 |  | Aldrich | Synthware ™ Squibb-style separatory funnel with standard taper joints, PTFE stopcock and PTFE stopper |  | ,,,, | Labware , Manufacturer Browser , Synthware , Synthware Funnels |  | pkg of 1 ea,Joint: ST/NS19/22,250 mL,Synthware, F459250 | , |  |  | pkg of 1 ea,Joint: ST/NS19/22,250 mL,Synthware, F459250
,250 mL, Joint: ST/NS 24/40, PTFE stopcock and PTFE stopper,,,,, | SYNF454250 |  | Aldrich | Synthware ™ Squibb-style separatory funnel with standard taper joints, PTFE stopcock and PTFE stopper |  | ,,,, | Labware , Manufacturer Browser , Synthware , Synthware Funnels |  | pkg of 1 ea,Joint: ST/NS24/40,250 mL,Synthware, F454250 | , |  |  | pkg of 1 ea,Joint: ST/NS24/40,250 mL,Synthware, F454250
,10 mL, Joint: ST/NS 14/20, PTFE stopcock and glass stopper,,,,, | SYNF451010A |  | Aldrich | Synthware ™ Squibb-style separatory funnel with standard taper joints, PTFE stopcock and PTFE stopper |  | ,,,, | Labware , Manufacturer Browser , Synthware , Synthware Funnels |  | pkg of 1 ea,Joint: ST/NS14/20,10 mL,Synthware, F451010A | , |  |  | pkg of 1 ea,Joint: ST/NS14/20,10 mL,Synthware, F451010A
,25 mL, Joint: ST/NS 14/20, PTFE stopcock and glass stopper,,,,, | SYNF451025A |  | Aldrich | Synthware ™ Squibb-style separatory funnel with standard taper joints, PTFE stopcock and PTFE stopper |  | ,,,, | Labware , Manufacturer Browser , Synthware , Synthware Funnels |  | pkg of 1 ea,Joint: ST/NS14/20,25 mL,Synthware, F451025A | , |  |  | pkg of 1 ea,Joint: ST/NS14/20,25 mL,Synthware, F451025A
,50 mL, Joint: ST/NS 14/20, PTFE stopcock and glass stopper,,,,, | SYNF451050A |  | Aldrich | Synthware ™ Squibb-style separatory funnel with standard taper joints, PTFE stopcock and PTFE stopper |  | ,,,, | Labware , Manufacturer Browser , Synthware , Synthware Funnels |  | pkg of 1 ea,Joint: ST/NS14/20,50 mL,Synthware, F451050A | , |  |  | pkg of 1 ea,Joint: ST/NS14/20,50 mL,Synthware, F451050A
,100 mL, Joint: ST/NS 14/20, PTFE stopcock and glass stopper,,,,, | SYNF451100A |  | Aldrich | Synthware ™ Squibb-style separatory funnel with standard taper joints, PTFE stopcock and PTFE stopper |  | ,,,, | Labware , Manufacturer Browser , Synthware , Synthware Funnels |  | pkg of 1 ea,Joint: ST/NS14/20,100 mL,Synthware, F451100A | , |  |  | pkg of 1 ea,Joint: ST/NS14/20,100 mL,Synthware, F451100A
,100 mL, Joint: ST/NS 19/22, PTFE stopcock and glass stopper,,,,, | SYNF459100A |  | Aldrich | Synthware ™ Squibb-style separatory funnel with standard taper joints, PTFE stopcock and PTFE stopper |  | ,,,, | Labware , Manufacturer Browser , Synthware , Synthware Funnels |  | pkg of 1 ea,Joint: ST/NS19/22,100 mL,Synthware, F459100A | , |  |  | pkg of 1 ea,Joint: ST/NS19/22,100 mL,Synthware, F459100A
,125 mL, Joint: ST/NS 14/20, PTFE stopcock and glass stopper,,,,, | SYNF451125A |  | Aldrich | Synthware ™ Squibb-style separatory funnel with standard taper joints, PTFE stopcock and PTFE stopper |  | ,,,, | Labware , Manufacturer Browser , Synthware , Synthware Funnels |  | pkg of 1 ea,Joint: ST/NS14/20,125 mL,Synthware, F451125A | , |  |  | pkg of 1 ea,Joint: ST/NS14/20,125 mL,Synthware, F451125A
,125 mL, Joint: ST/NS 19/22, PTFE stopcock and glass stopper,,,,, | SYNF459125A |  | Aldrich | Synthware ™ Squibb-style separatory funnel with standard taper joints, PTFE stopcock and PTFE stopper |  | ,,,, | Labware , Manufacturer Browser , Synthware , Synthware Funnels |  | pkg of 1 ea,Joint: ST/NS19/22,125 mL,Synthware, F459125A | , |  |  | pkg of 1 ea,Joint: ST/NS19/22,125 mL,Synthware, F459125A
,125 mL, Joint: ST/NS 24/40, PTFE stopcock and glass stopper,,,,, | SYNF454125A |  | Aldrich | Synthware ™ Squibb-style separatory funnel with standard taper joints, PTFE stopcock and PTFE stopper |  | ,,,, | Labware , Manufacturer Browser , Synthware , Synthware Funnels |  | pkg of 1 ea,Joint: ST/NS24/40,125 mL,Synthware, F454125A | , |  |  | pkg of 1 ea,Joint: ST/NS24/40,125 mL,Synthware, F454125A
,250 mL, Joint: ST/NS 14/20, PTFE stopcock and glass stopper,,,,, | SYNF451250A |  | Aldrich | Synthware ™ Squibb-style separatory funnel with standard taper joints, PTFE stopcock and PTFE stopper |  | ,,,, | Labware , Manufacturer Browser , Synthware , Synthware Funnels |  | pkg of 1 ea,Joint: ST/NS14/20,250 mL,Synthware, F451250A | , |  |  | pkg of 1 ea,Joint: ST/NS14/20,250 mL,Synthware, F451250A
,250 mL, Joint: ST/NS 19/22, PTFE stopcock and glass stopper,,,,, | SYNF459250A |  | Aldrich | Synthware ™ Squibb-style separatory funnel with standard taper joints, PTFE stopcock and PTFE stopper |  | ,,,, | Labware , Manufacturer Browser , Synthware , Synthware Funnels |  | pkg of 1 ea,Joint: ST/NS19/22,250 mL,Synthware, F459250A | , |  |  | pkg of 1 ea,Joint: ST/NS19/22,250 mL,Synthware, F459250A
,250 mL, Joint: ST/NS 24/40, PTFE stopcock and glass stopper,,,,, | SYNF454250A |  | Aldrich | Synthware ™ Squibb-style separatory funnel with standard taper joints, PTFE stopcock and PTFE stopper |  | ,,,, | Labware , Manufacturer Browser , Synthware , Synthware Funnels |  | pkg of 1 ea,Joint: ST/NS24/40,250 mL,Synthware, F454250A | , |  |  | pkg of 1 ea,Joint: ST/NS24/40,250 mL,Synthware, F454250A
,500 mL, stopper size #27,,,,, | SYNF687500A |  | Aldrich | Synthware ™ Sure-Grip separatory funnel |  | ,,,, | Labware , Manufacturer Browser , Synthware , Synthware Funnels |  | pkg of 1 ea,Synthware, F687500A,500 mL | , |  |  | pkg of 1 ea,Synthware, F687500A,500 mL
,1000 mL, stopper size #27,,,,, | SYNF687000A |  | Aldrich | Synthware ™ Sure-Grip separatory funnel |  | ,,,, | Labware , Manufacturer Browser , Synthware , Synthware Funnels |  | pkg of 1 ea,Synthware, F687000A,1000 mL | , |  |  | pkg of 1 ea,Synthware, F687000A,1000 mL
,1000 mL, stopper size #27,,,,, | SYNF687000 |  | Aldrich | Synthware ™ Sure-Grip separatory funnel |  | ,,,, | Labware , Manufacturer Browser , Synthware , Synthware Funnels |  | pkg of 1 ea,Synthware, F687000,1000 mL | , |  |  | pkg of 1 ea,Synthware, F687000,1000 mL
,2000 mL, stopper size #27,,,,, | SYNF68272LA |  | Aldrich | Synthware ™ Sure-Grip separatory funnel |  | ,,,, | Labware , Manufacturer Browser , Synthware , Synthware Funnels |  | pkg of 1 ea,Synthware, F68272LA,2000 mL | , |  |  | pkg of 1 ea,Synthware, F68272LA,2000 mL
,2000 mL, stopper size #27,,,,, | SYNF68272L |  | Aldrich | Synthware ™ Sure-Grip separatory funnel |  | ,,,, | Labware , Manufacturer Browser , Synthware , Synthware Funnels |  | pkg of 1 ea,Synthware, F68272L,2000 mL | , |  |  | pkg of 1 ea,Synthware, F68272L,2000 mL
,3 mL, Joint: ST/NS 14/20,,,,, | SYNV141003 |  | Aldrich | Synthware ™ conical bottom reaction vial |  | ,,,, | Labware , Manufacturer Browser , Synthware , Synthware Microscale Glassware |  | pkg of 1 ea,Joint: ST/NS14/20,3 mL,Synthware, V141003 | , |  |  | pkg of 1 ea,Joint: ST/NS14/20,3 mL,Synthware, V141003
,5 mL, Joint: ST/NS 14/20,,,,, | SYNV141005 |  | Aldrich | Synthware ™ conical bottom reaction vial |  | ,,,, | Labware , Manufacturer Browser , Synthware , Synthware Microscale Glassware |  | pkg of 1 ea,Joint: ST/NS14/20,5 mL,Synthware, V141005 | , |  |  | pkg of 1 ea,Joint: ST/NS14/20,5 mL,Synthware, V141005
,8 mL, Joint: ST/NS 14/20,,,,, | SYNV141008 |  | Aldrich | Synthware ™ conical bottom reaction vial |  | ,,,, | Labware , Manufacturer Browser , Synthware , Synthware Microscale Glassware |  | pkg of 1 ea,Joint: ST/NS14/20,8 mL,Synthware, V141008 | , |  |  | pkg of 1 ea,Joint: ST/NS14/20,8 mL,Synthware, V141008
,0.1 mL, Joint: ST/NS 5/5,,,,, | SYNV130501 |  | Aldrich | Synthware ™ conical bottom reaction vial with holed compression cap |  | ,,,, | Labware , Manufacturer Browser , Synthware , Synthware Microscale Glassware |  | pkg of 1 ea,Joint: ST/NS5/5,0.1 mL,Synthware, V130501 | , |  |  | pkg of 1 ea,Joint: ST/NS5/5,0.1 mL,Synthware, V130501
,0.1 mL, Joint: ST/NS 7/10,,,,, | SYNV130701 |  | Aldrich | Synthware ™ conical bottom reaction vial with holed compression cap |  | ,,,, | Labware , Manufacturer Browser , Synthware , Synthware Microscale Glassware |  | pkg of 1 ea,Joint: ST/NS7/10,0.1 mL,Synthware, V130701 | , |  |  | pkg of 1 ea,Joint: ST/NS7/10,0.1 mL,Synthware, V130701
,1 mL, Joint: ST/NS 7/10,,,,, | SYNV130711 |  | Aldrich | Synthware ™ conical bottom reaction vial with holed compression cap |  | ,,,, | Labware , Manufacturer Browser , Synthware , Synthware Microscale Glassware |  | pkg of 1 ea,Joint: ST/NS7/10,1 mL,Synthware, V130711 | , |  |  | pkg of 1 ea,Joint: ST/NS7/10,1 mL,Synthware, V130711
,3 mL, Joint: ST/NS 14/10,,,,, | SYNV131003 |  | Aldrich | Synthware ™ conical bottom reaction vial with holed compression cap |  | ,,,, | Labware , Manufacturer Browser , Synthware , Synthware Microscale Glassware |  | pkg of 1 ea,Joint: ST/NS14/10,3 mL,Synthware, V131003 | , |  |  | pkg of 1 ea,Joint: ST/NS14/10,3 mL,Synthware, V131003
,5 mL, Joint: ST/NS 14/10,,,,, | SYNV131005 |  | Aldrich | Synthware ™ conical bottom reaction vial with holed compression cap |  | ,,,, | Labware , Manufacturer Browser , Synthware , Synthware Microscale Glassware |  | pkg of 1 ea,Joint: ST/NS14/10,5 mL,Synthware, V131005 | , |  |  | pkg of 1 ea,Joint: ST/NS14/10,5 mL,Synthware, V131005
,8 mL, Joint: ST/NS 14/10,,,,, | SYNV131008 |  | Aldrich | Synthware ™ conical bottom reaction vial with holed compression cap |  | ,,,, | Labware , Manufacturer Browser , Synthware , Synthware Microscale Glassware |  | pkg of 1 ea,Joint: ST/NS14/10,8 mL,Synthware, V131008 | , |  |  | pkg of 1 ea,Joint: ST/NS14/10,8 mL,Synthware, V131008
,5 mL, Joint: ST/NS 14/10,,,,, | SYNF501005 |  | Aldrich | Synthware ™ Erlenmeyer flask |  | ,,,, | Labware , Manufacturer Browser , Synthware , Synthware Microscale Glassware |  | pkg of 1 ea,Joint: ST/NS14/10,5 mL,Synthware, F501005 | , |  |  | pkg of 1 ea,Joint: ST/NS14/10,5 mL,Synthware, F501005
,10 mL, Joint: ST/NS 14/10,,,,, | SYNF501010 |  | Aldrich | Synthware ™ Erlenmeyer flask |  | ,,,, | Labware , Manufacturer Browser , Synthware , Synthware Microscale Glassware |  | pkg of 1 ea,Joint: ST/NS14/10,10 mL,Synthware, F501010 | , |  |  | pkg of 1 ea,Joint: ST/NS14/10,10 mL,Synthware, F501010
,25 mL, Joint: ST/NS 14/10,,,,, | SYNF501025 |  | Aldrich | Synthware ™ Erlenmeyer flask |  | ,,,, | Labware , Manufacturer Browser , Synthware , Synthware Microscale Glassware |  | pkg of 1 ea,Joint: ST/NS14/10,25 mL,Synthware, F501025 | , |  |  | pkg of 1 ea,Joint: ST/NS14/10,25 mL,Synthware, F501025
,25 mL, stopper size #3,,,,, | SYNF150025 |  | Aldrich | Synthware ™ micro filter flask |  | ,,,, | Labware , Manufacturer Browser , Synthware , Synthware Microscale Glassware |  | pkg of 1 ea,Synthware, F150025,25 mL | , |  |  | pkg of 1 ea,Synthware, F150025,25 mL
,50 mL, stopper size #3,,,,, | SYNF150050 |  | Aldrich | Synthware ™ micro filter flask |  | ,,,, | Labware , Manufacturer Browser , Synthware , Synthware Microscale Glassware |  | pkg of 1 ea,Synthware, F150050,50 mL | , |  |  | pkg of 1 ea,Synthware, F150050,50 mL
,5 mL, Joint: ST/NS 14/10,,,,, | SYNF321005 |  | Aldrich | Synthware ™ pear shaped flask |  | ,,,, | Labware , Manufacturer Browser , Synthware , Synthware Microscale Glassware |  | pkg of 1 ea,Joint: ST/NS14/10,5 mL,Synthware, F321005 | , |  |  | pkg of 1 ea,Joint: ST/NS14/10,5 mL,Synthware, F321005
,10 mL, Joint: ST/NS 14/10,,,,, | SYNF321010 |  | Aldrich | Synthware ™ pear shaped flask |  | ,,,, | Labware , Manufacturer Browser , Synthware , Synthware Microscale Glassware |  | pkg of 1 ea,Joint: ST/NS14/10,10 mL,Synthware, F321010 | , |  |  | pkg of 1 ea,Joint: ST/NS14/10,10 mL,Synthware, F321010
,25 mL, Joint: ST/NS 14/10,,,,, | SYNF321025 |  | Aldrich | Synthware ™ pear shaped flask |  | ,,,, | Labware , Manufacturer Browser , Synthware , Synthware Microscale Glassware |  | pkg of 1 ea,Joint: ST/NS14/10,25 mL,Synthware, F321025 | , |  |  | pkg of 1 ea,Joint: ST/NS14/10,25 mL,Synthware, F321025
,5 mL, Joint: ST/NS 14/10,,,,, | SYNF301005 |  | Aldrich | Synthware ™ single neck round bottom flask |  | ,,,, | Labware , Manufacturer Browser , Synthware , Synthware Microscale Glassware |  | pkg of 1 ea,Joint: ST/NS14/10,5 mL,Synthware, F301005 | , |  |  | pkg of 1 ea,Joint: ST/NS14/10,5 mL,Synthware, F301005
,10 mL, Joint: ST/NS 14/10,,,,, | SYNF301010 |  | Aldrich | Synthware ™ single neck round bottom flask |  | ,,,, | Labware , Manufacturer Browser , Synthware , Synthware Microscale Glassware |  | pkg of 1 ea,Joint: ST/NS14/10,10 mL,Synthware, F301010 | , |  |  | pkg of 1 ea,Joint: ST/NS14/10,10 mL,Synthware, F301010
,25 mL, Joint: ST/NS 14/10,,,,, | SYNF301025 |  | Aldrich | Synthware ™ single neck round bottom flask |  | ,,,, | Labware , Manufacturer Browser , Synthware , Synthware Microscale Glassware |  | pkg of 1 ea,Joint: ST/NS14/10,25 mL,Synthware, F301025 | , |  |  | pkg of 1 ea,Joint: ST/NS14/10,25 mL,Synthware, F301025
,25 mL, Joint: ST/NS 14/10,,,,, | SYNF591025 |  | Aldrich | Synthware ™ three-neck round bottom flask |  | ,,,, | Labware , Manufacturer Browser , Synthware , Synthware Microscale Glassware |  | pkg of 1 ea,Joint: ST/NS14/10,25 mL,Synthware, F591025 | , |  |  | pkg of 1 ea,Joint: ST/NS14/10,25 mL,Synthware, F591025
,50 mL, Joint: ST/NS 14/10,,,,, | SYNF591050 |  | Aldrich | Synthware ™ three-neck round bottom flask |  | ,,,, | Labware , Manufacturer Browser , Synthware , Synthware Microscale Glassware |  | pkg of 1 ea,Joint: ST/NS14/10,50 mL,Synthware, F591050 | , |  |  | pkg of 1 ea,Joint: ST/NS14/10,50 mL,Synthware, F591050
,10 mL, porosity: coarse, GL 14,,,,, | SYNP130010C |  | Aldrich | Synthware ™ peptide synthesis vessel with fritted disc and T-bore PTFE stopcock |  | ,,,, | Labware , Manufacturer Browser , Synthware , Synthware Peptide Synthesis Vessels |  | pkg of 1 ea,Synthware, P130010C,GL 14,10 mL | , |  |  | pkg of 1 ea,Synthware, P130010C,GL 14,10 mL
,50 mL, porosity: coarse, GL 25,,,,, | SYNP130050C |  | Aldrich | Synthware ™ peptide synthesis vessel with fritted disc and T-bore PTFE stopcock |  | ,,,, | Labware , Manufacturer Browser , Synthware , Synthware Peptide Synthesis Vessels |  | pkg of 1 ea,Synthware, P130050C,GL 25,50 mL | , |  |  | pkg of 1 ea,Synthware, P130050C,GL 25,50 mL
,50 mL, porosity: medium, GL 25,,,,, | SYNP130050M |  | Aldrich | Synthware ™ peptide synthesis vessel with fritted disc and T-bore PTFE stopcock |  | ,,,, | Labware , Manufacturer Browser , Synthware , Synthware Peptide Synthesis Vessels |  | pkg of 1 ea,Synthware, P130050M,GL 25,50 mL | , |  |  | pkg of 1 ea,Synthware, P130050M,GL 25,50 mL
,100 mL, porosity: coarse, GL 25,,,,, | SYNP130100C |  | Aldrich | Synthware ™ peptide synthesis vessel with fritted disc and T-bore PTFE stopcock |  | ,,,, | Labware , Manufacturer Browser , Synthware , Synthware Peptide Synthesis Vessels |  | pkg of 1 ea,Synthware, P130100C,GL 25,100 mL | , |  |  | pkg of 1 ea,Synthware, P130100C,GL 25,100 mL
,100 mL, porosity: medium, GL 25,,,,, | SYNP130100M |  | Aldrich | Synthware ™ peptide synthesis vessel with fritted disc and T-bore PTFE stopcock |  | ,,,, | Labware , Manufacturer Browser , Synthware , Synthware Peptide Synthesis Vessels |  | pkg of 1 ea,Synthware, P130100M,GL 25,100 mL | , |  |  | pkg of 1 ea,Synthware, P130100M,GL 25,100 mL
,10 mL, disc O.D. 15 mm, porosity: coarse, GL 14,,,,, | SYNP120010C |  | Aldrich | Synthware ™ peptide synthesis vessel with fritted disc and PTFE stopcock |  | ,,,, | Labware , Manufacturer Browser , Synthware , Synthware Peptide Synthesis Vessels |  | pkg of 1 ea,Synthware, P120010C,GL 14,10 mL,15 mm | , |  |  | pkg of 1 ea,Synthware, P120010C,GL 14,10 mL,15 mm
,10 mL, disc O.D. 15 mm, porosity: medium, GL 14,,,,, | SYNP120010M |  | Aldrich | Synthware ™ peptide synthesis vessel with fritted disc and PTFE stopcock |  | ,,,, | Labware , Manufacturer Browser , Synthware , Synthware Peptide Synthesis Vessels |  | pkg of 1 ea,Synthware, P120010M,GL 14,10 mL,15 mm | , |  |  | pkg of 1 ea,Synthware, P120010M,GL 14,10 mL,15 mm
,25 mL, disc O.D. 20 mm, porosity: coarse, GL 25,,,,, | SYNP120025C |  | Aldrich | Synthware ™ peptide synthesis vessel with fritted disc and PTFE stopcock |  | ,,,, | Labware , Manufacturer Browser , Synthware , Synthware Peptide Synthesis Vessels |  | pkg of 1 ea,Synthware, P120025C,GL 25,25 mL,20 mm | , |  |  | pkg of 1 ea,Synthware, P120025C,GL 25,25 mL,20 mm
,25 mL, disc O.D. 20 mm, porosity: medium, GL 25,,,,, | SYNP120025M |  | Aldrich | Synthware ™ peptide synthesis vessel with fritted disc and PTFE stopcock |  | ,,,, | Labware , Manufacturer Browser , Synthware , Synthware Peptide Synthesis Vessels |  | pkg of 1 ea,Synthware, P120025M,GL 25,25 mL,20 mm | , |  |  | pkg of 1 ea,Synthware, P120025M,GL 25,25 mL,20 mm
,50 mL, disc O.D. 20 mm, porosity: coarse, GL 25,,,,, | SYNP120050C |  | Aldrich | Synthware ™ peptide synthesis vessel with fritted disc and PTFE stopcock |  | ,,,, | Labware , Manufacturer Browser , Synthware , Synthware Peptide Synthesis Vessels |  | pkg of 1 ea,Synthware, P120050C,GL 25,50 mL,20 mm | , |  |  | pkg of 1 ea,Synthware, P120050C,GL 25,50 mL,20 mm
,50 mL, disc O.D. 20 mm, porosity: medium, GL 25,,,,, | SYNP120050M |  | Aldrich | Synthware ™ peptide synthesis vessel with fritted disc and PTFE stopcock |  | ,,,, | Labware , Manufacturer Browser , Synthware , Synthware Peptide Synthesis Vessels |  | pkg of 1 ea,Synthware, P120050M,GL 25,50 mL,20 mm | , |  |  | pkg of 1 ea,Synthware, P120050M,GL 25,50 mL,20 mm
,10 mL, Joint: ST/NS 24/40, porosity: medium, GL 14,,,,, | SYNP140010M |  | Aldrich | Synthware ™ peptide synthesis vessel with fritted disc, T-bore PTFE stopcock and vacuum take-off |  | ,,,, | Labware , Manufacturer Browser , Synthware , Synthware Peptide Synthesis Vessels |  | pkg of 1 ea,Joint: ST/NS24/40,GL 14,10 mL,Synthware, P140010M | , |  |  | pkg of 1 ea,Joint: ST/NS24/40,GL 14,10 mL,Synthware, P140010M
,25 mL, Joint: ST/NS 24/40, porosity: medium, GL 25,,,,, | SYNP140025M |  | Aldrich | Synthware ™ peptide synthesis vessel with fritted disc, T-bore PTFE stopcock and vacuum take-off |  | ,,,, | Labware , Manufacturer Browser , Synthware , Synthware Peptide Synthesis Vessels |  | pkg of 1 ea,Joint: ST/NS24/40,GL 25,25 mL,Synthware, P140025M | , |  |  | pkg of 1 ea,Joint: ST/NS24/40,GL 25,25 mL,Synthware, P140025M
,50 mL, Joint: ST/NS 24/40, porosity: medium, GL 25,,,,, | SYNP14005M |  | Aldrich | Synthware ™ peptide synthesis vessel with fritted disc, T-bore PTFE stopcock and vacuum take-off |  | ,,,, | Labware , Manufacturer Browser , Synthware , Synthware Peptide Synthesis Vessels |  | pkg of 1 ea,Joint: ST/NS24/40,GL 25,50 mL,Synthware, P140050M | , |  |  | pkg of 1 ea,Joint: ST/NS24/40,GL 25,50 mL,Synthware, P140050M
,100 mL, Joint: ST/NS 24/40, porosity: medium, GL 25,,,,, | SYNP140100M |  | Aldrich | Synthware ™ peptide synthesis vessel with fritted disc, T-bore PTFE stopcock and vacuum take-off |  | ,,,, | Labware , Manufacturer Browser , Synthware , Synthware Peptide Synthesis Vessels |  | pkg of 1 ea,Joint: ST/NS24/40,GL 25,100 mL,Synthware, P140100M | , |  |  | pkg of 1 ea,Joint: ST/NS24/40,GL 25,100 mL,Synthware, P140100M
,500 mL,,,,, | SYNV150500 |  | Aldrich | Synthware ™ photochemical reaction vessel with internal thread |  | ,,,, | Labware , Manufacturer Browser , Synthware , Synthware Peptide Synthesis Vessels |  | pkg of 1 ea,Synthware, V150500,500 mL | , |  |  | pkg of 1 ea,Synthware, V150500,500 mL
,L 390 mm,,,,, | SYNV190390 |  | Aldrich | Synthware ™ photochemical reaction vessel with internal thread |  | ,,,, | Labware , Manufacturer Browser , Synthware , Synthware Peptide Synthesis Vessels |  | pkg of 1 ea,Synthware, V190390,390 mm | , |  |  | pkg of 1 ea,Synthware, V190390,390 mm
,25 mL, Joint: ST/NS 24/40, porosity: medium, with drip tip,,,,, | SYNP150025M |  | Aldrich | Synthware ™ synthesis vessel with lower joint and PTFE T-bore stopcock |  | ,,,, | Labware , Manufacturer Browser , Synthware , Synthware Peptide Synthesis Vessels |  | pkg of 1 ea,Joint: ST/NS24/40,25 mL,Synthware, P150025M | , |  |  | pkg of 1 ea,Joint: ST/NS24/40,25 mL,Synthware, P150025M
,50 mL, Joint: ST/NS 24/40, porosity: coarse, with drip tip,,,,, | SYNP150050C |  | Aldrich | Synthware ™ synthesis vessel with lower joint and PTFE T-bore stopcock |  | ,,,, | Labware , Manufacturer Browser , Synthware , Synthware Peptide Synthesis Vessels |  | pkg of 1 ea,Joint: ST/NS24/40,50 mL,Synthware, P150050C | , |  |  | pkg of 1 ea,Joint: ST/NS24/40,50 mL,Synthware, P150050C
,50 mL, Joint: ST/NS 24/40, porosity: medium, with drip tip,,,,, | SYNP150050M |  | Aldrich | Synthware ™ synthesis vessel with lower joint and PTFE T-bore stopcock |  | ,,,, | Labware , Manufacturer Browser , Synthware , Synthware Peptide Synthesis Vessels |  | pkg of 1 ea,Joint: ST/NS24/40,50 mL,Synthware, P150050M | , |  |  | pkg of 1 ea,Joint: ST/NS24/40,50 mL,Synthware, P150050M
,100 mL, Joint: ST/NS 24/40, porosity: medium, with drip tip,,,,, | SYNP150100M |  | Aldrich | Synthware ™ synthesis vessel with lower joint and PTFE T-bore stopcock |  | ,,,, | Labware , Manufacturer Browser , Synthware , Synthware Peptide Synthesis Vessels |  | pkg of 1 ea,Joint: ST/NS24/40,100 mL,Synthware, P150100M | , |  |  | pkg of 1 ea,Joint: ST/NS24/40,100 mL,Synthware, P150100M
,250 mL, Joint: ST/NS 24/40, porosity: medium, with drip tip,,,,, | SYNP150250M |  | Aldrich | Synthware ™ synthesis vessel with lower joint and PTFE T-bore stopcock |  | ,,,, | Labware , Manufacturer Browser , Synthware , Synthware Peptide Synthesis Vessels |  | pkg of 1 ea,Joint: ST/NS24/40,250 mL,Synthware, P150250M | , |  |  | pkg of 1 ea,Joint: ST/NS24/40,250 mL,Synthware, P150250M
,500 mL, Joint: ST/NS 24/40, porosity: medium, with drip tip,,,,, | SYNP150500M |  | Aldrich | Synthware ™ synthesis vessel with lower joint and PTFE T-bore stopcock |  | ,,,, | Labware , Manufacturer Browser , Synthware , Synthware Peptide Synthesis Vessels |  | pkg of 1 ea,Joint: ST/NS24/40,500 mL,Synthware, P150500M | , |  |  | pkg of 1 ea,Joint: ST/NS24/40,500 mL,Synthware, P150500M
,15 mL, O.D. × L 26 mm × 109 mm, bushing #15,,,,, | SYNP160001 |  | Aldrich | Synthware ™ cylindrical pressure vessel, heavy wall |  | ,,,, | Labware , Manufacturer Browser , Synthware , Synthware Pressure Vessels |  | pkg of 1 ea,Synthware, P160001,bushing #15,15 mL,26 mm × 109 mm | , |  |  | pkg of 1 ea,Synthware, P160001,bushing #15,15 mL,26 mm × 109 mm
,35 mL, O.D. × L 26 mm × 164 mm, bushing #15,,,,, | SYNP160002 |  | Aldrich | Synthware ™ cylindrical pressure vessel, heavy wall |  | ,,,, | Labware , Manufacturer Browser , Synthware , Synthware Pressure Vessels |  | pkg of 1 ea,Synthware, P160002,bushing #15,35 mL,26 mm × 164 mm | , |  |  | pkg of 1 ea,Synthware, P160002,bushing #15,35 mL,26 mm × 164 mm
,38 mL, O.D. × L 26 mm × 174 mm, bushing #15,,,,, | SYNP160003 |  | Aldrich | Synthware ™ cylindrical pressure vessel, heavy wall |  | ,,,, | Labware , Manufacturer Browser , Synthware , Synthware Pressure Vessels |  | pkg of 1 ea,Synthware, P160003,bushing #15,38 mL,26 mm × 174 mm | , |  |  | pkg of 1 ea,Synthware, P160003,bushing #15,38 mL,26 mm × 174 mm
,48 mL, O.D. × L 46 mm × 109 mm, bushing #15,,,,, | SYNP160004 |  | Aldrich | Synthware ™ cylindrical pressure vessel, heavy wall |  | ,,,, | Labware , Manufacturer Browser , Synthware , Synthware Pressure Vessels |  | pkg of 1 ea,Synthware, P160004,bushing #15,48 mL,46 mm × 109 mm | , |  |  | pkg of 1 ea,Synthware, P160004,bushing #15,48 mL,46 mm × 109 mm
,100 mL, O.D. × L 46 mm × 149 mm, bushing #15,,,,, | SYNP160005 |  | Aldrich | Synthware ™ cylindrical pressure vessel, heavy wall |  | ,,,, | Labware , Manufacturer Browser , Synthware , Synthware Pressure Vessels |  | pkg of 1 ea,Synthware, P160005,bushing #15,100 mL,46 mm × 149 mm | , |  |  | pkg of 1 ea,Synthware, P160005,bushing #15,100 mL,46 mm × 149 mm
,120 mL, O.D. × L 46 mm × 169 mm, bushing #15,,,,, | SYNP160006 |  | Aldrich | Synthware ™ cylindrical pressure vessel, heavy wall |  | ,,,, | Labware , Manufacturer Browser , Synthware , Synthware Pressure Vessels |  | pkg of 1 ea,Synthware, P160006,bushing #15,120 mL,46 mm × 169 mm | , |  |  | pkg of 1 ea,Synthware, P160006,bushing #15,120 mL,46 mm × 169 mm
,75 mL, O.D. × L 46 mm × 129 mm, bushing #15,,,,, | SYNP170001 |  | Aldrich | Synthware ™ round bottom pressure vessel with PTFE bushing |  | ,,,, | Labware , Manufacturer Browser , Synthware , Synthware Pressure Vessels |  | pkg of 1 ea,Synthware, P170001,bushing #15,75 mL,46 mm × 129 mm | , |  |  | pkg of 1 ea,Synthware, P170001,bushing #15,75 mL,46 mm × 129 mm
,75 mL, O.D. × L 50 mm × 137 mm,,,,, | SYNP170002 |  | Aldrich | Synthware ™ round bottom pressure vessel with PTFE bushing |  | ,,,, | Labware , Manufacturer Browser , Synthware , Synthware Pressure Vessels |  | pkg of 1 ea,Synthware, P170002,75 mL,50 mm × 137 mm | , |  |  | pkg of 1 ea,Synthware, P170002,75 mL,50 mm × 137 mm
,150 mL, O.D. × L 60 mm × 139 mm, bushing #15,,,,, | SYNP170003 |  | Aldrich | Synthware ™ round bottom pressure vessel with PTFE bushing |  | ,,,, | Labware , Manufacturer Browser , Synthware , Synthware Pressure Vessels |  | pkg of 1 ea,Synthware, P170003,bushing #15,150 mL,60 mm × 139 mm | , |  |  | pkg of 1 ea,Synthware, P170003,bushing #15,150 mL,60 mm × 139 mm
,150 mL, O.D. × L 60 mm × 147 mm,,,,, | SYNP170004 |  | Aldrich | Synthware ™ round bottom pressure vessel with PTFE bushing |  | ,,,, | Labware , Manufacturer Browser , Synthware , Synthware Pressure Vessels |  | pkg of 1 ea,Synthware, P170004,150 mL,60 mm × 147 mm | , |  |  | pkg of 1 ea,Synthware, P170004,150 mL,60 mm × 147 mm
,350 mL, O.D. × L 80 mm × 154 mm, bushing #15,,,,, | SYNP170005 |  | Aldrich | Synthware ™ round bottom pressure vessel with PTFE bushing |  | ,,,, | Labware , Manufacturer Browser , Synthware , Synthware Pressure Vessels |  | pkg of 1 ea,Synthware, P170005,bushing #15,350 mL,80 mm × 154 mm | , |  |  | pkg of 1 ea,Synthware, P170005,bushing #15,350 mL,80 mm × 154 mm
,350 mL, O.D. × L 80 mm × 162 mm,,,,, | SYNP170006 |  | Aldrich | Synthware ™ round bottom pressure vessel with PTFE bushing |  | ,,,, | Labware , Manufacturer Browser , Synthware , Synthware Pressure Vessels |  | pkg of 1 ea,Synthware, P170006,350 mL,80 mm × 162 mm | , |  |  | pkg of 1 ea,Synthware, P170006,350 mL,80 mm × 162 mm
,bore size 2 mm, O.D. 8 mm stem, Plug Size: 15.2/30,,,,, | SYNS411530 |  | Aldrich | Synthware ™ 120 degree bore PTFE stopcock |  | ,,,, | Labware , Manufacturer Browser , Synthware , Synthware Stoppers and Stopcocks |  | pkg of 1 ea,Synthware, S411530,2 mm | , |  |  | pkg of 1 ea,Synthware, S411530,2 mm
,bore size 2 mm, Plug Size: 15.2/30,,,,, | SYNS221530 |  | Aldrich | Synthware ™ 120 degree bore PTFE stopcock |  | ,,,, | Labware , Manufacturer Browser , Synthware , Synthware Stoppers and Stopcocks |  | pkg of 1 ea,Synthware, S221530,2 mm | , |  |  | pkg of 1 ea,Synthware, S221530,2 mm
,bore size 2 mm, plug size 12/30,,,,, | SYNS310217 |  | Aldrich | Synthware ™ T-bore glass stopcock |  | ,,,, | Labware , Manufacturer Browser , Synthware , Synthware Stoppers and Stopcocks |  | pkg of 1 ea,Synthware, S310217,2 mm | , |  |  | pkg of 1 ea,Synthware, S310217,2 mm
,bore size 4 mm, plug size 17/40,,,,, | SYNS311740 |  | Aldrich | Synthware ™ T-bore glass stopcock |  | ,,,, | Labware , Manufacturer Browser , Synthware , Synthware Stoppers and Stopcocks |  | pkg of 1 ea,Synthware, S311740,4 mm | , |  |  | pkg of 1 ea,Synthware, S311740,4 mm
,bore size 6 mm, plug size 20/44,,,,, | SYNS312044 |  | Aldrich | Synthware ™ T-bore glass stopcock |  | ,,,, | Labware , Manufacturer Browser , Synthware , Synthware Stoppers and Stopcocks |  | pkg of 1 ea,Synthware, S312044,6 mm | , |  |  | pkg of 1 ea,Synthware, S312044,6 mm
,bore size 2 mm, plug size 12/30,,,,, | SYNS510217 |  | Aldrich | Synthware ™ T-bore glass stopcock |  | ,,,, | Labware , Manufacturer Browser , Synthware , Synthware Stoppers and Stopcocks |  | pkg of 1 ea,Synthware, S510217,2 mm | , |  |  | pkg of 1 ea,Synthware, S510217,2 mm
,bore size 4 mm, plug size 17/40,,,,, | SYNS511740 |  | Aldrich | Synthware ™ T-bore glass stopcock |  | ,,,, | Labware , Manufacturer Browser , Synthware , Synthware Stoppers and Stopcocks |  | pkg of 1 ea,Synthware, S511740,4 mm | , |  |  | pkg of 1 ea,Synthware, S511740,4 mm
,bore size 6 mm, plug size 20/44,,,,, | SYNS512044 |  | Aldrich | Synthware ™ T-bore glass stopcock |  | ,,,, | Labware , Manufacturer Browser , Synthware , Synthware Stoppers and Stopcocks |  | pkg of 1 ea,Synthware, S512044,6 mm | , |  |  | pkg of 1 ea,Synthware, S512044,6 mm
,bore size 4 mm, O.D. 10 mm stem, Plug Size: 16/35,,,,, | SYNS161530 |  | Aldrich | Synthware ™ T-bore PTFE stopcock |  | ,,,, | Labware , Manufacturer Browser , Synthware , Synthware Stoppers and Stopcocks |  | pkg of 1 ea,Synthware, S161530,4 mm | , |  |  | pkg of 1 ea,Synthware, S161530,4 mm
,bore size 2 mm, O.D. 8 mm stem, Plug Size: 15.2/30,,,,, | SYNS161635 |  | Aldrich | Synthware ™ T-bore PTFE stopcock |  | ,,,, | Labware , Manufacturer Browser , Synthware , Synthware Stoppers and Stopcocks |  | pkg of 1 ea,Synthware, S161635,2 mm | , |  |  | pkg of 1 ea,Synthware, S161635,2 mm
,bore size 2 mm, Plug Size: 15.2/30,,,,, | SYNS201530 |  | Aldrich | Synthware ™ T-bore PTFE stopcock plug |  | ,,,, | Labware , Manufacturer Browser , Synthware , Synthware Stoppers and Stopcocks |  | pkg of 1 ea,Synthware, S201530,2 mm | , |  |  | pkg of 1 ea,Synthware, S201530,2 mm
,bore size 4 mm, Plug Size: 16/35,,,,, | SYNS201635 |  | Aldrich | Synthware ™ T-bore PTFE stopcock plug |  | ,,,, | Labware , Manufacturer Browser , Synthware , Synthware Stoppers and Stopcocks |  | pkg of 1 ea,Synthware, S201635,4 mm | , |  |  | pkg of 1 ea,Synthware, S201635,4 mm
,Joint: ST/NS 14/20,,,,, | SYNS391420 |  | Aldrich | Synthware ™ cap design stopper |  | ,,,, | Labware , Manufacturer Browser , Synthware , Synthware Stoppers and Stopcocks |  | pkg of 1 ea,Joint: ST/NS14/20,Synthware, S391420 | , |  |  | pkg of 1 ea,Joint: ST/NS14/20,Synthware, S391420
,Joint: ST/NS 24/40,,,,, | SYNS392440 |  | Aldrich | Synthware ™ cap design stopper |  | ,,,, | Labware , Manufacturer Browser , Synthware , Synthware Stoppers and Stopcocks |  | pkg of 1 ea,Joint: ST/NS24/40,Synthware, S392440 | , |  |  | pkg of 1 ea,Joint: ST/NS24/40,Synthware, S392440
,Joint: ST/NS 29/42,,,,, | SYNS392942 |  | Aldrich | Synthware ™ cap design stopper |  | ,,,, | Labware , Manufacturer Browser , Synthware , Synthware Stoppers and Stopcocks |  | pkg of 1 ea,Joint: ST/NS29/42,Synthware, S392942 | , |  |  | pkg of 1 ea,Joint: ST/NS29/42,Synthware, S392942
,bore size 2 mm, O.D. 8 mm stem, Plug Size: 12.9/44,,,,, | SYNS171244 |  | Aldrich | Synthware ™ double oblique PTFE stopcock |  | ,,,, | Labware , Manufacturer Browser , Synthware , Synthware Stoppers and Stopcocks |  | pkg of 1 ea,Synthware, S171244,2 mm | , |  |  | pkg of 1 ea,Synthware, S171244,2 mm
,bore size 4 mm, Plug Size: 14.4/44,,,,, | SYNS171444 |  | Aldrich | Synthware ™ double oblique PTFE stopcock |  | ,,,, | Labware , Manufacturer Browser , Synthware , Synthware Stoppers and Stopcocks |  | pkg of 1 ea,Synthware, S171444,4 mm | , |  |  | pkg of 1 ea,Synthware, S171444,4 mm
,bore size 2 mm, Plug Size: 12.9/44,,,,, | SYNS211944 |  | Aldrich | Synthware ™ double oblique PTFE stopcock plug |  | ,,,, | Labware , Manufacturer Browser , Synthware , Synthware Stoppers and Stopcocks |  | pkg of 1 ea,Synthware, S211944,2 mm | , |  |  | pkg of 1 ea,Synthware, S211944,2 mm
,bore size 4 mm, Plug Size: 14.4/44,,,,, | SYNS211444 |  | Aldrich | Synthware ™ double oblique PTFE stopcock plug |  | ,,,, | Labware , Manufacturer Browser , Synthware , Synthware Stoppers and Stopcocks |  | pkg of 1 ea,Synthware, S211444,4 mm | , |  |  | pkg of 1 ea,Synthware, S211444,4 mm
,Joints: (13), solid,,,,, | SYNS280013 |  | Aldrich | Synthware ™ flask length pennyhead stopper, solid |  | ,,,, | Labware , Manufacturer Browser , Synthware , Synthware Stoppers and Stopcocks |  | pkg of 1 ea,Joints: (13),Synthware, S280013 | , |  |  | pkg of 1 ea,Joints: (13),Synthware, S280013
,Joints: (16), solid,,,,, | SYNS280016 |  | Aldrich | Synthware ™ flask length pennyhead stopper, solid |  | ,,,, | Labware , Manufacturer Browser , Synthware , Synthware Stoppers and Stopcocks |  | pkg of 1 ea,Joints: (16),Synthware, S280016 | , |  |  | pkg of 1 ea,Joints: (16),Synthware, S280016
,Joints: (19), solid,,,,, | SYNS280019 |  | Aldrich | Synthware ™ flask length pennyhead stopper, solid |  | ,,,, | Labware , Manufacturer Browser , Synthware , Synthware Stoppers and Stopcocks |  | pkg of 1 ea,Joints: (19),Synthware, S280019 | , |  |  | pkg of 1 ea,Joints: (19),Synthware, S280019
,Joints: (22), solid,,,,, | SYNS280022 |  | Aldrich | Synthware ™ flask length pennyhead stopper, solid |  | ,,,, | Labware , Manufacturer Browser , Synthware , Synthware Stoppers and Stopcocks |  | pkg of 1 ea,Joints: (22),Synthware, S280022 | , |  |  | pkg of 1 ea,Joints: (22),Synthware, S280022
,Joints: (27), solid,,,,, | SYNS280027 |  | Aldrich | Synthware ™ flask length pennyhead stopper, solid |  | ,,,, | Labware , Manufacturer Browser , Synthware , Synthware Stoppers and Stopcocks |  | pkg of 1 ea,Joints: (27),Synthware, S280027 | , |  |  | pkg of 1 ea,Joints: (27),Synthware, S280027
,Joints: (32), solid,,,,, | SYNS280032 |  | Aldrich | Synthware ™ flask length pennyhead stopper, solid |  | ,,,, | Labware , Manufacturer Browser , Synthware , Synthware Stoppers and Stopcocks |  | pkg of 1 ea,Joints: (32),Synthware, S280032 | , |  |  | pkg of 1 ea,Joints: (32),Synthware, S280032
,Joints: (38), solid,,,,, | SYNS280038 |  | Aldrich | Synthware ™ flask length pennyhead stopper, solid |  | ,,,, | Labware , Manufacturer Browser , Synthware , Synthware Stoppers and Stopcocks |  | pkg of 1 ea,Joints: (38),Synthware, S280038 | , |  |  | pkg of 1 ea,Joints: (38),Synthware, S280038
,bore size 2 mm, plug size 12.6/40,,,,, | SYNS711240 |  | Aldrich | Synthware ™ high vacuum 90 degree stopcock with hollow plug |  | ,,,, | Labware , Manufacturer Browser , Synthware , Synthware Stoppers and Stopcocks |  | pkg of 1 ea,Synthware, S711240,2 mm | , |  |  | pkg of 1 ea,Synthware, S711240,2 mm
,bore size 4 mm, plug size 17.35/50,,,,, | SYNS711754 |  | Aldrich | Synthware ™ high vacuum 90 degree stopcock with hollow plug |  | ,,,, | Labware , Manufacturer Browser , Synthware , Synthware Stoppers and Stopcocks |  | pkg of 1 ea,Synthware, S711754,4 mm | , |  |  | pkg of 1 ea,Synthware, S711754,4 mm
,bore size 6 mm, plug size 17.35/50,,,,, | SYNS711756 |  | Aldrich | Synthware ™ high vacuum 90 degree stopcock with hollow plug |  | ,,,, | Labware , Manufacturer Browser , Synthware , Synthware Stoppers and Stopcocks |  | pkg of 1 ea,Synthware, S711756,6 mm | , |  |  | pkg of 1 ea,Synthware, S711756,6 mm
,bore size 4 mm, plug size 17.35/50,,,,, | SYNS341750 |  | Aldrich | Synthware ™ high vacuum oblique glass stopcock |  | ,,,, | Labware , Manufacturer Browser , Synthware , Synthware Stoppers and Stopcocks |  | pkg of 1 ea,Synthware, S341750,4 mm | , |  |  | pkg of 1 ea,Synthware, S341750,4 mm
,bore size 8 mm, plug size 25/65,,,,, | SYNS342565 |  | Aldrich | Synthware ™ high vacuum oblique glass stopcock |  | ,,,, | Labware , Manufacturer Browser , Synthware , Synthware Stoppers and Stopcocks |  | pkg of 1 ea,Synthware, S342565,8 mm | , |  |  | pkg of 1 ea,Synthware, S342565,8 mm
,bore size 2 mm, plug size 12.6/40,,,,, | SYNS701240 |  | Aldrich | Synthware ™ high vacuum offset stopcock with hollow plug |  | ,,,, | Labware , Manufacturer Browser , Synthware , Synthware Stoppers and Stopcocks |  | pkg of 1 ea,Synthware, S701240,2 mm | , |  |  | pkg of 1 ea,Synthware, S701240,2 mm
,bore size 4 mm, plug size 17.35/50,,,,, | SYNS701754 |  | Aldrich | Synthware ™ high vacuum offset stopcock with hollow plug |  | ,,,, | Labware , Manufacturer Browser , Synthware , Synthware Stoppers and Stopcocks |  | pkg of 1 ea,Synthware, S701754,4 mm | , |  |  | pkg of 1 ea,Synthware, S701754,4 mm
,bore size 6 mm, plug size 17.35/50,,,,, | SYNS701756 |  | Aldrich | Synthware ™ high vacuum offset stopcock with hollow plug |  | ,,,, | Labware , Manufacturer Browser , Synthware , Synthware Stoppers and Stopcocks |  | pkg of 1 ea,Synthware, S701756,6 mm | , |  |  | pkg of 1 ea,Synthware, S701756,6 mm
,bore size 2 mm, O.D. 8 mm stem, plug size 12/20,,,,, | SYNS331230 |  | Aldrich | Synthware ™ high vacuum straight bore stopcock |  | ,,,, | Labware , Manufacturer Browser , Synthware , Synthware Stoppers and Stopcocks |  | pkg of 1 ea,Synthware, S331230,2 mm | , |  |  | pkg of 1 ea,Synthware, S331230,2 mm
,bore size 4 mm, O.D. 10 mm stem, plug size 17/40,,,,, | SYNS331740 |  | Aldrich | Synthware ™ high vacuum straight bore stopcock |  | ,,,, | Labware , Manufacturer Browser , Synthware , Synthware Stoppers and Stopcocks |  | pkg of 1 ea,Synthware, S331740,4 mm | , |  |  | pkg of 1 ea,Synthware, S331740,4 mm
,bore size 6 mm, O.D. 12 mm stem, plug size 20/44,,,,, | SYNS332044 |  | Aldrich | Synthware ™ high vacuum straight bore stopcock |  | ,,,, | Labware , Manufacturer Browser , Synthware , Synthware Stoppers and Stopcocks |  | pkg of 1 ea,Synthware, S332044,6 mm | , |  |  | pkg of 1 ea,Synthware, S332044,6 mm
,bore size 2 mm, plug size 12.6/40,,,,, | SYNS721240 |  | Aldrich | Synthware ™ high vacuum T-type stopcock with hollow plug |  | ,,,, | Labware , Manufacturer Browser , Synthware , Synthware Stoppers and Stopcocks |  | pkg of 1 ea,Synthware, S721240,2 mm | , |  |  | pkg of 1 ea,Synthware, S721240,2 mm
,bore size 4 mm, plug size 17.35/50,,,,, | SYNS721754 |  | Aldrich | Synthware ™ high vacuum T-type stopcock with hollow plug |  | ,,,, | Labware , Manufacturer Browser , Synthware , Synthware Stoppers and Stopcocks |  | pkg of 1 ea,Synthware, S721754,4 mm | , |  |  | pkg of 1 ea,Synthware, S721754,4 mm
,bore size 2 mm, plug size: 11/25,,,,, | SYNS191125 |  | Aldrich | Synthware ™ metering valve stopcock plug |  | ,,,, | Labware , Manufacturer Browser , Synthware , Synthware Stoppers and Stopcocks |  | pkg of 1 ea,Synthware, S191125,2 mm | , |  |  | pkg of 1 ea,Synthware, S191125,2 mm
,bore size 4 mm, Plug Size: 15.2/30,,,,, | SYNS191530 |  | Aldrich | Synthware ™ metering valve stopcock plug |  | ,,,, | Labware , Manufacturer Browser , Synthware , Synthware Stoppers and Stopcocks |  | pkg of 1 ea,Synthware, S191530,4 mm | , |  |  | pkg of 1 ea,Synthware, S191530,4 mm
,Joint: ST/NS 10/18, hollow,,,,, | SYNS401018 |  | Aldrich | Synthware ™ pennyhead stopper, hollow |  | ,,,, | Labware , Manufacturer Browser , Synthware , Synthware Stoppers and Stopcocks |  | pkg of 1 ea,Joint: ST/NS10/18,Synthware, S401018 | , |  |  | pkg of 1 ea,Joint: ST/NS10/18,Synthware, S401018
,Joint: ST/NS 14/10, hollow,,,,, | SYNS401410 |  | Aldrich | Synthware ™ pennyhead stopper, hollow |  | ,,,, | Labware , Manufacturer Browser , Synthware , Synthware Stoppers and Stopcocks |  | pkg of 1 ea,Joint: ST/NS14/10,Synthware, S401410 | , |  |  | pkg of 1 ea,Joint: ST/NS14/10,Synthware, S401410
,Joint: ST/NS 14/20, hollow,,,,, | SYNS401420 |  | Aldrich | Synthware ™ pennyhead stopper, hollow |  | ,,,, | Labware , Manufacturer Browser , Synthware , Synthware Stoppers and Stopcocks |  | pkg of 1 ea,Joint: ST/NS14/20,Synthware, S401420 | , |  |  | pkg of 1 ea,Joint: ST/NS14/20,Synthware, S401420
,Joint: ST/NS 19/22, hollow,,,,, | SYNS401922 |  | Aldrich | Synthware ™ pennyhead stopper, hollow |  | ,,,, | Labware , Manufacturer Browser , Synthware , Synthware Stoppers and Stopcocks |  | pkg of 1 ea,Joint: ST/NS19/22,Synthware, S401922 | , |  |  | pkg of 1 ea,Joint: ST/NS19/22,Synthware, S401922
,Joint: ST/NS 24/40, hollow,,,,, | SYNS402440 |  | Aldrich | Synthware ™ pennyhead stopper, hollow |  | ,,,, | Labware , Manufacturer Browser , Synthware , Synthware Stoppers and Stopcocks |  | pkg of 1 ea,Joint: ST/NS24/40,Synthware, S402440 | , |  |  | pkg of 1 ea,Joint: ST/NS24/40,Synthware, S402440
,Joint: ST/NS 29/42, hollow,,,,, | SYNS402942 |  | Aldrich | Synthware ™ pennyhead stopper, hollow |  | ,,,, | Labware , Manufacturer Browser , Synthware , Synthware Stoppers and Stopcocks |  | pkg of 1 ea,Joint: ST/NS29/42,Synthware, S402942 | , |  |  | pkg of 1 ea,Joint: ST/NS29/42,Synthware, S402942
,Joint: ST/NS 34/45, hollow,,,,, | SYNS403445 |  | Aldrich | Synthware ™ pennyhead stopper, hollow |  | ,,,, | Labware , Manufacturer Browser , Synthware , Synthware Stoppers and Stopcocks |  | pkg of 1 ea,Joint: ST/NS34/45,Synthware, S403445 | , |  |  | pkg of 1 ea,Joint: ST/NS34/45,Synthware, S403445
,Joint: ST/NS 45/50, hollow,,,,, | SYNS404550 |  | Aldrich | Synthware ™ pennyhead stopper, hollow |  | ,,,, | Labware , Manufacturer Browser , Synthware , Synthware Stoppers and Stopcocks |  | pkg of 1 ea,Joint: ST/NS45/50,Synthware, S404550 | , |  |  | pkg of 1 ea,Joint: ST/NS45/50,Synthware, S404550
,Joint: ST/NS 10/18, solid,,,,, | SYNS291018 |  | Aldrich | Synthware ™ pennyhead stopper, solid |  | ,,,, | Labware , Manufacturer Browser , Synthware , Synthware Stoppers and Stopcocks |  | pkg of 1 ea,Joint: ST/NS10/18,Synthware, S291018 | , |  |  | pkg of 1 ea,Joint: ST/NS10/18,Synthware, S291018
,Joint: ST/NS 10/30, solid,,,,, | SYNS291030 |  | Aldrich | Synthware ™ pennyhead stopper, solid |  | ,,,, | Labware , Manufacturer Browser , Synthware , Synthware Stoppers and Stopcocks |  | pkg of 1 ea,Joint: ST/NS10/30,Synthware, S291030 | , |  |  | pkg of 1 ea,Joint: ST/NS10/30,Synthware, S291030
,Joint: ST/NS 14/20, solid,,,,, | SYNS291420 |  | Aldrich | Synthware ™ pennyhead stopper, solid |  | ,,,, | Labware , Manufacturer Browser , Synthware , Synthware Stoppers and Stopcocks |  | pkg of 1 ea,Joint: ST/NS14/20,Synthware, S291420 | , |  |  | pkg of 1 ea,Joint: ST/NS14/20,Synthware, S291420
,Joint: ST/NS 19/22, solid,,,,, | SYNS291922 |  | Aldrich | Synthware ™ pennyhead stopper, solid |  | ,,,, | Labware , Manufacturer Browser , Synthware , Synthware Stoppers and Stopcocks |  | pkg of 1 ea,Joint: ST/NS19/22,Synthware, S291922 | , |  |  | pkg of 1 ea,Joint: ST/NS19/22,Synthware, S291922
,Joint: ST/NS 24/40, solid,,,,, | SYNS292440 |  | Aldrich | Synthware ™ pennyhead stopper, solid |  | ,,,, | Labware , Manufacturer Browser , Synthware , Synthware Stoppers and Stopcocks |  | pkg of 1 ea,Joint: ST/NS24/40,Synthware, S292440 | , |  |  | pkg of 1 ea,Joint: ST/NS24/40,Synthware, S292440
,Joint: ST/NS 29/42, solid,,,,, | SYNS292942 |  | Aldrich | Synthware ™ pennyhead stopper, solid |  | ,,,, | Labware , Manufacturer Browser , Synthware , Synthware Stoppers and Stopcocks |  | pkg of 1 ea,Joint: ST/NS29/42,Synthware, S292942 | , |  |  | pkg of 1 ea,Joint: ST/NS29/42,Synthware, S292942
,Joints: (13),,,,, | SYNS120013 |  | Aldrich | Synthware ™ PTFE flask length stopper with handle |  | ,,,, | Labware , Manufacturer Browser , Synthware , Synthware Stoppers and Stopcocks |  | pkg of 1 ea,Joints: (13),Synthware, S120013 | , |  |  | pkg of 1 ea,Joints: (13),Synthware, S120013
,Joints: (16),,,,, | SYNS120016 |  | Aldrich | Synthware ™ PTFE flask length stopper with handle |  | ,,,, | Labware , Manufacturer Browser , Synthware , Synthware Stoppers and Stopcocks |  | pkg of 1 ea,Joints: (16),Synthware, S120016 | , |  |  | pkg of 1 ea,Joints: (16),Synthware, S120016
,Joints: (22),,,,, | SYNS120022 |  | Aldrich | Synthware ™ PTFE flask length stopper with handle |  | ,,,, | Labware , Manufacturer Browser , Synthware , Synthware Stoppers and Stopcocks |  | pkg of 1 ea,Joints: (22),Synthware, S120022 | , |  |  | pkg of 1 ea,Joints: (22),Synthware, S120022
,Joints: (27),,,,, | SYNS120027 |  | Aldrich | Synthware ™ PTFE flask length stopper with handle |  | ,,,, | Labware , Manufacturer Browser , Synthware , Synthware Stoppers and Stopcocks |  | pkg of 1 ea,Joints: (27),Synthware, S120027 | , |  |  | pkg of 1 ea,Joints: (27),Synthware, S120027
,Joints: (38),,,,, | SYNS120038 |  | Aldrich | Synthware ™ PTFE flask length stopper with handle |  | ,,,, | Labware , Manufacturer Browser , Synthware , Synthware Stoppers and Stopcocks |  | pkg of 1 ea,Joints: (38),Synthware, S120038 | , |  |  | pkg of 1 ea,Joints: (38),Synthware, S120038
,Joint: ST/NS 10/18,,,,, | SYNS531018 |  | Aldrich | Synthware ™ PTFE stopper with extraction nut |  | ,,,, | Labware , Manufacturer Browser , Synthware , Synthware Stoppers and Stopcocks |  | pkg of 1 ea,Joint: ST/NS10/18,Synthware, S531018 | , |  |  | pkg of 1 ea,Joint: ST/NS10/18,Synthware, S531018
,Joint: ST/NS 14/20,,,,, | SYNS531420 |  | Aldrich | Synthware ™ PTFE stopper with extraction nut |  | ,,,, | Labware , Manufacturer Browser , Synthware , Synthware Stoppers and Stopcocks |  | pkg of 1 ea,Joint: ST/NS14/20,Synthware, S531420 | , |  |  | pkg of 1 ea,Joint: ST/NS14/20,Synthware, S531420
,Joint: ST/NS 19/22,,,,, | SYNS531922 |  | Aldrich | Synthware ™ PTFE stopper with extraction nut |  | ,,,, | Labware , Manufacturer Browser , Synthware , Synthware Stoppers and Stopcocks |  | pkg of 1 ea,Joint: ST/NS19/22,Synthware, S531922 | , |  |  | pkg of 1 ea,Joint: ST/NS19/22,Synthware, S531922
,Joint: ST/NS 24/40,,,,, | SYNS532440 |  | Aldrich | Synthware ™ PTFE stopper with extraction nut |  | ,,,, | Labware , Manufacturer Browser , Synthware , Synthware Stoppers and Stopcocks |  | pkg of 1 ea,Joint: ST/NS24/40,Synthware, S532440 | , |  |  | pkg of 1 ea,Joint: ST/NS24/40,Synthware, S532440
,Joint: ST/NS 14/20,,,,, | SYNS111420 |  | Aldrich | Synthware ™ PTFE stopper with handle |  | ,,,, | Labware , Manufacturer Browser , Synthware , Synthware Stoppers and Stopcocks |  | pkg of 1 ea,Joint: ST/NS14/20,Synthware, S111420 | , |  |  | pkg of 1 ea,Joint: ST/NS14/20,Synthware, S111420
,Joint: ST/NS 19/22,,,,, | SYNS111922 |  | Aldrich | Synthware ™ PTFE stopper with handle |  | ,,,, | Labware , Manufacturer Browser , Synthware , Synthware Stoppers and Stopcocks |  | pkg of 1 ea,Joint: ST/NS19/22,Synthware, S111922 | , |  |  | pkg of 1 ea,Joint: ST/NS19/22,Synthware, S111922
,Joint: ST/NS 24/25,,,,, | SYNS112425 |  | Aldrich | Synthware ™ PTFE stopper with handle |  | ,,,, | Labware , Manufacturer Browser , Synthware , Synthware Stoppers and Stopcocks |  | pkg of 1 ea,Joint: ST/NS24/25,Synthware, S112425 | , |  |  | pkg of 1 ea,Joint: ST/NS24/25,Synthware, S112425
,Joint: ST/NS 24/40,,,,, | SYNS112440 |  | Aldrich | Synthware ™ PTFE stopper with handle |  | ,,,, | Labware , Manufacturer Browser , Synthware , Synthware Stoppers and Stopcocks |  | pkg of 1 ea,Joint: ST/NS24/40,Synthware, S112440 | , |  |  | pkg of 1 ea,Joint: ST/NS24/40,Synthware, S112440
,Joint: ST/NS 29/42,,,,, | SYNS112942 |  | Aldrich | Synthware ™ PTFE stopper with handle |  | ,,,, | Labware , Manufacturer Browser , Synthware , Synthware Stoppers and Stopcocks |  | pkg of 1 ea,Joint: ST/NS29/42,Synthware, S112942 | , |  |  | pkg of 1 ea,Joint: ST/NS29/42,Synthware, S112942
,Joint: ST/NS 34/45,,,,, | SYNS113445 |  | Aldrich | Synthware ™ PTFE stopper with handle |  | ,,,, | Labware , Manufacturer Browser , Synthware , Synthware Stoppers and Stopcocks |  | pkg of 1 ea,Joint: ST/NS34/45,Synthware, S113445 | , |  |  | pkg of 1 ea,Joint: ST/NS34/45,Synthware, S113445
,L 6.35 mm,,,,, | SYNTH006 |  | Aldrich | Synthware ™ stainless steel joint spring |  | ,,,, | Labware , Manufacturer Browser , Synthware , Synthware Stoppers and Stopcocks |  | pkg of 1 ea,Synthware, TH006,6.35 mm | , |  |  | pkg of 1 ea,Synthware, TH006,6.35 mm
,L 25 mm,,,,, | SYNTH025 |  | Aldrich | Synthware ™ stainless steel joint spring |  | ,,,, | Labware , Manufacturer Browser , Synthware , Synthware Stoppers and Stopcocks |  | pkg of 1 ea,Synthware, TH025,25 mm | , |  |  | pkg of 1 ea,Synthware, TH025,25 mm
,L 32 mm,,,,, | SYNTH032 |  | Aldrich | Synthware ™ stainless steel joint spring |  | ,,,, | Labware , Manufacturer Browser , Synthware , Synthware Stoppers and Stopcocks |  | pkg of 1 ea,Synthware, TH032,32 mm | , |  |  | pkg of 1 ea,Synthware, TH032,32 mm
,plug size 12/30,,,,, | SYNS691230 |  | Aldrich | Synthware ™ stopcock plug retention kit |  | ,,,, | Labware , Manufacturer Browser , Synthware , Synthware Stoppers and Stopcocks |  | pkg of 1 ea,Synthware, S691230 | , |  |  | pkg of 1 ea,Synthware, S691230
,plug size 17/40,,,,, | SYNS691740 |  | Aldrich | Synthware ™ stopcock plug retention kit |  | ,,,, | Labware , Manufacturer Browser , Synthware , Synthware Stoppers and Stopcocks |  | pkg of 1 ea,Synthware, S691740 | , |  |  | pkg of 1 ea,Synthware, S691740
,plug size 17.35/50,,,,, | SYNS691750 |  | Aldrich | Synthware ™ stopcock plug retention kit |  | ,,,, | Labware , Manufacturer Browser , Synthware , Synthware Stoppers and Stopcocks |  | pkg of 1 ea,Synthware, S691750 | , |  |  | pkg of 1 ea,Synthware, S691750
,plug size 16.2/56,,,,, | SYNS691656 |  | Aldrich | Synthware ™ stopcock plug retention kit |  | ,,,, | Labware , Manufacturer Browser , Synthware , Synthware Stoppers and Stopcocks |  | pkg of 1 ea,Synthware, S691656 | , |  |  | pkg of 1 ea,Synthware, S691656
,plug size 20/44,,,,, | SYNS692044 |  | Aldrich | Synthware ™ stopcock plug retention kit |  | ,,,, | Labware , Manufacturer Browser , Synthware , Synthware Stoppers and Stopcocks |  | pkg of 1 ea,Synthware, S692044 | , |  |  | pkg of 1 ea,Synthware, S692044
,bore size 2 mm, O.D. 8 mm stem, plug size 12/30,,,,, | SYNS321230 |  | Aldrich | Synthware ™ straight bore glass stopcock |  | ,,,, | Labware , Manufacturer Browser , Synthware , Synthware Stoppers and Stopcocks |  | pkg of 1 ea,Synthware, S321230,2 mm | , |  |  | pkg of 1 ea,Synthware, S321230,2 mm
,bore size 4 mm, O.D. 10 mm stem, plug size 17/40,,,,, | SYNS321740 |  | Aldrich | Synthware ™ straight bore glass stopcock |  | ,,,, | Labware , Manufacturer Browser , Synthware , Synthware Stoppers and Stopcocks |  | pkg of 1 ea,Synthware, S321740,4 mm | , |  |  | pkg of 1 ea,Synthware, S321740,4 mm
,bore size 6 mm, O.D. 12 mm stem, plug size 20/44,,,,, | SYNS322044 |  | Aldrich | Synthware ™ straight bore glass stopcock |  | ,,,, | Labware , Manufacturer Browser , Synthware , Synthware Stoppers and Stopcocks |  | pkg of 1 ea,Synthware, S322044,6 mm | , |  |  | pkg of 1 ea,Synthware, S322044,6 mm
,bore size 2 mm, plug size 12/30,,,,, | SYNS461230 |  | Aldrich | Synthware ™ straight bore glass stopcock plug |  | ,,,, | Labware , Manufacturer Browser , Synthware , Synthware Stoppers and Stopcocks |  | pkg of 1 ea,Synthware, S461230,2 mm | , |  |  | pkg of 1 ea,Synthware, S461230,2 mm
,bore size 4 mm, plug size 17/40,,,,, | SYNS461740 |  | Aldrich | Synthware ™ straight bore glass stopcock plug |  | ,,,, | Labware , Manufacturer Browser , Synthware , Synthware Stoppers and Stopcocks |  | pkg of 1 ea,Synthware, S461740,4 mm | , |  |  | pkg of 1 ea,Synthware, S461740,4 mm
,bore size 6 mm, plug size 20/44,,,,, | SYNS462044 |  | Aldrich | Synthware ™ straight bore glass stopcock plug |  | ,,,, | Labware , Manufacturer Browser , Synthware , Synthware Stoppers and Stopcocks |  | pkg of 1 ea,Synthware, S462044,6 mm | , |  |  | pkg of 1 ea,Synthware, S462044,6 mm
,bore size 2 mm, O.D. 8 mm stem, plug size: 11/25,,,,, | SYNS101502 |  | Aldrich | Synthware ™ straight bore PTFE stopcock |  | ,,,, | Labware , Manufacturer Browser , Synthware , Synthware Stoppers and Stopcocks |  | pkg of 1 ea,Synthware, S101502,2 mm | , |  |  | pkg of 1 ea,Synthware, S101502,2 mm
,bore size 4 mm, O.D. 10 mm stem, Plug Size: 15.2/30,,,,, | SYNS101504 |  | Aldrich | Synthware ™ straight bore PTFE stopcock |  | ,,,, | Labware , Manufacturer Browser , Synthware , Synthware Stoppers and Stopcocks |  | pkg of 1 ea,Synthware, S101504,4 mm | , |  |  | pkg of 1 ea,Synthware, S101504,4 mm
,bore size 6 mm, O.D. 12 mm stem, Plug Size: 16/35,,,,, | SYNS101506 |  | Aldrich | Synthware ™ straight bore PTFE stopcock |  | ,,,, | Labware , Manufacturer Browser , Synthware , Synthware Stoppers and Stopcocks |  | pkg of 1 ea,Synthware, S101506,6 mm | , |  |  | pkg of 1 ea,Synthware, S101506,6 mm
,bore size 2 mm, plug size: 11/25,,,,, | SYNS181125 |  | Aldrich | Synthware ™ striaght bore PTFE stopcock plug |  | ,,,, | Labware , Manufacturer Browser , Synthware , Synthware Stoppers and Stopcocks |  | pkg of 1 ea,Synthware, S181125,2 mm | , |  |  | pkg of 1 ea,Synthware, S181125,2 mm
,bore size 4 mm, Plug Size: 15.2/30,,,,, | SYNS181530 |  | Aldrich | Synthware ™ striaght bore PTFE stopcock plug |  | ,,,, | Labware , Manufacturer Browser , Synthware , Synthware Stoppers and Stopcocks |  | pkg of 1 ea,Synthware, S181530,4 mm | , |  |  | pkg of 1 ea,Synthware, S181530,4 mm
,bore size 6 mm, Plug Size: 16/35,,,,, | SYNS181635 |  | Aldrich | Synthware ™ striaght bore PTFE stopcock plug |  | ,,,, | Labware , Manufacturer Browser , Synthware , Synthware Stoppers and Stopcocks |  | pkg of 1 ea,Synthware, S181635,6 mm | , |  |  | pkg of 1 ea,Synthware, S181635,6 mm
,100 mL, complete,,,,, | SYNS740100 |  | Aldrich | Synthware ™ sublimation apparatus, complete |  | ,,,, | Labware , Manufacturer Browser , Synthware , Synthware Sublimators |  | pkg of 1 ea,Synthware, S740100,100 mL | , |  |  | pkg of 1 ea,Synthware, S740100,100 mL
,150 mL, complete,,,,, | SYNS740150 |  | Aldrich | Synthware ™ sublimation apparatus, complete |  | ,,,, | Labware , Manufacturer Browser , Synthware , Synthware Sublimators |  | pkg of 1 ea,Synthware, S740150,150 mL | , |  |  | pkg of 1 ea,Synthware, S740150,150 mL
,10 mL, complete,,,,, | SYNS732510 |  | Aldrich | Synthware ™ sublimator, complete |  | ,,,, | Labware , Manufacturer Browser , Synthware , Synthware Sublimators |  | pkg of 1 ea,Synthware, S732510,10 mL | , |  |  | pkg of 1 ea,Synthware, S732510,10 mL
,40 mL, complete,,,,, | SYNS734040 |  | Aldrich | Synthware ™ sublimator, complete |  | ,,,, | Labware , Manufacturer Browser , Synthware , Synthware Sublimators |  | pkg of 1 ea,Synthware, S734040,40 mL | , |  |  | pkg of 1 ea,Synthware, S734040,40 mL
,60 mL, complete,,,,, | SYNS735060 |  | Aldrich | Synthware ™ sublimator, complete |  | ,,,, | Labware , Manufacturer Browser , Synthware , Synthware Sublimators |  | pkg of 1 ea,Synthware, S735060,60 mL | , |  |  | pkg of 1 ea,Synthware, S735060,60 mL
,25 mL, Joint: ST/NS 24/40,,,,, | SYND232440G |  | Aldrich | Synthware ™ sublimator with glass stopcock and long neck round bottom flask |  | ,,,, | Labware , Manufacturer Browser , Synthware , Synthware Sublimators |  | pkg of 1 ea,Joint: ST/NS24/40,25 mL,Synthware, D232440G | , |  |  | pkg of 1 ea,Joint: ST/NS24/40,25 mL,Synthware, D232440G
,25 mL, Joint: ST/NS 24/40,,,,, | SYNDF302425 |  | Aldrich | Synthware ™ sublimator with glass stopcock and long neck round bottom flask |  | ,,,, | Labware , Manufacturer Browser , Synthware , Synthware Sublimators |  | pkg of 1 ea,Joint: ST/NS24/40,25 mL,Synthware, DF302425 | , |  |  | pkg of 1 ea,Joint: ST/NS24/40,25 mL,Synthware, DF302425
,100 mL, Joint: ST/NS 14/20,,,,, | SYNF551060 |  | Aldrich | Synthware ™ addition funnel with high vacuum valves |  | ,,,, | Labware , Manufacturer Browser , Synthware , Synthware Tubes |  | pkg of 1 ea,Joint: ST/NS14/20,100 mL,Synthware, F551060 | , |  |  | pkg of 1 ea,Joint: ST/NS14/20,100 mL,Synthware, F551060
,250 mL, Joint: ST/NS 24/40,,,,, | SYNF554200 |  | Aldrich | Synthware ™ addition funnel with high vacuum valves |  | ,,,, | Labware , Manufacturer Browser , Synthware , Synthware Tubes |  | pkg of 1 ea,Joint: ST/NS24/40,250 mL,Synthware, F554200 | , |  |  | pkg of 1 ea,Joint: ST/NS24/40,250 mL,Synthware, F554200
,Joint: ST/NS 14/20, disc O.D. 20 mm, porosity: coarse,,,,, | SYNF701420C |  | Aldrich | Synthware ™ fritted filter tube |  | ,,,, | Labware , Manufacturer Browser , Synthware , Synthware Tubes |  | pkg of 1 ea,Joint: ST/NS14/20,20 mm,Synthware, F701420C | , |  |  | pkg of 1 ea,Joint: ST/NS14/20,20 mm,Synthware, F701420C
,Joint: ST/NS 14/20, disc O.D. 20 mm, porosity: medium,,,,, | SYNF701420M |  | Aldrich | Synthware ™ fritted filter tube |  | ,,,, | Labware , Manufacturer Browser , Synthware , Synthware Tubes |  | pkg of 1 ea,Joint: ST/NS14/20,20 mm,Synthware, F701420M | , |  |  | pkg of 1 ea,Joint: ST/NS14/20,20 mm,Synthware, F701420M
,Joint: ST/NS 14/20, disc O.D. 30 mm, porosity: coarse,,,,, | SYNF701430C |  | Aldrich | Synthware ™ fritted filter tube |  | ,,,, | Labware , Manufacturer Browser , Synthware , Synthware Tubes |  | pkg of 1 ea,Joint: ST/NS14/20,30 mm,Synthware, F701430C | , |  |  | pkg of 1 ea,Joint: ST/NS14/20,30 mm,Synthware, F701430C
,Joint: ST/NS 14/20, disc O.D. 30 mm, porosity: medium,,,,, | SYNF701430M |  | Aldrich | Synthware ™ fritted filter tube |  | ,,,, | Labware , Manufacturer Browser , Synthware , Synthware Tubes |  | pkg of 1 ea,Joint: ST/NS14/20,30 mm,Synthware, F701430M | , |  |  | pkg of 1 ea,Joint: ST/NS14/20,30 mm,Synthware, F701430M
,Joint: ST/NS 24/40, disc O.D. 36 mm, porosity: coarse,,,,, | SYNF702440C |  | Aldrich | Synthware ™ fritted filter tube |  | ,,,, | Labware , Manufacturer Browser , Synthware , Synthware Tubes |  | pkg of 1 ea,Joint: ST/NS24/40,36 mm,Synthware, F702440C | , |  |  | pkg of 1 ea,Joint: ST/NS24/40,36 mm,Synthware, F702440C
,Joint: ST/NS 24/40, disc O.D. 36 mm, porosity: medium,,,,, | SYNF702440M |  | Aldrich | Synthware ™ fritted filter tube |  | ,,,, | Labware , Manufacturer Browser , Synthware , Synthware Tubes |  | pkg of 1 ea,Joint: ST/NS24/40,36 mm,Synthware, F702440M | , |  |  | pkg of 1 ea,Joint: ST/NS24/40,36 mm,Synthware, F702440M
,Joint: ST/NS 14/20, disc O.D. 30 mm, porosity: coarse,,,,, | SYNF351430C |  | Aldrich | Synthware ™ fritted filter tube with glass stopcocks |  | ,,,, | Labware , Manufacturer Browser , Synthware , Synthware Tubes |  | pkg of 1 ea,Joint: ST/NS14/20,30 mm,Synthware, F351430C | , |  |  | pkg of 1 ea,Joint: ST/NS14/20,30 mm,Synthware, F351430C
,Joint: ST/NS 14/20, disc O.D. 30 mm, porosity: medium,,,,, | SYNF351430M |  | Aldrich | Synthware ™ fritted filter tube with glass stopcocks |  | ,,,, | Labware , Manufacturer Browser , Synthware , Synthware Tubes |  | pkg of 1 ea,Joint: ST/NS14/20,30 mm,Synthware, F351430M | , |  |  | pkg of 1 ea,Joint: ST/NS14/20,30 mm,Synthware, F351430M
,Joint: ST/NS 24/40, disc O.D. 36 mm, porosity: coarse,,,,, | SYNF352440C |  | Aldrich | Synthware ™ fritted filter tube with glass stopcocks |  | ,,,, | Labware , Manufacturer Browser , Synthware , Synthware Tubes |  | pkg of 1 ea,Joint: ST/NS24/40,36 mm,Synthware, F352440C | , |  |  | pkg of 1 ea,Joint: ST/NS24/40,36 mm,Synthware, F352440C
,Joint: ST/NS 24/40, disc O.D. 36 mm, porosity: medium,,,,, | SYNF352440M |  | Aldrich | Synthware ™ fritted filter tube with glass stopcocks |  | ,,,, | Labware , Manufacturer Browser , Synthware , Synthware Tubes |  | pkg of 1 ea,Joint: ST/NS24/40,36 mm,Synthware, F352440M | , |  |  | pkg of 1 ea,Joint: ST/NS24/40,36 mm,Synthware, F352440M
,disc diam. 10 mm, porosity: extra coarse, stem O.D. × L 8 mm × 150 mm,,,,, | SYNF260810X |  | Aldrich | Synthware ™ fritted gas dispersion tube |  | ,,,, | Labware , Manufacturer Browser , Synthware , Synthware Tubes |  | pkg of 1 ea,Synthware, F260810X,10 mm,8 mm × 150 mm | , |  |  | pkg of 1 ea,Synthware, F260810X,10 mm,8 mm × 150 mm
,disc diam. 10 mm, porosity: coarse, stem O.D. × L 8 mm × 150 mm,,,,, | SYNF260810C |  | Aldrich | Synthware ™ fritted gas dispersion tube |  | ,,,, | Labware , Manufacturer Browser , Synthware , Synthware Tubes |  | pkg of 1 ea,Synthware, F260810C,10 mm,8 mm × 150 mm | , |  |  | pkg of 1 ea,Synthware, F260810C,10 mm,8 mm × 150 mm
,disc diam. 10 mm, porosity: medium, stem O.D. × L 8 mm × 150 mm,,,,, | SYNF260810M |  | Aldrich | Synthware ™ fritted gas dispersion tube |  | ,,,, | Labware , Manufacturer Browser , Synthware , Synthware Tubes |  | pkg of 1 ea,Synthware, F260810M,10 mm,8 mm × 150 mm | , |  |  | pkg of 1 ea,Synthware, F260810M,10 mm,8 mm × 150 mm
,disc diam. 10 mm, porosity: medium, stem O.D. × L 8 mm × 150 mm,,,,, | SYNF271018M |  | Aldrich | Synthware ™ fritted gas dispersion tube with 15 degree angle |  | ,,,, | Labware , Manufacturer Browser , Synthware , Synthware Tubes |  | pkg of 1 ea,Synthware, F271018M,10 mm,8 mm × 150 mm | , |  |  | pkg of 1 ea,Synthware, F271018M,10 mm,8 mm × 150 mm
,disc diam. 20 mm, porosity: coarse, stem O.D. × L 8 mm × 150 mm,,,,, | SYNF272025C |  | Aldrich | Synthware ™ fritted gas dispersion tube with 15 degree angle |  | ,,,, | Labware , Manufacturer Browser , Synthware , Synthware Tubes |  | pkg of 1 ea,Synthware, F272025C,20 mm,8 mm × 150 mm | , |  |  | pkg of 1 ea,Synthware, F272025C,20 mm,8 mm × 150 mm
,disc diam. 20 mm, porosity: medium, stem O.D. × L 8 mm × 150 mm,,,,, | SYNF272025M |  | Aldrich | Synthware ™ fritted gas dispersion tube with 15 degree angle |  | ,,,, | Labware , Manufacturer Browser , Synthware , Synthware Tubes |  | pkg of 1 ea,Synthware, F272025M,20 mm,8 mm × 150 mm | , |  |  | pkg of 1 ea,Synthware, F272025M,20 mm,8 mm × 150 mm
,disc diam. 30 mm, porosity: extra coarse, stem O.D. × L 8 mm × 150 mm,,,,, | SYNF273035X |  | Aldrich | Synthware ™ fritted gas dispersion tube with 15 degree angle |  | ,,,, | Labware , Manufacturer Browser , Synthware , Synthware Tubes |  | pkg of 1 ea,Synthware, F273035X,30 mm,8 mm × 150 mm | , |  |  | pkg of 1 ea,Synthware, F273035X,30 mm,8 mm × 150 mm
,disc diam. 40 mm, porosity: medium, stem O.D. × L 8 mm × 150 mm,,,,, | SYNF274045M |  | Aldrich | Synthware ™ fritted gas dispersion tube with 15 degree angle |  | ,,,, | Labware , Manufacturer Browser , Synthware , Synthware Tubes |  | pkg of 1 ea,Synthware, F274045M,40 mm,8 mm × 150 mm | , |  |  | pkg of 1 ea,Synthware, F274045M,40 mm,8 mm × 150 mm
,disc diam. 20 mm, porosity: medium, stem O.D. × L 8 mm × 150 mm,,,,, | SYNF282035M |  | Aldrich | Synthware ™ fritted gas dispersion tube with 90 degree angle |  | ,,,, | Labware , Manufacturer Browser , Synthware , Synthware Tubes |  | pkg of 1 ea,Synthware, F282035M,20 mm,8 mm × 150 mm | , |  |  | pkg of 1 ea,Synthware, F282035M,20 mm,8 mm × 150 mm
,disc diam. 30 mm, porosity: coarse, stem O.D. × L 8 mm × 150 mm,,,,, | SYNF283045C |  | Aldrich | Synthware ™ fritted gas dispersion tube with 90 degree angle |  | ,,,, | Labware , Manufacturer Browser , Synthware , Synthware Tubes |  | pkg of 1 ea,Synthware, F283045C,30 mm,8 mm × 150 mm | , |  |  | pkg of 1 ea,Synthware, F283045C,30 mm,8 mm × 150 mm
,disc diam. 40 mm, porosity: extra coarse, stem O.D. × L 8 mm × 150 mm,,,,, | SYNF284060X |  | Aldrich | Synthware ™ fritted gas dispersion tube with 90 degree angle |  | ,,,, | Labware , Manufacturer Browser , Synthware , Synthware Tubes |  | pkg of 1 ea,Synthware, F284060X,40 mm,8 mm × 150 mm | , |  |  | pkg of 1 ea,Synthware, F284060X,40 mm,8 mm × 150 mm
,disc diam. 40 mm, porosity: coarse, stem O.D. × L 8 mm × 150 mm,,,,, | SYNF284060C |  | Aldrich | Synthware ™ fritted gas dispersion tube with 90 degree angle |  | ,,,, | Labware , Manufacturer Browser , Synthware , Synthware Tubes |  | pkg of 1 ea,Synthware, F284060C,40 mm,8 mm × 150 mm | , |  |  | pkg of 1 ea,Synthware, F284060C,40 mm,8 mm × 150 mm
,disc diam. 40 mm, porosity: medium, stem O.D. × L 8 mm × 150 mm,,,,, | SYNF284060M |  | Aldrich | Synthware ™ fritted gas dispersion tube with 90 degree angle |  | ,,,, | Labware , Manufacturer Browser , Synthware , Synthware Tubes |  | pkg of 1 ea,Synthware, F284060M,40 mm,8 mm × 150 mm | , |  |  | pkg of 1 ea,Synthware, F284060M,40 mm,8 mm × 150 mm
,hose connections 8 mm O.D.,,,,, | SYNT120800 |  | Aldrich | Synthware ™ T-shaped connecting tube |  | ,,,, | Labware , Manufacturer Browser , Synthware , Synthware Tubes |  | pkg of 1 ea,Synthware, T120800 | , |  |  | pkg of 1 ea,Synthware, T120800
,hose connections 10 mm O.D.,,,,, | SYNT121000 |  | Aldrich | Synthware ™ T-shaped connecting tube |  | ,,,, | Labware , Manufacturer Browser , Synthware , Synthware Tubes |  | pkg of 1 ea,Synthware, T121000 | , |  |  | pkg of 1 ea,Synthware, T121000
,male Joint: ST/NS 14/20,,,,, | SYNA751420 |  | Aldrich | Synthware ™ 90 degree vacuum adapter with glass stopcock |  | ,,,, | Labware , Manufacturer Browser , Synthware , Synthware Vacuum Equipment |  | pkg of 1 ea,male Joint: ST/NS14/20,Synthware, A751420 | , |  |  | pkg of 1 ea,male Joint: ST/NS14/20,Synthware, A751420
,female Joint: ST/NS 14/20,,,,, | SYNA691420 |  | Aldrich | Synthware ™ 90 degree vacuum adapter with glass stopcock |  | ,,,, | Labware , Manufacturer Browser , Synthware , Synthware Vacuum Equipment |  | pkg of 1 ea,female Joint: ST/NS14/20,Synthware, A691420 | , |  |  | pkg of 1 ea,female Joint: ST/NS14/20,Synthware, A691420
,male Joint: ST/NS 19/22,,,,, | SYNA751922 |  | Aldrich | Synthware ™ 90 degree vacuum adapter with glass stopcock |  | ,,,, | Labware , Manufacturer Browser , Synthware , Synthware Vacuum Equipment |  | pkg of 1 ea,male Joint: ST/NS19/22,Synthware, A751922 | , |  |  | pkg of 1 ea,male Joint: ST/NS19/22,Synthware, A751922
,female Joint: ST/NS 24/40,,,,, | SYNA692440 |  | Aldrich | Synthware ™ 90 degree vacuum adapter with glass stopcock |  | ,,,, | Labware , Manufacturer Browser , Synthware , Synthware Vacuum Equipment |  | pkg of 1 ea,female Joint: ST/NS24/40,Synthware, A692440 | , |  |  | pkg of 1 ea,female Joint: ST/NS24/40,Synthware, A692440
,male Joint: ST/NS 19/22,,,,, | SYNA752440 |  | Aldrich | Synthware ™ 90 degree vacuum adapter with glass stopcock |  | ,,,, | Labware , Manufacturer Browser , Synthware , Synthware Vacuum Equipment |  | pkg of 1 ea,male Joint: ST/NS19/22,Synthware, A752440 | , |  |  | pkg of 1 ea,male Joint: ST/NS19/22,Synthware, A752440
,male Joint: ST/NS 14/20,,,,, | SYNA381420 |  | Aldrich | Synthware ™ 90 degree vacuum adapter with PTFE stopcock |  | ,,,, | Labware , Manufacturer Browser , Synthware , Synthware Vacuum Equipment |  | pkg of 1 ea,male Joint: ST/NS14/20,Synthware, A381420 | , |  |  | pkg of 1 ea,male Joint: ST/NS14/20,Synthware, A381420
,female Joint: ST/NS 14/20,,,,, | SYNA711420 |  | Aldrich | Synthware ™ 90 degree vacuum adapter with PTFE stopcock |  | ,,,, | Labware , Manufacturer Browser , Synthware , Synthware Vacuum Equipment |  | pkg of 1 ea,female Joint: ST/NS14/20,Synthware, A711420 | , |  |  | pkg of 1 ea,female Joint: ST/NS14/20,Synthware, A711420
,male Joint: ST/NS 19/22,,,,, | SYNA381922 |  | Aldrich | Synthware ™ 90 degree vacuum adapter with PTFE stopcock |  | ,,,, | Labware , Manufacturer Browser , Synthware , Synthware Vacuum Equipment |  | pkg of 1 ea,male Joint: ST/NS19/22,Synthware, A381922 | , |  |  | pkg of 1 ea,male Joint: ST/NS19/22,Synthware, A381922
,female Joint: ST/NS 19/22,,,,, | SYNA711922 |  | Aldrich | Synthware ™ 90 degree vacuum adapter with PTFE stopcock |  | ,,,, | Labware , Manufacturer Browser , Synthware , Synthware Vacuum Equipment |  | pkg of 1 ea,female Joint: ST/NS19/22,Synthware, A711922 | , |  |  | pkg of 1 ea,female Joint: ST/NS19/22,Synthware, A711922
,male Joint: ST/NS 19/22,,,,, | SYNA382440 |  | Aldrich | Synthware ™ 90 degree vacuum adapter with PTFE stopcock |  | ,,,, | Labware , Manufacturer Browser , Synthware , Synthware Vacuum Equipment |  | pkg of 1 ea,male Joint: ST/NS19/22,Synthware, A382440 | , |  |  | pkg of 1 ea,male Joint: ST/NS19/22,Synthware, A382440
,female Joint: ST/NS 19/22,,,,, | SYNA712440 |  | Aldrich | Synthware ™ 90 degree vacuum adapter with PTFE stopcock |  | ,,,, | Labware , Manufacturer Browser , Synthware , Synthware Vacuum Equipment |  | pkg of 1 ea,female Joint: ST/NS19/22,Synthware, A712440 | , |  |  | pkg of 1 ea,female Joint: ST/NS19/22,Synthware, A712440
,250 mL, stopcock: glass,,,,, | SYNV210250G |  | Aldrich | Synthware ™ Dewar type vacuum trap |  | ,,,, | Labware , Manufacturer Browser , Synthware , Synthware Vacuum Equipment |  | pkg of 1 ea,Synthware, V210250G,250 mL | , |  |  | pkg of 1 ea,Synthware, V210250G,250 mL
,250 mL, stopcock: PTFE,,,,, | SYNV210250 |  | Aldrich | Synthware ™ Dewar type vacuum trap |  | ,,,, | Labware , Manufacturer Browser , Synthware , Synthware Vacuum Equipment |  | pkg of 1 ea,Synthware, V210250,250 mL | , |  |  | pkg of 1 ea,Synthware, V210250,250 mL
,500 mL, stopcock: glass,,,,, | SYNV210500G |  | Aldrich | Synthware ™ Dewar type vacuum trap |  | ,,,, | Labware , Manufacturer Browser , Synthware , Synthware Vacuum Equipment |  | pkg of 1 ea,Synthware, V210500G,500 mL | , |  |  | pkg of 1 ea,Synthware, V210500G,500 mL
,500 mL, stopcock: PTFE,,,,, | SYNV210500 |  | Aldrich | Synthware ™ Dewar type vacuum trap |  | ,,,, | Labware , Manufacturer Browser , Synthware , Synthware Vacuum Equipment |  | pkg of 1 ea,Synthware, V210500,500 mL | , |  |  | pkg of 1 ea,Synthware, V210500,500 mL
,1000 mL, stopcock: glass,,,,, | SYNV211000G |  | Aldrich | Synthware ™ Dewar type vacuum trap |  | ,,,, | Labware , Manufacturer Browser , Synthware , Synthware Vacuum Equipment |  | pkg of 1 ea,Synthware, V211000G,1000 mL | , |  |  | pkg of 1 ea,Synthware, V211000G,1000 mL
,1000 mL, stopcock: PTFE,,,,, | SYNV211000 |  | Aldrich | Synthware ™ Dewar type vacuum trap |  | ,,,, | Labware , Manufacturer Browser , Synthware , Synthware Vacuum Equipment |  | pkg of 1 ea,Synthware, V211000,1000 mL | , |  |  | pkg of 1 ea,Synthware, V211000,1000 mL
,Joint: ST/NS 35/20, port size 4, Connections: front-left-right, rear-right,,,,, | SYNM270004 |  | Aldrich | Synthware ™ double manifold with hollow high vacuum stopcocks and SJ 35/20 joint |  | ,,,, | Labware , Manufacturer Browser , Synthware , Synthware Vacuum Equipment |  | pkg of 1 ea,Joint: ST/NS35/20,4,Synthware, M270004 | , |  |  | pkg of 1 ea,Joint: ST/NS35/20,4,Synthware, M270004
,Joint: ST/NS 35/20, port size 5, Connections: front-left-right, rear-right,,,,, | SYNM270005 |  | Aldrich | Synthware ™ double manifold with hollow high vacuum stopcocks and SJ 35/20 joint |  | ,,,, | Labware , Manufacturer Browser , Synthware , Synthware Vacuum Equipment |  | pkg of 1 ea,Joint: ST/NS35/20,5,Synthware, M270005 | , |  |  | pkg of 1 ea,Joint: ST/NS35/20,5,Synthware, M270005
,port size 3, Hose Connections: Front-left-right, Rear-left-right,,,,, | SYNM411003 |  | Aldrich | Synthware ™ all-glass vacuum/inert gas manifold with hollow high vacuum stopcocks |  | ,,,, | Labware , Manufacturer Browser , Synthware , Synthware Vacuum Equipment |  | pkg of 1 ea,Synthware, M411003,3 | , |  |  | pkg of 1 ea,Synthware, M411003,3
,port size 3, Hose Connections: Front-left, Rear-right,,,,, | SYNM181003 |  | Aldrich | Synthware ™ all-glass vacuum/inert gas manifold with hollow high vacuum stopcocks |  | ,,,, | Labware , Manufacturer Browser , Synthware , Synthware Vacuum Equipment |  | pkg of 1 ea,Synthware, M181003,3 | , |  |  | pkg of 1 ea,Synthware, M181003,3
,port size 4, Hose Connections: Front-right, Rear-left,,,,, | SYNM401004 |  | Aldrich | Synthware ™ all-glass vacuum/inert gas manifold with hollow high vacuum stopcocks |  | ,,,, | Labware , Manufacturer Browser , Synthware , Synthware Vacuum Equipment |  | pkg of 1 ea,Synthware, M401004,4 | , |  |  | pkg of 1 ea,Synthware, M401004,4
,port size 3, Hose Connections: Front-left-right, Rear-left,,,,, | SYNM421003 |  | Aldrich | Synthware ™ all-glass vacuum/inert gas manifold with hollow high vacuum stopcocks |  | ,,,, | Labware , Manufacturer Browser , Synthware , Synthware Vacuum Equipment |  | pkg of 1 ea,Synthware, M421003,3 | , |  |  | pkg of 1 ea,Synthware, M421003,3
,port size 3, Hose Connections: Front-left, Rear-left-right,,,,, | SYNM431003 |  | Aldrich | Synthware ™ all-glass vacuum/inert gas manifold with hollow high vacuum stopcocks |  | ,,,, | Labware , Manufacturer Browser , Synthware , Synthware Vacuum Equipment |  | pkg of 1 ea,Synthware, M431003,3 | , |  |  | pkg of 1 ea,Synthware, M431003,3
,port size 4, Hose Connections: Front-right, Rear-left-right,,,,, | SYNM451004 |  | Aldrich | Synthware ™ all-glass vacuum/inert gas manifold with hollow high vacuum stopcocks |  | ,,,, | Labware , Manufacturer Browser , Synthware , Synthware Vacuum Equipment |  | pkg of 1 ea,Synthware, M451004,4 | , |  |  | pkg of 1 ea,Synthware, M451004,4
,port size 4, Hose Connections: Front-left-right, Rear-left-right,,,,, | SYNM411004 |  | Aldrich | Synthware ™ all-glass vacuum/inert gas manifold with hollow high vacuum stopcocks |  | ,,,, | Labware , Manufacturer Browser , Synthware , Synthware Vacuum Equipment |  | pkg of 1 ea,Synthware, M411004,4 | , |  |  | pkg of 1 ea,Synthware, M411004,4
,port size 4, Hose Connections: Front-left, Rear-right,,,,, | SYNM181004 |  | Aldrich | Synthware ™ all-glass vacuum/inert gas manifold with hollow high vacuum stopcocks |  | ,,,, | Labware , Manufacturer Browser , Synthware , Synthware Vacuum Equipment |  | pkg of 1 ea,Synthware, M181004,4 | , |  |  | pkg of 1 ea,Synthware, M181004,4
,port size 5, Hose Connections: Front-right, Rear-left,,,,, | SYNM401005 |  | Aldrich | Synthware ™ all-glass vacuum/inert gas manifold with hollow high vacuum stopcocks |  | ,,,, | Labware , Manufacturer Browser , Synthware , Synthware Vacuum Equipment |  | pkg of 1 ea,Synthware, M401005,5 | , |  |  | pkg of 1 ea,Synthware, M401005,5
,port size 4, Hose Connections: Front-left-right, Rear-left,,,,, | SYNM421004 |  | Aldrich | Synthware ™ all-glass vacuum/inert gas manifold with hollow high vacuum stopcocks |  | ,,,, | Labware , Manufacturer Browser , Synthware , Synthware Vacuum Equipment |  | pkg of 1 ea,Synthware, M421004,4 | , |  |  | pkg of 1 ea,Synthware, M421004,4
,port size 4, Hose Connections: Front-left, Rear-left-right,,,,, | SYNM431004 |  | Aldrich | Synthware ™ all-glass vacuum/inert gas manifold with hollow high vacuum stopcocks |  | ,,,, | Labware , Manufacturer Browser , Synthware , Synthware Vacuum Equipment |  | pkg of 1 ea,Synthware, M431004,4 | , |  |  | pkg of 1 ea,Synthware, M431004,4
,port size 5, Hose Connections: Front-right, Rear-left-right,,,,, | SYNM451005 |  | Aldrich | Synthware ™ all-glass vacuum/inert gas manifold with hollow high vacuum stopcocks |  | ,,,, | Labware , Manufacturer Browser , Synthware , Synthware Vacuum Equipment |  | pkg of 1 ea,Synthware, M451005,5 | , |  |  | pkg of 1 ea,Synthware, M451005,5
,port size 5, Hose Connections: Front-left-right, Rear-left-right,,,,, | SYNM411005 |  | Aldrich | Synthware ™ all-glass vacuum/inert gas manifold with hollow high vacuum stopcocks |  | ,,,, | Labware , Manufacturer Browser , Synthware , Synthware Vacuum Equipment |  | pkg of 1 ea,Synthware, M411005,5 | , |  |  | pkg of 1 ea,Synthware, M411005,5
,port size 5, Hose Connections: Front-left, Rear-right,,,,, | SYNM181005 |  | Aldrich | Synthware ™ all-glass vacuum/inert gas manifold with hollow high vacuum stopcocks |  | ,,,, | Labware , Manufacturer Browser , Synthware , Synthware Vacuum Equipment |  | pkg of 1 ea,Synthware, M181005,5 | , |  |  | pkg of 1 ea,Synthware, M181005,5
,port size 5, Hose Connections: Front-left-right, Rear-left,,,,, | SYNM421005 |  | Aldrich | Synthware ™ all-glass vacuum/inert gas manifold with hollow high vacuum stopcocks |  | ,,,, | Labware , Manufacturer Browser , Synthware , Synthware Vacuum Equipment |  | pkg of 1 ea,Synthware, M421005,5 | , |  |  | pkg of 1 ea,Synthware, M421005,5
,port size 5, Hose Connections: Front-left, Rear-left-right,,,,, | SYNM431005 |  | Aldrich | Synthware ™ all-glass vacuum/inert gas manifold with hollow high vacuum stopcocks |  | ,,,, | Labware , Manufacturer Browser , Synthware , Synthware Vacuum Equipment |  | pkg of 1 ea,Synthware, M431005,5 | , |  |  | pkg of 1 ea,Synthware, M431005,5
,port size 3, Hose Connections: Front-left-right, Rear-left-right,,,,, | SYNM250003 |  | Aldrich | Synthware ™ all-glass vacuum/inert gas manifold with solid high vacuum stopcocks |  | ,,,, | Labware , Manufacturer Browser , Synthware , Synthware Vacuum Equipment |  | pkg of 1 ea,Synthware, M250003,3 | , |  |  | pkg of 1 ea,Synthware, M250003,3
,port size 3, Hose Connections: Front-left, Rear-right,,,,, | SYNM230003 |  | Aldrich | Synthware ™ all-glass vacuum/inert gas manifold with solid high vacuum stopcocks |  | ,,,, | Labware , Manufacturer Browser , Synthware , Synthware Vacuum Equipment |  | pkg of 1 ea,Synthware, M230003,3 | , |  |  | pkg of 1 ea,Synthware, M230003,3
,port size 3, Hose Connections: Front-left-right, Rear-left,,,,, | SYNM260003 |  | Aldrich | Synthware ™ all-glass vacuum/inert gas manifold with solid high vacuum stopcocks |  | ,,,, | Labware , Manufacturer Browser , Synthware , Synthware Vacuum Equipment |  | pkg of 1 ea,Synthware, M260003,3 | , |  |  | pkg of 1 ea,Synthware, M260003,3
,port size 4, Hose Connections: Front-left, Rear-left-right,,,,, | SYNM280004 |  | Aldrich | Synthware ™ all-glass vacuum/inert gas manifold with solid high vacuum stopcocks |  | ,,,, | Labware , Manufacturer Browser , Synthware , Synthware Vacuum Equipment |  | pkg of 1 ea,Synthware, M280004,4 | , |  |  | pkg of 1 ea,Synthware, M280004,4
,port size 4, Hose Connections: Front-left-right, Rear-right,,,,, | SYNM290004 |  | Aldrich | Synthware ™ all-glass vacuum/inert gas manifold with solid high vacuum stopcocks |  | ,,,, | Labware , Manufacturer Browser , Synthware , Synthware Vacuum Equipment |  | pkg of 1 ea,Synthware, M290004,4 | , |  |  | pkg of 1 ea,Synthware, M290004,4
,port size 4, Hose Connections: Front-left-right, Rear-left-right,,,,, | SYNM250004 |  | Aldrich | Synthware ™ all-glass vacuum/inert gas manifold with solid high vacuum stopcocks |  | ,,,, | Labware , Manufacturer Browser , Synthware , Synthware Vacuum Equipment |  | pkg of 1 ea,Synthware, M250004,4 | , |  |  | pkg of 1 ea,Synthware, M250004,4
,port size 4, Hose Connections: Front-left, Rear-right,,,,, | SYNM230004 |  | Aldrich | Synthware ™ all-glass vacuum/inert gas manifold with solid high vacuum stopcocks |  | ,,,, | Labware , Manufacturer Browser , Synthware , Synthware Vacuum Equipment |  | pkg of 1 ea,Synthware, M230004,4 | , |  |  | pkg of 1 ea,Synthware, M230004,4
,port size 4, Hose Connections: Front-left-right, Rear-left,,,,, | SYNM260004 |  | Aldrich | Synthware ™ all-glass vacuum/inert gas manifold with solid high vacuum stopcocks |  | ,,,, | Labware , Manufacturer Browser , Synthware , Synthware Vacuum Equipment |  | pkg of 1 ea,Synthware, M260004,4 | , |  |  | pkg of 1 ea,Synthware, M260004,4
,port size 5, Hose Connections: Front-left, Rear-left-right,,,,, | SYNM280005 |  | Aldrich | Synthware ™ all-glass vacuum/inert gas manifold with solid high vacuum stopcocks |  | ,,,, | Labware , Manufacturer Browser , Synthware , Synthware Vacuum Equipment |  | pkg of 1 ea,Synthware, M280005,5 | , |  |  | pkg of 1 ea,Synthware, M280005,5
,port size 5, Hose Connections: Front-left-right, Rear-right,,,,, | SYNM290005 |  | Aldrich | Synthware ™ all-glass vacuum/inert gas manifold with solid high vacuum stopcocks |  | ,,,, | Labware , Manufacturer Browser , Synthware , Synthware Vacuum Equipment |  | pkg of 1 ea,Synthware, M290005,5 | , |  |  | pkg of 1 ea,Synthware, M290005,5
,port size 5, Hose Connections: Front-left-right, Rear-left-right,,,,, | SYNM250005 |  | Aldrich | Synthware ™ all-glass vacuum/inert gas manifold with solid high vacuum stopcocks |  | ,,,, | Labware , Manufacturer Browser , Synthware , Synthware Vacuum Equipment |  | pkg of 1 ea,Synthware, M250005,5 | , |  |  | pkg of 1 ea,Synthware, M250005,5
,port size 5, Hose Connections: Front-left, Rear-right,,,,, | SYNM230005 |  | Aldrich | Synthware ™ all-glass vacuum/inert gas manifold with solid high vacuum stopcocks |  | ,,,, | Labware , Manufacturer Browser , Synthware , Synthware Vacuum Equipment |  | pkg of 1 ea,Synthware, M230005,5 | , |  |  | pkg of 1 ea,Synthware, M230005,5
,port size 5, Hose Connections: Front-left-right, Rear-left,,,,, | SYNM260005 |  | Aldrich | Synthware ™ all-glass vacuum/inert gas manifold with solid high vacuum stopcocks |  | ,,,, | Labware , Manufacturer Browser , Synthware , Synthware Vacuum Equipment |  | pkg of 1 ea,Synthware, M260005,5 | , |  |  | pkg of 1 ea,Synthware, M260005,5
,500 mL, Joint: ST/NS 45/50,,,,, | SYNV120500 |  | Aldrich | Synthware ™ large volume vacuum tra |  | ,,,, | Labware , Manufacturer Browser , Synthware , Synthware Vacuum Equipment |  | pkg of 1 ea,Joint: ST/NS45/50,500 mL,Synthware, V120500 | , |  |  | pkg of 1 ea,Joint: ST/NS45/50,500 mL,Synthware, V120500
,1000 mL, Joint: ST/NS 45/50,,,,, | SYNV121000 |  | Aldrich | Synthware ™ large volume vacuum tra |  | ,,,, | Labware , Manufacturer Browser , Synthware , Synthware Vacuum Equipment |  | pkg of 1 ea,Joint: ST/NS45/50,1000 mL,Synthware, V121000 | , |  |  | pkg of 1 ea,Joint: ST/NS45/50,1000 mL,Synthware, V121000
,100 mL, stopcock: glass,,,,, | SYNV200100G |  | Aldrich | Synthware ™ micro Dewar vacuum trap |  | ,,,, | Labware , Manufacturer Browser , Synthware , Synthware Vacuum Equipment |  | pkg of 1 ea,Synthware, V200100G,100 mL | , |  |  | pkg of 1 ea,Synthware, V200100G,100 mL
,100 mL, stopcock: PTFE,,,,, | SYNV200100 |  | Aldrich | Synthware ™ micro Dewar vacuum trap |  | ,,,, | Labware , Manufacturer Browser , Synthware , Synthware Vacuum Equipment |  | pkg of 1 ea,Synthware, V200100,100 mL | , |  |  | pkg of 1 ea,Synthware, V200100,100 mL
,port size 4, Hose Connections: left-right, stopcock size 2 mm,,,,, | SYNM211042 |  | Aldrich | Synthware ™ nitrogen/argon line manifold with PTFE stopcocks |  | ,,,, | Labware , Manufacturer Browser , Synthware , Synthware Vacuum Equipment |  | pkg of 1 ea,Synthware, M211042,4,2 mm | , |  |  | pkg of 1 ea,Synthware, M211042,4,2 mm
,port size 4, Hose Connections: left-right, stopcock size 4 mm,,,,, | SYNM211044 |  | Aldrich | Synthware ™ nitrogen/argon line manifold with PTFE stopcocks |  | ,,,, | Labware , Manufacturer Browser , Synthware , Synthware Vacuum Equipment |  | pkg of 1 ea,Synthware, M211044,4,4 mm | , |  |  | pkg of 1 ea,Synthware, M211044,4,4 mm
,male Joint: ST/NS 14/20,,,,, | SYNA611420 |  | Aldrich | Synthware ™ straight vacuum adapter with glass stopcock |  | ,,,, | Labware , Manufacturer Browser , Synthware , Synthware Vacuum Equipment |  | pkg of 1 ea,male Joint: ST/NS14/20,Synthware, A611420 | , |  |  | pkg of 1 ea,male Joint: ST/NS14/20,Synthware, A611420
,male Joint: ST/NS 19/22,,,,, | SYNA611922 |  | Aldrich | Synthware ™ straight vacuum adapter with glass stopcock |  | ,,,, | Labware , Manufacturer Browser , Synthware , Synthware Vacuum Equipment |  | pkg of 1 ea,male Joint: ST/NS19/22,Synthware, A611922 | , |  |  | pkg of 1 ea,male Joint: ST/NS19/22,Synthware, A611922
,male Joint: ST/NS 24/40,,,,, | SYNA612440 |  | Aldrich | Synthware ™ straight vacuum adapter with glass stopcock |  | ,,,, | Labware , Manufacturer Browser , Synthware , Synthware Vacuum Equipment |  | pkg of 1 ea,male Joint: ST/NS24/40,Synthware, A612440 | , |  |  | pkg of 1 ea,male Joint: ST/NS24/40,Synthware, A612440
,male Joint: ST/NS 14/20,,,,, | SYNA701420 |  | Aldrich | Synthware ™ straight vacuum adapter with PTFE stopcock |  | ,,,, | Labware , Manufacturer Browser , Synthware , Synthware Vacuum Equipment |  | pkg of 1 ea,male Joint: ST/NS14/20,Synthware, A701420 | , |  |  | pkg of 1 ea,male Joint: ST/NS14/20,Synthware, A701420
,male Joint: ST/NS 19/22,,,,, | SYNA701922 |  | Aldrich | Synthware ™ straight vacuum adapter with PTFE stopcock |  | ,,,, | Labware , Manufacturer Browser , Synthware , Synthware Vacuum Equipment |  | pkg of 1 ea,male Joint: ST/NS19/22,Synthware, A701922 | , |  |  | pkg of 1 ea,male Joint: ST/NS19/22,Synthware, A701922
,male Joint: ST/NS 24/40,,,,, | SYNA702440 |  | Aldrich | Synthware ™ straight vacuum adapter with PTFE stopcock |  | ,,,, | Labware , Manufacturer Browser , Synthware , Synthware Vacuum Equipment |  | pkg of 1 ea,male Joint: ST/NS24/40,Synthware, A702440 | , |  |  | pkg of 1 ea,male Joint: ST/NS24/40,Synthware, A702440
,female Joint: ST/NS 14/20,,,,, | SYNA321420 |  | Aldrich | Synthware ™ vacuum adapter |  | ,,,, | Labware , Manufacturer Browser , Synthware , Synthware Vacuum Equipment |  | pkg of 1 ea,female Joint: ST/NS14/20,Synthware, A321420 | , |  |  | pkg of 1 ea,female Joint: ST/NS14/20,Synthware, A321420
,female Joint: ST/NS 24/40,,,,, | SYNA322440 |  | Aldrich | Synthware ™ vacuum adapter |  | ,,,, | Labware , Manufacturer Browser , Synthware , Synthware Vacuum Equipment |  | pkg of 1 ea,female Joint: ST/NS24/40,Synthware, A322440 | , |  |  | pkg of 1 ea,female Joint: ST/NS24/40,Synthware, A322440
,bottom Joint: ST/NS 14/20, Stopper Size: #1, bottom Joint: ST/NS 14/20, stopper size #1,,,,, | SYNA841420 |  | Aldrich | Synthware ™ vacuum filtration adapter |  | ,,,, | Labware , Manufacturer Browser , Synthware , Synthware Vacuum Equipment |  | Synthware, A841420,bottom Joint: ST/NS14/20,pkg of 1 ea,, A841420 | , |  |  | Synthware, A841420,bottom Joint: ST/NS14/20,pkg of 1 ea,, A841420
,bottom Joint: ST/NS 24/40, Stopper Size: #3, Joint: ST/NS 24/40, bottom Joint: ST/NS 24/40, stopper size #3,,,,, | SYNA842415 |  | Aldrich | Synthware ™ vacuum filtration adapter |  | ,,,, | Labware , Manufacturer Browser , Synthware , Synthware Vacuum Equipment |  | Synthware, A842415,bottom Joint: ST/NS24/40,pkg of 1 ea,, A842415 | , |  |  | Synthware, A842415,bottom Joint: ST/NS24/40,pkg of 1 ea,, A842415
,bottom Joint: ST/NS 24/40, Joint: ST/NS 24/40, Stopper Size: #5 or #6, bottom Joint: ST/NS 24/40, stopper size #5 or #6,,,,, | SYNA842440 |  | Aldrich | Synthware ™ vacuum filtration adapter |  | ,,,, | Labware , Manufacturer Browser , Synthware , Synthware Vacuum Equipment |  | Synthware, A842440,bottom Joint: ST/NS24/40,pkg of 1 ea,, A842440 | , |  |  | Synthware, A842440,bottom Joint: ST/NS24/40,pkg of 1 ea,, A842440
,Joint: ST/NS 14/20,,,,, | SYNA881420G |  | Aldrich | Synthware ™ vacuum/inert gas adapter with T-bore glass stopcock |  | ,,,, | Labware , Manufacturer Browser , Synthware , Synthware Vacuum Equipment |  | pkg of 1 ea,Joint: ST/NS14/20,Synthware, A881420G | , |  |  | pkg of 1 ea,Joint: ST/NS14/20,Synthware, A881420G
,Joint: ST/NS 24/40,,,,, | SYNA882440G |  | Aldrich | Synthware ™ vacuum/inert gas adapter with T-bore glass stopcock |  | ,,,, | Labware , Manufacturer Browser , Synthware , Synthware Vacuum Equipment |  | pkg of 1 ea,Joint: ST/NS24/40,Synthware, A882440G | , |  |  | pkg of 1 ea,Joint: ST/NS24/40,Synthware, A882440G
,Joint: ST/NS 14/20,,,,, | SYNA881420 |  | Aldrich | Synthware ™ vacuum/inert gas adapter with T-bore glass stopcock |  | ,,,, | Labware , Manufacturer Browser , Synthware , Synthware Vacuum Equipment |  | pkg of 1 ea,Joint: ST/NS14/20,Synthware, A881420 | , |  |  | pkg of 1 ea,Joint: ST/NS14/20,Synthware, A881420
,Joint: ST/NS 24/40,,,,, | SYNA882440 |  | Aldrich | Synthware ™ vacuum/inert gas adapter with T-bore glass stopcock |  | ,,,, | Labware , Manufacturer Browser , Synthware , Synthware Vacuum Equipment |  | pkg of 1 ea,Joint: ST/NS24/40,Synthware, A882440 | , |  |  | pkg of 1 ea,Joint: ST/NS24/40,Synthware, A882440
,port size 4, Hose Connections: Front-left-right, Rear-left-right,,,,, | SYNM111004 |  | Aldrich | Synthware ™ Vacuum/Inert Gas Manifold with double bank and high vacuum valves |  | ,,,, | Labware , Manufacturer Browser , Synthware , Synthware Vacuum Equipment |  | pkg of 1 ea,Synthware, M111004,4 | , |  |  | pkg of 1 ea,Synthware, M111004,4
,port size 3, Hose Connections: Front-left, Rear-right,,,,, | SYNM101003 |  | Aldrich | Synthware ™ Vacuum/Inert Gas Manifold with double bank and high vacuum valves |  | ,,,, | Labware , Manufacturer Browser , Synthware , Synthware Vacuum Equipment |  | pkg of 1 ea,Synthware, M101003,3 | , |  |  | pkg of 1 ea,Synthware, M101003,3
,port size 4, Hose Connections: Front-right, Rear-left,,,,, | SYNM141004 |  | Aldrich | Synthware ™ Vacuum/Inert Gas Manifold with double bank and high vacuum valves |  | ,,,, | Labware , Manufacturer Browser , Synthware , Synthware Vacuum Equipment |  | pkg of 1 ea,Synthware, M141004,4 | , |  |  | pkg of 1 ea,Synthware, M141004,4
,port size 4, Hose Connections: Front-left-right, Rear-right,,,,, | SYNM471004 |  | Aldrich | Synthware ™ Vacuum/Inert Gas Manifold with double bank and high vacuum valves |  | ,,,, | Labware , Manufacturer Browser , Synthware , Synthware Vacuum Equipment |  | pkg of 1 ea,Synthware, M471004,4 | , |  |  | pkg of 1 ea,Synthware, M471004,4
,port size 5, Hose Connections: Front-left-right, Rear-left-right,,,,, | SYNM111005 |  | Aldrich | Synthware ™ Vacuum/Inert Gas Manifold with double bank and high vacuum valves |  | ,,,, | Labware , Manufacturer Browser , Synthware , Synthware Vacuum Equipment |  | pkg of 1 ea,Synthware, M111005,5 | , |  |  | pkg of 1 ea,Synthware, M111005,5
,port size 4, Hose Connections: Front-left, Rear-right,,,,, | SYNM101004 |  | Aldrich | Synthware ™ Vacuum/Inert Gas Manifold with double bank and high vacuum valves |  | ,,,, | Labware , Manufacturer Browser , Synthware , Synthware Vacuum Equipment |  | pkg of 1 ea,Synthware, M101004,4 | , |  |  | pkg of 1 ea,Synthware, M101004,4
,port size 5, Hose Connections: Front-right, Rear-left,,,,, | SYNM141005 |  | Aldrich | Synthware ™ Vacuum/Inert Gas Manifold with double bank and high vacuum valves |  | ,,,, | Labware , Manufacturer Browser , Synthware , Synthware Vacuum Equipment |  | pkg of 1 ea,Synthware, M141005,5 | , |  |  | pkg of 1 ea,Synthware, M141005,5
,port size 5, Hose Connections: Front-left-right, Rear-right,,,,, | SYNM471005 |  | Aldrich | Synthware ™ Vacuum/Inert Gas Manifold with double bank and high vacuum valves |  | ,,,, | Labware , Manufacturer Browser , Synthware , Synthware Vacuum Equipment |  | pkg of 1 ea,Synthware, M471005,5 | , |  |  | pkg of 1 ea,Synthware, M471005,5
,port size 5, Hose Connections: Front-left, Rear-right,,,,, | SYNM101005 |  | Aldrich | Synthware ™ Vacuum/Inert Gas Manifold with double bank and high vacuum valves |  | ,,,, | Labware , Manufacturer Browser , Synthware , Synthware Vacuum Equipment |  | pkg of 1 ea,Synthware, M101005,5 | , |  |  | pkg of 1 ea,Synthware, M101005,5
,port size 3, Hose Connection: right,,,,, | SYNM202403 |  | Aldrich | Synthware ™ vacuum manifold with high vacuum valves |  | ,,,, | Labware , Manufacturer Browser , Synthware , Synthware Vacuum Equipment |  | pkg of 1 ea,Synthware, M202403,3 | , |  |  | pkg of 1 ea,Synthware, M202403,3
,port size 3, Hose Connection: left,,,,, | SYNM522403 |  | Aldrich | Synthware ™ vacuum manifold with high vacuum valves |  | ,,,, | Labware , Manufacturer Browser , Synthware , Synthware Vacuum Equipment |  | pkg of 1 ea,Synthware, M522403,3 | , |  |  | pkg of 1 ea,Synthware, M522403,3
,port size 4, Hose Connection: right,,,,, | SYNM202404 |  | Aldrich | Synthware ™ vacuum manifold with high vacuum valves |  | ,,,, | Labware , Manufacturer Browser , Synthware , Synthware Vacuum Equipment |  | pkg of 1 ea,Synthware, M202404,4 | , |  |  | pkg of 1 ea,Synthware, M202404,4
,port size 4, Hose Connection: left,,,,, | SYNM522404 |  | Aldrich | Synthware ™ vacuum manifold with high vacuum valves |  | ,,,, | Labware , Manufacturer Browser , Synthware , Synthware Vacuum Equipment |  | pkg of 1 ea,Synthware, M522404,4 | , |  |  | pkg of 1 ea,Synthware, M522404,4
,port size 5, Hose Connection: right,,,,, | SYNM202405 |  | Aldrich | Synthware ™ vacuum manifold with high vacuum valves |  | ,,,, | Labware , Manufacturer Browser , Synthware , Synthware Vacuum Equipment |  | pkg of 1 ea,Synthware, M202405,5 | , |  |  | pkg of 1 ea,Synthware, M202405,5
,port size 5, Hose Connection: left,,,,, | SYNM522405 |  | Aldrich | Synthware ™ vacuum manifold with high vacuum valves |  | ,,,, | Labware , Manufacturer Browser , Synthware , Synthware Vacuum Equipment |  | pkg of 1 ea,Synthware, M522405,5 | , |  |  | pkg of 1 ea,Synthware, M522405,5
,port size 4, Hose Connection: right, stopcock size 2 mm,,,,, | SYNM190042 |  | Aldrich | Synthware ™ vacuum manifold with PTFE stopcocks |  | ,,,, | Labware , Manufacturer Browser , Synthware , Synthware Vacuum Equipment |  | pkg of 1 ea,Synthware, M190042,4,2 mm | , |  |  | pkg of 1 ea,Synthware, M190042,4,2 mm
,port size 4, Hose Connection: left, stopcock size 4 mm,,,,, | SYNM500044 |  | Aldrich | Synthware ™ vacuum manifold with PTFE stopcocks |  | ,,,, | Labware , Manufacturer Browser , Synthware , Synthware Vacuum Equipment |  | pkg of 1 ea,Synthware, M500044,4,4 mm | , |  |  | pkg of 1 ea,Synthware, M500044,4,4 mm
,port size 4, Hose Connection: left-right, stopcock size 2 mm,,,,, | SYNM490042 |  | Aldrich | Synthware ™ vacuum manifold with PTFE stopcocks |  | ,,,, | Labware , Manufacturer Browser , Synthware , Synthware Vacuum Equipment |  | pkg of 1 ea,Synthware, M490042,4,2 mm | , |  |  | pkg of 1 ea,Synthware, M490042,4,2 mm
,port size 4, Hose Connection: right, stopcock size 4 mm,,,,, | SYNM190044 |  | Aldrich | Synthware ™ vacuum manifold with PTFE stopcocks |  | ,,,, | Labware , Manufacturer Browser , Synthware , Synthware Vacuum Equipment |  | pkg of 1 ea,Synthware, M190044,4,4 mm | , |  |  | pkg of 1 ea,Synthware, M190044,4,4 mm
,port size 6, Hose Connection: left, stopcock size 4 mm,,,,, | SYNM500064 |  | Aldrich | Synthware ™ vacuum manifold with PTFE stopcocks |  | ,,,, | Labware , Manufacturer Browser , Synthware , Synthware Vacuum Equipment |  | pkg of 1 ea,Synthware, M500064,6,4 mm | , |  |  | pkg of 1 ea,Synthware, M500064,6,4 mm
,port size 4, Hose Connection: left-right, stopcock size 4 mm,,,,, | SYNM490044 |  | Aldrich | Synthware ™ vacuum manifold with PTFE stopcocks |  | ,,,, | Labware , Manufacturer Browser , Synthware , Synthware Vacuum Equipment |  | pkg of 1 ea,Synthware, M490044,4,4 mm | , |  |  | pkg of 1 ea,Synthware, M490044,4,4 mm
,port size 6, Hose Connection: right, stopcock size 4 mm,,,,, | SYNM190064 |  | Aldrich | Synthware ™ vacuum manifold with PTFE stopcocks |  | ,,,, | Labware , Manufacturer Browser , Synthware , Synthware Vacuum Equipment |  | pkg of 1 ea,Synthware, M190064,6,4 mm | , |  |  | pkg of 1 ea,Synthware, M190064,6,4 mm
,port size 6, Hose Connection: left-right, stopcock size 2 mm,,,,, | SYNM490062 |  | Aldrich | Synthware ™ vacuum manifold with PTFE stopcocks |  | ,,,, | Labware , Manufacturer Browser , Synthware , Synthware Vacuum Equipment |  | pkg of 1 ea,Synthware, M490062,6,2 mm | , |  |  | pkg of 1 ea,Synthware, M490062,6,2 mm
,port size 6, Hose Connection: left-right, stopcock size 4 mm,,,,, | SYNM490064 |  | Aldrich | Synthware ™ vacuum manifold with PTFE stopcocks |  | ,,,, | Labware , Manufacturer Browser , Synthware , Synthware Vacuum Equipment |  | pkg of 1 ea,Synthware, M490064,6,4 mm | , |  |  | pkg of 1 ea,Synthware, M490064,6,4 mm
,Joint: ST/NS 14/20,,,,, | SYNA291420 |  | Aldrich | Synthware ™ vacuum or argon adapter with hose connection on side |  | ,,,, | Labware , Manufacturer Browser , Synthware , Synthware Vacuum Equipment |  | pkg of 1 ea,Joint: ST/NS14/20,Synthware, A291420 | , |  |  | pkg of 1 ea,Joint: ST/NS14/20,Synthware, A291420
,Joint: ST/NS 19/22,,,,, | SYNA291922 |  | Aldrich | Synthware ™ vacuum or argon adapter with hose connection on side |  | ,,,, | Labware , Manufacturer Browser , Synthware , Synthware Vacuum Equipment |  | pkg of 1 ea,Joint: ST/NS19/22,Synthware, A291922 | , |  |  | pkg of 1 ea,Joint: ST/NS19/22,Synthware, A291922
,Joint: ST/NS 24/40,,,,, | SYNA292440 |  | Aldrich | Synthware ™ vacuum or argon adapter with hose connection on side |  | ,,,, | Labware , Manufacturer Browser , Synthware , Synthware Vacuum Equipment |  | pkg of 1 ea,Joint: ST/NS24/40,Synthware, A292440 | , |  |  | pkg of 1 ea,Joint: ST/NS24/40,Synthware, A292440
,Joint: ST/NS 29/42,,,,, | SYNA292942 |  | Aldrich | Synthware ™ vacuum or argon adapter with hose connection on side |  | ,,,, | Labware , Manufacturer Browser , Synthware , Synthware Vacuum Equipment |  | pkg of 1 ea,Joint: ST/NS29/42,Synthware, A292942 | , |  |  | pkg of 1 ea,Joint: ST/NS29/42,Synthware, A292942
,Joint: ST/NS 14/20,,,,, | SYNA301420 |  | Aldrich | Synthware ™ vacuum or argon/nitrogen adapter with hose connection on top |  | ,,,, | Labware , Manufacturer Browser , Synthware , Synthware Vacuum Equipment |  | pkg of 1 ea,Joint: ST/NS14/20,Synthware, A301420 | , |  |  | pkg of 1 ea,Joint: ST/NS14/20,Synthware, A301420
,Joint: ST/NS 19/22,,,,, | SYNA301922 |  | Aldrich | Synthware ™ vacuum or argon/nitrogen adapter with hose connection on top |  | ,,,, | Labware , Manufacturer Browser , Synthware , Synthware Vacuum Equipment |  | pkg of 1 ea,Joint: ST/NS19/22,Synthware, A301922 | , |  |  | pkg of 1 ea,Joint: ST/NS19/22,Synthware, A301922
,Joint: ST/NS 24/40,,,,, | SYNA302440 |  | Aldrich | Synthware ™ vacuum or argon/nitrogen adapter with hose connection on top |  | ,,,, | Labware , Manufacturer Browser , Synthware , Synthware Vacuum Equipment |  | pkg of 1 ea,Joint: ST/NS24/40,Synthware, A302440 | , |  |  | pkg of 1 ea,Joint: ST/NS24/40,Synthware, A302440
,Joint: ST/NS 29/42,,,,, | SYNA302942 |  | Aldrich | Synthware ™ vacuum or argon/nitrogen adapter with hose connection on top |  | ,,,, | Labware , Manufacturer Browser , Synthware , Synthware Vacuum Equipment |  | pkg of 1 ea,Joint: ST/NS29/42,Synthware, A302942 | , |  |  | pkg of 1 ea,Joint: ST/NS29/42,Synthware, A302942
,male Joint: ST/NS 14/20,,,,, | SYNA921420 |  | Aldrich | Synthware ™ vacuum or inert gas adapter |  | ,,,, | Labware , Manufacturer Browser , Synthware , Synthware Vacuum Equipment |  | pkg of 1 ea,male Joint: ST/NS14/20,Synthware, A921420 | , |  |  | pkg of 1 ea,male Joint: ST/NS14/20,Synthware, A921420
,male Joint: ST/NS 19/22,,,,, | SYNA921922 |  | Aldrich | Synthware ™ vacuum or inert gas adapter |  | ,,,, | Labware , Manufacturer Browser , Synthware , Synthware Vacuum Equipment |  | pkg of 1 ea,male Joint: ST/NS19/22,Synthware, A921922 | , |  |  | pkg of 1 ea,male Joint: ST/NS19/22,Synthware, A921922
,male Joint: ST/NS 24/40,,,,, | SYNA922440 |  | Aldrich | Synthware ™ vacuum or inert gas adapter |  | ,,,, | Labware , Manufacturer Browser , Synthware , Synthware Vacuum Equipment |  | pkg of 1 ea,male Joint: ST/NS24/40,Synthware, A922440 | , |  |  | pkg of 1 ea,male Joint: ST/NS24/40,Synthware, A922440
,female Joint: ST/NS 14/20,,,,, | SYNA951420 |  | Aldrich | Synthware ™ vacuum or inert gas adapter |  | ,,,, | Labware , Manufacturer Browser , Synthware , Synthware Vacuum Equipment |  | pkg of 1 ea,female Joint: ST/NS14/20,Synthware, A951420 | , |  |  | pkg of 1 ea,female Joint: ST/NS14/20,Synthware, A951420
,female Joint: ST/NS 19/22,,,,, | SYNA951922 |  | Aldrich | Synthware ™ vacuum or inert gas adapter |  | ,,,, | Labware , Manufacturer Browser , Synthware , Synthware Vacuum Equipment |  | pkg of 1 ea,female Joint: ST/NS19/22,Synthware, A951922 | , |  |  | pkg of 1 ea,female Joint: ST/NS19/22,Synthware, A951922
,Joint: ST/NS 14/20, hose size 8 mm,,,,, | SYNA621420 |  | Aldrich | Synthware ™ vacuum take-off adapter with short stem |  | ,,,, | Labware , Manufacturer Browser , Synthware , Synthware Vacuum Equipment |  | pkg of 1 ea,Joint: ST/NS14/20,8 mm,Synthware, A621420 | , |  |  | pkg of 1 ea,Joint: ST/NS14/20,8 mm,Synthware, A621420
,Joint: ST/NS 19/22, hose size 8 mm,,,,, | SYNA621922 |  | Aldrich | Synthware ™ vacuum take-off adapter with short stem |  | ,,,, | Labware , Manufacturer Browser , Synthware , Synthware Vacuum Equipment |  | pkg of 1 ea,Joint: ST/NS19/22,8 mm,Synthware, A621922 | , |  |  | pkg of 1 ea,Joint: ST/NS19/22,8 mm,Synthware, A621922
,Joint: ST/NS 24/40, hose size 10 mm,,,,, | SYNA622440 |  | Aldrich | Synthware ™ vacuum take-off adapter with short stem |  | ,,,, | Labware , Manufacturer Browser , Synthware , Synthware Vacuum Equipment |  | pkg of 1 ea,Joint: ST/NS24/40,10 mm,Synthware, A622440 | , |  |  | pkg of 1 ea,Joint: ST/NS24/40,10 mm,Synthware, A622440
,hose size 10 mm,,,,, | SYNA622942 |  | Aldrich | Synthware ™ vacuum take-off adapter with short stem |  | ,,,, | Labware , Manufacturer Browser , Synthware , Synthware Vacuum Equipment |  | pkg of 1 ea,Synthware, A622942,10 mm | , |  |  | pkg of 1 ea,Synthware, A622942,10 mm
,Joint: ST/NS 14/20,,,,, | SYNA121420 |  | Aldrich | Synthware ™ vacuum transfer adapter with PTFE stopcocks |  | ,,,, | Labware , Manufacturer Browser , Synthware , Synthware Vacuum Equipment |  | pkg of 1 ea,Joint: ST/NS14/20,Synthware, A121420 | , |  |  | pkg of 1 ea,Joint: ST/NS14/20,Synthware, A121420
,Joint: ST/NS 19/22,,,,, | SYNA121922 |  | Aldrich | Synthware ™ vacuum transfer adapter with PTFE stopcocks |  | ,,,, | Labware , Manufacturer Browser , Synthware , Synthware Vacuum Equipment |  | pkg of 1 ea,Joint: ST/NS19/22,Synthware, A121922 | , |  |  | pkg of 1 ea,Joint: ST/NS19/22,Synthware, A121922
,Joint: ST/NS 24/40,,,,, | SYNA122440 |  | Aldrich | Synthware ™ vacuum transfer adapter with PTFE stopcocks |  | ,,,, | Labware , Manufacturer Browser , Synthware , Synthware Vacuum Equipment |  | pkg of 1 ea,Joint: ST/NS24/40,Synthware, A122440 | , |  |  | pkg of 1 ea,Joint: ST/NS24/40,Synthware, A122440
,body O.D. 32 mm, L 200 mm , below joint,,,,, | SYNV103029 |  | Aldrich | Synthware ™ vacuum trap |  | ,,,, | Labware , Manufacturer Browser , Synthware , Synthware Vacuum Equipment |  | pkg of 1 ea,Synthware, V103029,200 mm , below joint,32 mm | , |  |  | pkg of 1 ea,Synthware, V103029,200 mm , below joint,32 mm
,body O.D. 40 mm, L 225 mm , below joint,,,,, | SYNV103834 |  | Aldrich | Synthware ™ vacuum trap |  | ,,,, | Labware , Manufacturer Browser , Synthware , Synthware Vacuum Equipment |  | pkg of 1 ea,Synthware, V103834,225 mm , below joint,40 mm | , |  |  | pkg of 1 ea,Synthware, V103834,225 mm , below joint,40 mm
,body O.D. 50 mm, L 250 mm , below joint,,,,, | SYNV104045 |  | Aldrich | Synthware ™ vacuum trap |  | ,,,, | Labware , Manufacturer Browser , Synthware , Synthware Vacuum Equipment |  | pkg of 1 ea,Synthware, V104045,250 mm , below joint,50 mm | , |  |  | pkg of 1 ea,Synthware, V104045,250 mm , below joint,50 mm
,body O.D. 50 mm, L 250 mm , below joint,,,,, | SYNV105045 |  | Aldrich | Synthware ™ vacuum trap |  | ,,,, | Labware , Manufacturer Browser , Synthware , Synthware Vacuum Equipment |  | pkg of 1 ea,Synthware, V105045,250 mm , below joint,50 mm | , |  |  | pkg of 1 ea,Synthware, V105045,250 mm , below joint,50 mm
,body O.D. 55 mm, L 275 mm , below joint,,,,, | SYNV105050 |  | Aldrich | Synthware ™ vacuum trap |  | ,,,, | Labware , Manufacturer Browser , Synthware , Synthware Vacuum Equipment |  | pkg of 1 ea,Synthware, V105050,275 mm , below joint,55 mm | , |  |  | pkg of 1 ea,Synthware, V105050,275 mm , below joint,55 mm
,body O.D. 60 mm, L 300 mm , below joint,,,,, | SYNV105550 |  | Aldrich | Synthware ™ vacuum trap |  | ,,,, | Labware , Manufacturer Browser , Synthware , Synthware Vacuum Equipment |  | pkg of 1 ea,Synthware, V105550,300 mm , below joint,60 mm | , |  |  | pkg of 1 ea,Synthware, V105550,300 mm , below joint,60 mm
,Joint: ST/NS 35/20, O.D. × L 50 mm,,,,, | SYNV175036 |  | Aldrich | Synthware ™ vacuum trap body |  | ,,,, | Labware , Manufacturer Browser , Synthware , Synthware Vacuum Equipment |  | pkg of 1 ea,Joint: ST/NS35/20,50 mm,Synthware, V175036 | , |  |  | pkg of 1 ea,Joint: ST/NS35/20,50 mm,Synthware, V175036
,Joint: ST/NS 35/20,,,,, | SYNV175037 |  | Aldrich | Synthware ™ vacuum trap body |  | ,,,, | Labware , Manufacturer Browser , Synthware , Synthware Vacuum Equipment |  | pkg of 1 ea,Joint: ST/NS35/20,Synthware, V175037 | , |  |  | pkg of 1 ea,Joint: ST/NS35/20,Synthware, V175037
,Joint: ST/NS 35/20,,,,, | SYNV175038 |  | Aldrich | Synthware ™ vacuum trap body |  | ,,,, | Labware , Manufacturer Browser , Synthware , Synthware Vacuum Equipment |  | pkg of 1 ea,Joint: ST/NS35/20,Synthware, V175038 | , |  |  | pkg of 1 ea,Joint: ST/NS35/20,Synthware, V175038
,Joint: ST/NS 35/20,,,,, | SYNV175039 |  | Aldrich | Synthware ™ vacuum trap body |  | ,,,, | Labware , Manufacturer Browser , Synthware , Synthware Vacuum Equipment |  | pkg of 1 ea,Joint: ST/NS35/20,Synthware, V175039 | , |  |  | pkg of 1 ea,Joint: ST/NS35/20,Synthware, V175039
,Joint: ST/NS 24/40, body O.D. 30 mm, L 200 mm , below joint,,,,, | SYNV163024 |  | Aldrich | Synthware ™ vacuum trap with serrated hose connections |  | ,,,, | Labware , Manufacturer Browser , Synthware , Synthware Vacuum Equipment |  | pkg of 1 ea,Joint: ST/NS24/40,200 mm , below joint,Synthware, V163024,30 mm | , |  |  | pkg of 1 ea,Joint: ST/NS24/40,200 mm , below joint,Synthware, V163024,30 mm
,Joint: ST/NS 29/42, body O.D. 32 mm, L 200 mm , below joint,,,,, | SYNV163229 |  | Aldrich | Synthware ™ vacuum trap with serrated hose connections |  | ,,,, | Labware , Manufacturer Browser , Synthware , Synthware Vacuum Equipment |  | pkg of 1 ea,Joint: ST/NS29/42,200 mm , below joint,Synthware, V163229,32 mm | , |  |  | pkg of 1 ea,Joint: ST/NS29/42,200 mm , below joint,Synthware, V163229,32 mm
,Joint: ST/NS 34/45, body O.D. 40 mm, L 225 mm , below joint,,,,, | SYNV164034 |  | Aldrich | Synthware ™ vacuum trap with serrated hose connections |  | ,,,, | Labware , Manufacturer Browser , Synthware , Synthware Vacuum Equipment |  | pkg of 1 ea,Joint: ST/NS34/45,225 mm , below joint,Synthware, V164034,40 mm | , |  |  | pkg of 1 ea,Joint: ST/NS34/45,225 mm , below joint,Synthware, V164034,40 mm
,Joint: ST/NS 40/50, body O.D. 50 mm, L 250 mm , below joint,,,,, | SYNV164050 |  | Aldrich | Synthware ™ vacuum trap with serrated hose connections |  | ,,,, | Labware , Manufacturer Browser , Synthware , Synthware Vacuum Equipment |  | pkg of 1 ea,Joint: ST/NS40/50,250 mm , below joint,Synthware, V164050,50 mm | , |  |  | pkg of 1 ea,Joint: ST/NS40/50,250 mm , below joint,Synthware, V164050,50 mm
,Joint: ST/NS 45/50, body O.D. 50 mm, L 250 mm , below joint,,,,, | SYNV165045 |  | Aldrich | Synthware ™ vacuum trap with serrated hose connections |  | ,,,, | Labware , Manufacturer Browser , Synthware , Synthware Vacuum Equipment |  | pkg of 1 ea,Joint: ST/NS45/50,250 mm , below joint,Synthware, V165045,50 mm | , |  |  | pkg of 1 ea,Joint: ST/NS45/50,250 mm , below joint,Synthware, V165045,50 mm
,Joint: ST/NS 50/50, body O.D. 55 mm, L 275 mm , below joint,,,,, | SYNV165050 |  | Aldrich | Synthware ™ vacuum trap with serrated hose connections |  | ,,,, | Labware , Manufacturer Browser , Synthware , Synthware Vacuum Equipment |  | pkg of 1 ea,Joint: ST/NS50/50,275 mm , below joint,Synthware, V165050,55 mm | , |  |  | pkg of 1 ea,Joint: ST/NS50/50,275 mm , below joint,Synthware, V165050,55 mm
,Joint: ST/NS 55/50, body O.D. 60 mm, L 300 mm , below joint,,,,, | SYNV165550 |  | Aldrich | Synthware ™ vacuum trap with serrated hose connections |  | ,,,, | Labware , Manufacturer Browser , Synthware , Synthware Vacuum Equipment |  | pkg of 1 ea,Joint: ST/NS55/50,300 mm , below joint,Synthware, V165550,60 mm | , |  |  | pkg of 1 ea,Joint: ST/NS55/50,300 mm , below joint,Synthware, V165550,60 mm
,Joint: ST/NS 14/20,,,,, | SYNA431420 |  | Aldrich | Synthware ™ vertical vacuum take-off adapter |  | ,,,, | Labware , Manufacturer Browser , Synthware , Synthware Vacuum Equipment |  | pkg of 1 ea,Joint: ST/NS14/20,Synthware, A431420 | , |  |  | pkg of 1 ea,Joint: ST/NS14/20,Synthware, A431420
,Joint: ST/NS 19/22,,,,, | SYNA431922 |  | Aldrich | Synthware ™ vertical vacuum take-off adapter |  | ,,,, | Labware , Manufacturer Browser , Synthware , Synthware Vacuum Equipment |  | pkg of 1 ea,Joint: ST/NS19/22,Synthware, A431922 | , |  |  | pkg of 1 ea,Joint: ST/NS19/22,Synthware, A431922
,Joint: ST/NS 24/40,,,,, | SYNA432440 |  | Aldrich | Synthware ™ vertical vacuum take-off adapter |  | ,,,, | Labware , Manufacturer Browser , Synthware , Synthware Vacuum Equipment |  | pkg of 1 ea,Joint: ST/NS24/40,Synthware, A432440 | , |  |  | pkg of 1 ea,Joint: ST/NS24/40,Synthware, A432440
,Joint: ST/NS 14/20,,,,, | SYNA741420G |  | Aldrich | Synthware ™ vertical vacuum take-off adapter with glass stopcock |  | ,,,, | Labware , Manufacturer Browser , Synthware , Synthware Vacuum Equipment |  | pkg of 1 ea,Joint: ST/NS14/20,Synthware, A741420G | , |  |  | pkg of 1 ea,Joint: ST/NS14/20,Synthware, A741420G
,Joint: ST/NS 19/22,,,,, | SYNA741922G |  | Aldrich | Synthware ™ vertical vacuum take-off adapter with glass stopcock |  | ,,,, | Labware , Manufacturer Browser , Synthware , Synthware Vacuum Equipment |  | pkg of 1 ea,Joint: ST/NS19/22,Synthware, A741922G | , |  |  | pkg of 1 ea,Joint: ST/NS19/22,Synthware, A741922G
,Joint: ST/NS 24/40,,,,, | SYNA742440G |  | Aldrich | Synthware ™ vertical vacuum take-off adapter with glass stopcock |  | ,,,, | Labware , Manufacturer Browser , Synthware , Synthware Vacuum Equipment |  | pkg of 1 ea,Joint: ST/NS24/40,Synthware, A742440G | , |  |  | pkg of 1 ea,Joint: ST/NS24/40,Synthware, A742440G
,Joint: ST/NS 14/20,,,,, | SYNA741420 |  | Aldrich | Synthware ™ vertical vacuum take-off adapter with PTFE stopcock |  | ,,,, | Labware , Manufacturer Browser , Synthware , Synthware Vacuum Equipment |  | pkg of 1 ea,Joint: ST/NS14/20,Synthware, A741420 | , |  |  | pkg of 1 ea,Joint: ST/NS14/20,Synthware, A741420
,Joint: ST/NS 19/22,,,,, | SYNA741922 |  | Aldrich | Synthware ™ vertical vacuum take-off adapter with PTFE stopcock |  | ,,,, | Labware , Manufacturer Browser , Synthware , Synthware Vacuum Equipment |  | pkg of 1 ea,Joint: ST/NS19/22,Synthware, A741922 | , |  |  | pkg of 1 ea,Joint: ST/NS19/22,Synthware, A741922
,Joint: ST/NS 24/40,,,,, | SYNA742440 |  | Aldrich | Synthware ™ vertical vacuum take-off adapter with PTFE stopcock |  | ,,,, | Labware , Manufacturer Browser , Synthware , Synthware Vacuum Equipment |  | pkg of 1 ea,Joint: ST/NS24/40,Synthware, A742440 | , |  |  | pkg of 1 ea,Joint: ST/NS24/40,Synthware, A742440
,size 0-4 mm,,,,, | SYNS560004 |  | Aldrich | Synthware ™ 180 degree high vacuum valve |  | ,,,, | Labware , Manufacturer Browser , Synthware , Synthware Valves |  | pkg of 1 ea,Synthware, S560004 | , |  |  | pkg of 1 ea,Synthware, S560004
,size 0-8 mm,,,,, | SYNS560008 |  | Aldrich | Synthware ™ 180 degree high vacuum valve |  | ,,,, | Labware , Manufacturer Browser , Synthware , Synthware Valves |  | pkg of 1 ea,Synthware, S560008 | , |  |  | pkg of 1 ea,Synthware, S560008
,size 0-4 mm,,,,, | SYNS620004 |  | Aldrich | Synthware ™ 180 degree high vacuum valve with protected o-rings |  | ,,,, | Labware , Manufacturer Browser , Synthware , Synthware Valves |  | pkg of 1 ea,Synthware, S620004 | , |  |  | pkg of 1 ea,Synthware, S620004
,size 0-8 mm,,,,, | SYNS620008 |  | Aldrich | Synthware ™ 180 degree high vacuum valve with protected o-rings |  | ,,,, | Labware , Manufacturer Browser , Synthware , Synthware Valves |  | pkg of 1 ea,Synthware, S620008 | , |  |  | pkg of 1 ea,Synthware, S620008
,size 0-12 mm,,,,, | SYNS620012 |  | Aldrich | Synthware ™ 180 degree high vacuum valve with protected o-rings |  | ,,,, | Labware , Manufacturer Browser , Synthware , Synthware Valves |  | pkg of 1 ea,Synthware, S620012 | , |  |  | pkg of 1 ea,Synthware, S620012
,size 0-4 mm,,,,, | SYNS660004 |  | Aldrich | Synthware ™ high vacuum valve metering plug |  | ,,,, | Labware , Manufacturer Browser , Synthware , Synthware Valves |  | pkg of 1 ea,Synthware, S660004 | , |  |  | pkg of 1 ea,Synthware, S660004
,size 0-8 mm,,,,, | SYNS660008 |  | Aldrich | Synthware ™ high vacuum valve metering plug |  | ,,,, | Labware , Manufacturer Browser , Synthware , Synthware Valves |  | pkg of 1 ea,Synthware, S660008 | , |  |  | pkg of 1 ea,Synthware, S660008
,size 0-12 mm,,,,, | SYNS660012 |  | Aldrich | Synthware ™ high vacuum valve metering plug |  | ,,,, | Labware , Manufacturer Browser , Synthware , Synthware Valves |  | pkg of 1 ea,Synthware, S660012 | , |  |  | pkg of 1 ea,Synthware, S660012
,size 0-4 mm, O-rings: Viton,,,,, | SYNS540004 |  | Aldrich | Synthware ™ high vacuum valve plug |  | ,,,, | Labware , Manufacturer Browser , Synthware , Synthware Valves |  | pkg of 1 ea,Synthware, S540004 | , |  |  | pkg of 1 ea,Synthware, S540004
,size 0-8 mm, O-rings: Viton,,,,, | SYNS540008 |  | Aldrich | Synthware ™ high vacuum valve plug |  | ,,,, | Labware , Manufacturer Browser , Synthware , Synthware Valves |  | pkg of 1 ea,Synthware, S540008 | , |  |  | pkg of 1 ea,Synthware, S540008
,size 0-12 mm, O-rings: Viton,,,,, | SYNS540012 |  | Aldrich | Synthware ™ high vacuum valve plug |  | ,,,, | Labware , Manufacturer Browser , Synthware , Synthware Valves |  | pkg of 1 ea,Synthware, S540012 | , |  |  | pkg of 1 ea,Synthware, S540012
,size 0-4 mm,,,,, | SYNR7010 |  | Aldrich | Synthware ™ high vacuum valve plug |  | ,,,, | Labware , Manufacturer Browser , Synthware , Synthware Valves |  | pkg of 1 ea,Synthware, R7010 | , |  |  | pkg of 1 ea,Synthware, R7010
,size 0-8 mm,,,,, | SYNR108110 |  | Aldrich | Synthware ™ high vacuum valve plug |  | ,,,, | Labware , Manufacturer Browser , Synthware , Synthware Valves |  | pkg of 1 ea,Synthware, R108110 | , |  |  | pkg of 1 ea,Synthware, R108110
,size 0-12 mm,,,,, | SYNR110112 |  | Aldrich | Synthware ™ high vacuum valve plug |  | ,,,, | Labware , Manufacturer Browser , Synthware , Synthware Valves |  | pkg of 1 ea,Synthware, R110112 | , |  |  | pkg of 1 ea,Synthware, R110112
,size 0-4 mm,,,,, | SYNS600004 |  | Aldrich | Synthware ™ high vacuum valve plug with protected o-rings |  | ,,,, | Labware , Manufacturer Browser , Synthware , Synthware Valves |  | pkg of 1 ea,Synthware, S600004 | , |  |  | pkg of 1 ea,Synthware, S600004
,size 0-8 mm,,,,, | SYNS600008 |  | Aldrich | Synthware ™ high vacuum valve plug with protected o-rings |  | ,,,, | Labware , Manufacturer Browser , Synthware , Synthware Valves |  | pkg of 1 ea,Synthware, S600008 | , |  |  | pkg of 1 ea,Synthware, S600008
,size 0-12 mm,,,,, | SYNS600012 |  | Aldrich | Synthware ™ high vacuum valve plug with protected o-rings |  | ,,,, | Labware , Manufacturer Browser , Synthware , Synthware Valves |  | pkg of 1 ea,Synthware, S600012 | , |  |  | pkg of 1 ea,Synthware, S600012
,size 0-4 mm,,,,, | SYNS680004 |  | Aldrich | Synthware ™ low hold up high vacuum valve with metering plug |  | ,,,, | Labware , Manufacturer Browser , Synthware , Synthware Valves |  | pkg of 1 ea,Synthware, S680004 | , |  |  | pkg of 1 ea,Synthware, S680004
,size 0-8 mm,,,,, | SYNS680008 |  | Aldrich | Synthware ™ low hold up high vacuum valve with metering plug |  | ,,,, | Labware , Manufacturer Browser , Synthware , Synthware Valves |  | pkg of 1 ea,Synthware, S680008 | , |  |  | pkg of 1 ea,Synthware, S680008
,size 0-12 mm,,,,, | SYNS680012 |  | Aldrich | Synthware ™ low hold up high vacuum valve with metering plug |  | ,,,, | Labware , Manufacturer Browser , Synthware , Synthware Valves |  | pkg of 1 ea,Synthware, S680012 | , |  |  | pkg of 1 ea,Synthware, S680012
,size 0-4 mm,,,,, | SYNS630004 |  | Aldrich | Synthware ™ low hold up high vacuum valve with protected o-rings |  | ,,,, | Labware , Manufacturer Browser , Synthware , Synthware Valves |  | pkg of 1 ea,Synthware, S630004 | , |  |  | pkg of 1 ea,Synthware, S630004
,size 0-8 mm,,,,, | SYNS630008 |  | Aldrich | Synthware ™ low hold up high vacuum valve with protected o-rings |  | ,,,, | Labware , Manufacturer Browser , Synthware , Synthware Valves |  | pkg of 1 ea,Synthware, S630008 | , |  |  | pkg of 1 ea,Synthware, S630008
,size 0-12 mm,,,,, | SYNS630012 |  | Aldrich | Synthware ™ low hold up high vacuum valve with protected o-rings |  | ,,,, | Labware , Manufacturer Browser , Synthware , Synthware Valves |  | pkg of 1 ea,Synthware, S630012 | , |  |  | pkg of 1 ea,Synthware, S630012
,size 0-8 mm,,,,, | SYNS580008 |  | Aldrich | Synthware ™ 3-way high vacuum valve |  | ,,,, | Labware , Manufacturer Browser , Synthware , Synthware Valves |  | pkg of 1 ea,Synthware, S580008 | , |  |  | pkg of 1 ea,Synthware, S580008
,size 0-12 mm,,,,, | SYNS580012 |  | Aldrich | Synthware ™ 3-way high vacuum valve |  | ,,,, | Labware , Manufacturer Browser , Synthware , Synthware Valves |  | pkg of 1 ea,Synthware, S580012 | , |  |  | pkg of 1 ea,Synthware, S580012
,125 mL, Joint: ST/NS 45/50, Disc porosity C,,,,, | SYNB300125C |  | Aldrich | Synthware ™ gas washing bottle with fritted disc |  | ,,,, | Labware , Manufacturer Browser , Synthware , Synthware Washing Bottles |  | pkg of 1 ea,Joint: ST/NS45/50,125 mL,Synthware, B300125C | , |  |  | pkg of 1 ea,Joint: ST/NS45/50,125 mL,Synthware, B300125C
,125 mL, Joint: ST/NS 45/50, Disc porosity XC,,,,, | SYNB300125X |  | Aldrich | Synthware ™ gas washing bottle with fritted disc |  | ,,,, | Labware , Manufacturer Browser , Synthware , Synthware Washing Bottles |  | pkg of 1 ea,Joint: ST/NS45/50,125 mL,Synthware, B300125X | , |  |  | pkg of 1 ea,Joint: ST/NS45/50,125 mL,Synthware, B300125X
,250 mL, Joint: ST/NS 45/50, Disc porosity C,,,,, | SYNB300250C |  | Aldrich | Synthware ™ gas washing bottle with fritted disc |  | ,,,, | Labware , Manufacturer Browser , Synthware , Synthware Washing Bottles |  | pkg of 1 ea,Joint: ST/NS45/50,250 mL,Synthware, B300250C | , |  |  | pkg of 1 ea,Joint: ST/NS45/50,250 mL,Synthware, B300250C
,500 mL, Joint: ST/NS 45/50, Disc porosity C,,,,, | SYNB300500C |  | Aldrich | Synthware ™ gas washing bottle with fritted disc |  | ,,,, | Labware , Manufacturer Browser , Synthware , Synthware Washing Bottles |  | pkg of 1 ea,Joint: ST/NS45/50,500 mL,Synthware, B300500C | , |  |  | pkg of 1 ea,Joint: ST/NS45/50,500 mL,Synthware, B300500C
,500 mL, Joint: ST/NS 45/50, Disc porosity XC,,,,, | SYNB300500X |  | Aldrich | Synthware ™ gas washing bottle with fritted disc |  | ,,,, | Labware , Manufacturer Browser , Synthware , Synthware Washing Bottles |  | pkg of 1 ea,Joint: ST/NS45/50,500 mL,Synthware, B300500X | , |  |  | pkg of 1 ea,Joint: ST/NS45/50,500 mL,Synthware, B300500X
Block heater (without block), 110V,AC input 110 V, US 3-pin plug,,,,, | 33315 |  | Supelco | 反应加热器（不含加热模块），110V |  | ,,,, | Accessories for Derivatization , Block Heater , Block Heaters , Derivatization Reagents , Heating , Labware , Manufacturer Browser , Talboys , Talboys Block heaters , Talboys block heater , Vial Accessories , Vial Blocks & Block Heaters , Vials , 分析/色谱 , 分析试剂 |  |  | ,
Block heater (without block), 220V,AC input 230 V, European 2-pin plug,,,,, | 33318-U |  | Supelco | 反应加热器（不含加热模块），220V |  | ,,,, | Accessories for Derivatization , Block Heater , Block Heaters , Derivatization Reagents , Heating , Labware , Manufacturer Browser , Talboys , Talboys Block heaters , Talboys block heater , Vial Accessories , Vial Blocks & Block Heaters , Vials , 分析/色谱 , 分析试剂 |  |  | ,
,For 6, 12, 13 and 25 mm test tubes.,,,,, | Z673374 |  | Aldrich | Combination blocks for Talboys block heater |  | ,,,, | Block Heater , Block Heaters , Combination blocks , Heating , Labware , Manufacturer Browser , Talboys , Talboys Block heaters , Talboys blocks for block heater , Vial Accessories , Vials , 分析/色谱 |  | Troemner 949107,8.3 mm × 48.4 mm | , |  |  | Troemner 949107,8.3 mm × 48.4 mm
,For 1.5, 15, and 50 mL test tubes.,,,,, | Z673382 |  | Aldrich | Combination blocks for Talboys block heater |  | ,,,, | Block Heater , Block Heaters , Combination blocks , Heating , Labware , Manufacturer Browser , Talboys , Talboys Block heaters , Talboys blocks for block heater , Vial Accessories , Vials , 分析/色谱 |  | Troemner 949153,11.1 mm × 39.1 mm | , |  |  | Troemner 949153,11.1 mm × 39.1 mm
,For 0.5, 1.5 and 2 mL test tubes.,,,,, | Z673390 |  | Aldrich | Combination blocks for Talboys block heater |  | ,,,, | Block Heater , Block Heaters , Combination blocks , Heating , Labware , Manufacturer Browser , Talboys , Talboys Block heaters , Talboys blocks for block heater , Vial Accessories , Vials , 分析/色谱 |  | Troemner 949154,7.9 mm × 27.6 mm | , |  |  | Troemner 949154,7.9 mm × 27.6 mm
,1.5 mL tube,,,,, | Z673323 |  | Aldrich | Drilled blocks for Talboys block heater |  | ,,,, | Block Heater , Block Heaters , Drilled blocks , Heating , Labware , Manufacturer Browser , Talboys , Talboys Block heaters , Talboys blocks for block heater , Vial Accessories , Vials , 分析/色谱 |  | Troemner, 949110,11.1 mm × 39.1 mm,wells 20,3.75 in. (9.5 cm) × 3 in. (7.6 cm) × 2 in. (5.1 cm) | , |  |  | Troemner, 949110,11.1 mm × 39.1 mm,wells 20,3.75 in. (9.5 cm) × 3 in. (7.6 cm) × 2 in. (5.1 cm)
,titer plate,,,,, | Z673331 |  | Aldrich | Drilled blocks for Talboys block heater |  | ,,,, | Block Heater , Block Heaters , Drilled blocks , Heating , Labware , Manufacturer Browser , Talboys , Talboys Block heaters , Talboys blocks for block heater , Vial Accessories , Vials , 分析/色谱 |  | Troemner, 949115,wells 1,3.75 in. (9.5 cm) × 3 in. (7.6 cm) × 2 in. (5.1 cm),13.5 mm | , |  |  | Troemner, 949115,wells 1,3.75 in. (9.5 cm) × 3 in. (7.6 cm) × 2 in. (5.1 cm),13.5 mm
,15 mL conical bottom tube,,,,, | Z673358 |  | Aldrich | Drilled blocks for Talboys block heater |  | ,,,, | Block Heater , Block Heaters , Drilled blocks , Heating , Labware , Manufacturer Browser , Talboys , Talboys Block heaters , Talboys blocks for block heater , Vial Accessories , Vials , 分析/色谱 |  | Troemner, 949131,17.1 mm × 44.5 mm,wells 12,3.75 in. (9.5 cm) × 3 in. (7.6 cm) × 2 in. (5.1 cm) | , |  |  | Troemner, 949131,17.1 mm × 44.5 mm,wells 12,3.75 in. (9.5 cm) × 3 in. (7.6 cm) × 2 in. (5.1 cm)
,50 mL conical bottom tube,,,,, | Z673366 |  | Aldrich | Drilled blocks for Talboys block heater |  | ,,,, | Block Heater , Block Heaters , Drilled blocks , Heating , Labware , Manufacturer Browser , Talboys , Talboys Block heaters , Talboys blocks for block heater , Vial Accessories , Vials , 分析/色谱 |  | Troemner, 949127,29.0 mm × 47.6 mm,wells 5,3.75 in. (9.5 cm) × 3 in. (7.6 cm) × 2 in. (5.1 cm) | , |  |  | Troemner, 949127,29.0 mm × 47.6 mm,wells 5,3.75 in. (9.5 cm) × 3 in. (7.6 cm) × 2 in. (5.1 cm)
,AC input 110 V, US 2-pin plug,,,,, | Z673641 |  | Aldrich | Talboys block heater |  | ,,,, | Block Heaters , Heating , Labware , Manufacturer Browser , Talboys , Talboys Block heaters , Talboys block heater |  | Troemner, 94951X,not available in EU | , |  |  | Troemner, 94951X,not available in EU
,AC input 230 V, UK plug,,,,, | Z673404 |  | Aldrich | Talboys block heater |  | ,,,, | Block Heater , Block Heaters , Heating , Labware , Manufacturer Browser , Talboys , Talboys Block heaters , Talboys block heater , Vial Accessories , Vials , 分析/色谱 |  | Troemner, 94951X | , |  |  | Troemner, 94951X
,AC input 230 V, Schuko plug,,,,, | Z673668 |  | Aldrich | Talboys block heater |  | ,,,, | Block Heaters , Heating , Labware , Manufacturer Browser , Talboys , Talboys Block heaters , Talboys block heater |  | Troemner, 94951X | , |  |  | Troemner, 94951X
,AC input 110 V,,,,, | Z675865 |  | Aldrich | Talboys dual block heaters |  | ,,,, | Block Heater , Block Heaters , Heating , Labware , Manufacturer Browser , Talboys , Talboys Block heaters , Talboys dual block heater , Talboys dual block heaters , Vial Accessories , Vials , 分析/色谱 |  | Troemner 949512,not available in EU | , |  |  | Troemner 949512,not available in EU
,AC input 230 V, Schuko plug,,,,, | Z675873 |  | Aldrich | Talboys dual block heaters |  | ,,,, | Block Heater , Block Heaters , Heating , Labware , Manufacturer Browser , Talboys , Talboys Block heaters , Talboys dual block heater , Talboys dual block heaters , Vial Accessories , Vials , 分析/色谱 |  | Troemner 949513 EU,CE compliant | , |  |  | Troemner 949513 EU,CE compliant
,AC input 230 V, UK plug,,,,, | Z675881 |  | Aldrich | Talboys dual block heaters |  | ,,,, | Block Heater , Block Heaters , Heating , Labware , Manufacturer Browser , Talboys , Talboys Block heaters , Talboys dual block heater , Talboys dual block heaters , Vial Accessories , Vials , 分析/色谱 |  | Troemner 949513 UK | , |  |  | Troemner 949513 UK
,AC input 120 V,,,,, | Z673064 |  | Aldrich | Talboys incubating microplate shaker |  | ,,,, | Incubating Shakers , Labware , Manufacturer Browser , Shakers & Vortexers , Talboys , Talboys Incubating Microplate Shaker |  | 100-1200 rpm speed,Troemner, 980180,Non-treated surface treatment,aluminum (tray),CE compliant 230V version,17 in. (43.2 cm) × 11 in. (27.9 cm) × 7.75 in. (20 cm),11 in. (28 cm) × 7.75 in. (20 cm),+5-65 °C temp. range,non-sterile | , |  |  | 100-1200 rpm speed,Troemner, 980180,Non-treated surface treatment,aluminum (tray),CE compliant 230V version,17 in. (43.2 cm) × 11 in. (27.9 cm) × 7.75 in. (20 cm),11 in. (28 cm) × 7.75 in. (20 cm),+5-65 °C temp. range,non-sterile
,AC input 230 V, Schuko plug,,,,, | Z673072 |  | Aldrich | Talboys incubating microplate shaker |  | ,,,, | Incubating Shakers , Labware , Manufacturer Browser , Shakers & Vortexers , Talboys , Talboys Incubating Microplate Shaker |  | 100-1200 rpm speed,Troemner, 980181EU,Non-treated surface treatment,aluminum (tray),CE compliant 230V version,17 in. (43.2 cm) × 11 in. (27.9 cm) × 7.75 in. (20 cm),11 in. (28 cm) × 7.75 in. (20 cm),+5-65 °C temp. range,non-sterile | , |  |  | 100-1200 rpm speed,Troemner, 980181EU,Non-treated surface treatment,aluminum (tray),CE compliant 230V version,17 in. (43.2 cm) × 11 in. (27.9 cm) × 7.75 in. (20 cm),11 in. (28 cm) × 7.75 in. (20 cm),+5-65 °C temp. range,non-sterile
,AC input 230 V, UK plug,,,,, | Z673080 |  | Aldrich | Talboys incubating microplate shaker |  | ,,,, | Incubating Shakers , Labware , Manufacturer Browser , Shakers & Vortexers , Talboys , Talboys Incubating Microplate Shaker |  | 100-1200 rpm speed,Troemner, 980181UK,Non-treated surface treatment,aluminum (tray),CE compliant 230V version,17 in. (43.2 cm) × 11 in. (27.9 cm) × 7.75 in. (20 cm),11 in. (28 cm) × 7.75 in. (20 cm),+5-65 °C temp. range,non-sterile | , |  |  | 100-1200 rpm speed,Troemner, 980181UK,Non-treated surface treatment,aluminum (tray),CE compliant 230V version,17 in. (43.2 cm) × 11 in. (27.9 cm) × 7.75 in. (20 cm),11 in. (28 cm) × 7.75 in. (20 cm),+5-65 °C temp. range,non-sterile
,AC input 120 V,,,,, | Z673129 |  | Aldrich | Talboys incubating orbital shaker |  | ,,,, | Incubating Shakers , Labware , Manufacturer Browser , Shakers & Vortexers , Talboys , Talboys Incubating Rockers and Shakers |  | 5 above ambient-65 °C temp. range,Troemner, 980184,7.75 in. (20 cm) × 11 in. (28 cm),8 lb.,CE compliant 230V version,100-1200 rpm speed,11 in. (28 cm) × 17 in. (48 cm) × 10.5 in. (27 cm),not available in EU | , |  |  | 5 above ambient-65 °C temp. range,Troemner, 980184,7.75 in. (20 cm) × 11 in. (28 cm),8 lb.,CE compliant 230V version,100-1200 rpm speed,11 in. (28 cm) × 17 in. (48 cm) × 10.5 in. (27 cm),not available in EU
,AC input 230 V, Schuko plug,,,,, | Z673137 |  | Aldrich | Talboys incubating orbital shaker |  | ,,,, | Incubating Shakers , Labware , Manufacturer Browser , Shakers & Vortexers , Talboys , Talboys Incubating Rockers and Shakers |  | 5 above ambient-65 °C temp. range,Troemner, 980185EU,7.75 in. (20 cm) × 11 in. (28 cm),8 lb.,CE compliant 230V version,100-1200 rpm speed,11 in. (28 cm) × 17 in. (48 cm) × 10.5 in. (27 cm) | , |  |  | 5 above ambient-65 °C temp. range,Troemner, 980185EU,7.75 in. (20 cm) × 11 in. (28 cm),8 lb.,CE compliant 230V version,100-1200 rpm speed,11 in. (28 cm) × 17 in. (48 cm) × 10.5 in. (27 cm)
,AC input 230 V, UK plug,,,,, | Z673145 |  | Aldrich | Talboys incubating orbital shaker |  | ,,,, | Incubating Shakers , Labware , Manufacturer Browser , Shakers & Vortexers , Talboys , Talboys Incubating Rockers and Shakers |  | 5 above ambient-65 °C temp. range,Troemner, 980185UK,7.75 in. (20 cm) × 11 in. (28 cm),8 lb.,CE compliant 230V version,100-1200 rpm speed,11 in. (28 cm) × 17 in. (48 cm) × 10.5 in. (27 cm) | , |  |  | 5 above ambient-65 °C temp. range,Troemner, 980185UK,7.75 in. (20 cm) × 11 in. (28 cm),8 lb.,CE compliant 230V version,100-1200 rpm speed,11 in. (28 cm) × 17 in. (48 cm) × 10.5 in. (27 cm)
,AC input 120 V,,,,, | Z673099 |  | Aldrich | Talboys incubating rocking shaker |  | ,,,, | Incubating Shakers , Labware , Manufacturer Browser , Shakers & Vortexers , Talboys , Talboys Incubating Rockers and Shakers |  | ±0.5 °C temp. stability,Troemner, 980532,7.5 in. (19.1 cm) × 10 in. (25.4 cm),10 lb.,CE compliant 230V version,1-50 rpm speed,11 in. (28 cm) × 17 in. (43 cm) × 10.5 in. (27 cm),not available in EU | , |  |  | ±0.5 °C temp. stability,Troemner, 980532,7.5 in. (19.1 cm) × 10 in. (25.4 cm),10 lb.,CE compliant 230V version,1-50 rpm speed,11 in. (28 cm) × 17 in. (43 cm) × 10.5 in. (27 cm),not available in EU
,AC input 230 V, Schuko plug,,,,, | Z673102 |  | Aldrich | Talboys incubating rocking shaker |  | ,,,, | Incubating Shakers , Labware , Manufacturer Browser , Shakers & Vortexers , Talboys , Talboys Incubating Rockers and Shakers |  | ±0.5 °C temp. stability,Troemner, 980533EU,7.5 in. (19.1 cm) × 10 in. (25.4 cm),10 lb.,CE compliant 230V version,1-50 rpm speed,11 in. (28 cm) × 17 in. (43 cm) × 10.5 in. (27 cm) | , |  |  | ±0.5 °C temp. stability,Troemner, 980533EU,7.5 in. (19.1 cm) × 10 in. (25.4 cm),10 lb.,CE compliant 230V version,1-50 rpm speed,11 in. (28 cm) × 17 in. (43 cm) × 10.5 in. (27 cm)
,AC input 230 V, UK plug,,,,, | Z673110 |  | Aldrich | Talboys incubating rocking shaker |  | ,,,, | Incubating Shakers , Labware , Manufacturer Browser , Shakers & Vortexers , Talboys , Talboys Incubating Rockers and Shakers |  | ±0.5 °C temp. stability,Troemner, 980533UK,7.5 in. (19.1 cm) × 10 in. (25.4 cm),10 lb.,CE compliant 230V version,1-50 rpm speed,11 in. (28 cm) × 17 in. (43 cm) × 10.5 in. (27 cm) | , |  |  | ±0.5 °C temp. stability,Troemner, 980533UK,7.5 in. (19.1 cm) × 10 in. (25.4 cm),10 lb.,CE compliant 230V version,1-50 rpm speed,11 in. (28 cm) × 17 in. (43 cm) × 10.5 in. (27 cm)
,Stainless steel platform,,,,, | Z675288 |  | Aldrich | Talboys incubating shaker Accessories |  | ,,,, | Incubating Shakers , Labware , Manufacturer Browser , Shakers & Vortexers , Talboys , Talboys Incubating Rockers and Shakers |  | Troemner, 980169,13 in. × 11 in. | , |  |  | Troemner, 980169,13 in. × 11 in.
,1.5-2 mL microtube rack,,,,, | Z675296 |  | Aldrich | Talboys incubating shaker Accessories |  | ,,,, | Incubating Shakers , Labware , Manufacturer Browser , Shakers & Vortexers , Talboys , Talboys Incubating Rockers and Shakers |  | Troemner, 980191,70 | , |  |  | Troemner, 980191,70
,14-16 mm test tube rack,,,,, | Z675318 |  | Aldrich | Talboys incubating shaker Accessories |  | ,,,, | Incubating Shakers , Labware , Manufacturer Browser , Shakers & Vortexers , Talboys , Talboys Incubating Rockers and Shakers |  | Troemner, 980194,48 | , |  |  | Troemner, 980194,48
,50 mL centrifuge tube rack,,,,, | Z675326 |  | Aldrich | Talboys incubating shaker Accessories |  | ,,,, | Incubating Shakers , Labware , Manufacturer Browser , Shakers & Vortexers , Talboys , Talboys Incubating Rockers and Shakers |  | Troemner, 980199,12 | , |  |  | Troemner, 980199,12
,25 mL Erlenmeyer flask clamp,,,,, | Z675334 |  | Aldrich | Talboys incubating shaker Accessories |  | ,,,, | Incubating Shakers , Labware , Manufacturer Browser , Shakers & Vortexers , Talboys , Talboys Incubating Rockers and Shakers |  | Troemner, 980079,20 | , |  |  | Troemner, 980079,20
,50 mL Erlenmeyer flask clamp,,,,, | Z675342 |  | Aldrich | Talboys incubating shaker Accessories |  | ,,,, | Incubating Shakers , Labware , Manufacturer Browser , Shakers & Vortexers , Talboys , Talboys Incubating Rockers and Shakers |  | Troemner, 980080,12 | , |  |  | Troemner, 980080,12
,125 mL Erlenmeyer flask clamp,,,,, | Z675350 |  | Aldrich | Talboys incubating shaker Accessories |  | ,,,, | Incubating Shakers , Labware , Manufacturer Browser , Shakers & Vortexers , Talboys , Talboys Incubating Rockers and Shakers |  | Troemner, 980081,8 | , |  |  | Troemner, 980081,8
,250 mL Erlenmeyer flask clamp,,,,, | Z675369 |  | Aldrich | Talboys incubating shaker Accessories |  | ,,,, | Incubating Shakers , Labware , Manufacturer Browser , Shakers & Vortexers , Talboys , Talboys Incubating Rockers and Shakers |  | Troemner, 980082,6 | , |  |  | Troemner, 980082,6
,500 mL Erlenmeyer flask clamp,,,,, | Z675377 |  | Aldrich | Talboys incubating shaker Accessories |  | ,,,, | Incubating Shakers , Labware , Manufacturer Browser , Shakers & Vortexers , Talboys , Talboys Incubating Rockers and Shakers |  | Troemner, 980083,6 | , |  |  | Troemner, 980083,6
,500 mL media bottle clamp,,,,, | Z675385 |  | Aldrich | Talboys incubating shaker Accessories |  | ,,,, | Incubating Shakers , Labware , Manufacturer Browser , Shakers & Vortexers , Talboys , Talboys Incubating Rockers and Shakers |  | Troemner, 980092,6 | , |  |  | Troemner, 980092,6
,AC input 115 V,,,,, | Z673153 |  | Aldrich | Talboys incubating waving shaker |  | ,,,, | Incubating Shakers , Labware , Manufacturer Browser , Shakers & Vortexers , Talboys , Talboys Incubating Rockers and Shakers |  | 5 ABOVE AMBIENT-65 °C temp. range,Troemner, 980539,9.25 in. (23.5 cm) × 7.25 in. (18.4 cm),5 lb.,CE compliant 230V version,1-30 rpm speed,11 in. (27.9 cm) × 17 in. (43.2 cm) × 10.5 in. (27 cm),not available in EU | , |  |  | 5 ABOVE AMBIENT-65 °C temp. range,Troemner, 980539,9.25 in. (23.5 cm) × 7.25 in. (18.4 cm),5 lb.,CE compliant 230V version,1-30 rpm speed,11 in. (27.9 cm) × 17 in. (43.2 cm) × 10.5 in. (27 cm),not available in EU
,AC input 230 V, Schuko plug,,,,, | Z673161 |  | Aldrich | Talboys incubating waving shaker |  | ,,,, | Incubating Shakers , Labware , Manufacturer Browser , Shakers & Vortexers , Talboys , Talboys Incubating Rockers and Shakers |  | 5 ABOVE AMBIENT-65 °C temp. range,Troemner, 980539EU,9.25 in. (23.5 cm) × 7.25 in. (18.4 cm),5 lb.,CE compliant 230V version,1-30 rpm speed,11 in. (27.9 cm) × 17 in. (43.2 cm) × 10.5 in. (27 cm) | , |  |  | 5 ABOVE AMBIENT-65 °C temp. range,Troemner, 980539EU,9.25 in. (23.5 cm) × 7.25 in. (18.4 cm),5 lb.,CE compliant 230V version,1-30 rpm speed,11 in. (27.9 cm) × 17 in. (43.2 cm) × 10.5 in. (27 cm)
,AC input 230 V, UK plug,,,,, | Z673188 |  | Aldrich | Talboys incubating waving shaker |  | ,,,, | Incubating Shakers , Labware , Manufacturer Browser , Shakers & Vortexers , Talboys , Talboys Incubating Rockers and Shakers |  | 5 ABOVE AMBIENT-65 °C temp. range,Troemner, 980539UK,9.25 in. (23.5 cm) × 7.25 in. (18.4 cm),5 lb.,CE compliant 230V version,1-30 rpm speed,11 in. (27.9 cm) × 17 in. (43.2 cm) × 10.5 in. (27 cm) | , |  |  | 5 ABOVE AMBIENT-65 °C temp. range,Troemner, 980539UK,9.25 in. (23.5 cm) × 7.25 in. (18.4 cm),5 lb.,CE compliant 230V version,1-30 rpm speed,11 in. (27.9 cm) × 17 in. (43.2 cm) × 10.5 in. (27 cm)
,Techne TE-10A, AC input 120 V,,,,, | Z381071 |  | Sigma | Techne ® immersion circulator |  | ,,,, | Baths and Circulators , Labware , Manufacturer Browser , Techne , Techne Baths , Techne Baths and Circulators |  | selector analogue,Techne TE-10A,−20-+95 °C temperature, precision: 0.01 °C at 40°C,CSA approved: No,not available in EU | , |  |  | selector analogue,Techne TE-10A,−20-+95 °C temperature, precision: 0.01 °C at 40°C,CSA approved: No,not available in EU
,Techne TE-10D, AC input 120 V,,,,, | Z381101 |  | Sigma | Techne ® immersion circulator |  | ,,,, | Baths and Circulators , Labware , Manufacturer Browser , Techne , Techne Baths , Techne Baths and Circulators |  | selector digital,Techne TE-10D,−40-+120 °C temperature, precision: 0.01 °C at 40°C,CSA approved: No,not available in EU | , |  |  | selector digital,Techne TE-10D,−40-+120 °C temperature, precision: 0.01 °C at 40°C,CSA approved: No,not available in EU
,Techne TU-20D, AC input 120 V,,,,, | Z381136 |  | Sigma | Techne ® immersion circulator |  | ,,,, | Baths and Circulators , Labware , Manufacturer Browser , Techne , Techne Baths , Techne Baths and Circulators |  | selector digital,Techne TU-20D,−40-+200 °C temperature, precision: 0.005 °C at 40°C,CSA approved: No,not available in EU | , |  |  | selector digital,Techne TU-20D,−40-+200 °C temperature, precision: 0.005 °C at 40°C,CSA approved: No,not available in EU
,Line Cord European 2-pin,,,,, | Z353612 |  | Sigma | Power cable for Techne ® hybridization oven |  | ,,,, | Labware , Manufacturer Browser , Techne , Techne Glass Kits |  |  | ,
,holds 20, 10 mm tubes,,,,, | Z381438 |  | Sigma | Heating blocks for Techne ® Dri-Block ® heater |  | ,,,, | Block Heaters , Heating , Heating blocks for Techne Dri-Block heater , Labware , Manufacturer Browser , Techne , Techne Heating |  | Techne | , |  |  | Techne
,holds 20, 12 mm tubes,,,,, | Z381446 |  | Sigma | Heating blocks for Techne ® Dri-Block ® heater |  | ,,,, | Block Heaters , Heating , Heating blocks for Techne Dri-Block heater , Labware , Manufacturer Browser , Techne , Techne Heating |  | Techne | , |  |  | Techne
,holds 20, 13 mm tubes,,,,, | Z381454 |  | Sigma | Heating blocks for Techne ® Dri-Block ® heater |  | ,,,, | Block Heaters , Heating , Heating blocks for Techne Dri-Block heater , Labware , Manufacturer Browser , Techne , Techne Heating |  | Techne | , |  |  | Techne
,holds 12, 15 mm tubes,,,,, | Z381462 |  | Sigma | Heating blocks for Techne ® Dri-Block ® heater |  | ,,,, | Block Heaters , Heating , Heating blocks for Techne Dri-Block heater , Labware , Manufacturer Browser , Techne , Techne Heating |  | Techne | , |  |  | Techne
,holds 72, 0.2 mL microtubes,,,,, | Z381527 |  | Sigma | Heating blocks for Techne ® Dri-Block ® heater |  | ,,,, | Block Heaters , Heating , Heating blocks for Techne Dri-Block heater , Labware , Manufacturer Browser , Techne , Techne Heating |  | Techne | , |  |  | Techne
,holds 30, 0.5 mL microcentrifuge tubes,,,,, | Z381489 |  | Sigma | Heating blocks for Techne ® Dri-Block ® heater |  | ,,,, | Block Heaters , Heating , Heating blocks for Techne Dri-Block heater , Labware , Manufacturer Browser , Techne , Techne Heating |  | Techne | , |  |  | Techne
,holds 20, 1.5 mL microcentrifuge tubes,,,,, | Z381470 |  | Sigma | Heating blocks for Techne ® Dri-Block ® heater |  | ,,,, | Block Heaters , Heating , Heating blocks for Techne Dri-Block heater , Labware , Manufacturer Browser , Techne , Techne Heating |  | Techne | , |  |  | Techne
,holds 20, 2 mL microcentrifuge tubes,,,,, | Z381519 |  | Sigma | Heating blocks for Techne ® Dri-Block ® heater |  | ,,,, | Block Heaters , Heating , Heating blocks for Techne Dri-Block heater , Labware , Manufacturer Browser , Techne , Techne Heating |  | Techne | , |  |  | Techne
,holds 1 × Falcon 96-well round bottom plate,,,,, | Z381535 |  | Sigma | Heating blocks for Techne ® Dri-Block ® heater |  | ,,,, | Block Heaters , Heating , Heating blocks for Techne Dri-Block heater , Labware , Manufacturer Browser , Techne , Techne Heating |  | Techne | , |  |  | Techne
,Plastic spacer block,,,,, | Z381500 |  | Sigma | Heating blocks for Techne ® Dri-Block ® heater |  | ,,,, | Block Heaters , Heating , Heating blocks for Techne Dri-Block heater , Labware , Manufacturer Browser , Techne , Techne Heating |  | Techne | , |  |  | Techne
,Model DB-2A, AC input 120 V,,,,, | Z381322 |  | Sigma | Techne ® Dri-Block ® heater |  | ,,,, | Block Heaters , Heating , Labware , Manufacturer Browser , Techne , Techne Dri-Block heater , Techne Heating |  | calibrated analogue dial (±2°C).,Techne,25-100 °C temperature,CSA approved: No,two insert blocks,not available in EU | , |  |  | calibrated analogue dial (±2°C).,Techne,25-100 °C temperature,CSA approved: No,two insert blocks,not available in EU
,Model DB-2A, AC input 240 V,,,,, | Z381330 |  | Sigma | Techne ® Dri-Block ® heater |  | ,,,, | Block Heaters , Heating , Labware , Manufacturer Browser , Techne , Techne Dri-Block heater , Techne Heating |  | two insert blocks,calibrated analogue dial (±2°C).,25-100 °C temperature,CE compliant,Techne | , |  |  | two insert blocks,calibrated analogue dial (±2°C).,25-100 °C temperature,CE compliant,Techne
,Model DB-3, AC input 120 V,,,,, | Z381365 |  | Sigma | Techne ® Dri-Block ® heater |  | ,,,, | Block Heaters , Heating , Labware , Manufacturer Browser , Techne , Techne Dri-Block heater , Techne Heating |  | calibrated analogue dial (±2°C).,Techne,25-100 °C temperature,CSA approved: No,three insert blocks,not available in EU | , |  |  | calibrated analogue dial (±2°C).,Techne,25-100 °C temperature,CSA approved: No,three insert blocks,not available in EU
,Model DB-3, AC input 240 V,,,,, | Z381373 |  | Sigma | Techne ® Dri-Block ® heater |  | ,,,, | Block Heaters , Heating , Labware , Manufacturer Browser , Techne , Techne Dri-Block heater , Techne Heating |  | three insert blocks,calibrated analogue dial (±2°C).,25-100 °C temperature,CE compliant,Techne | , |  |  | three insert blocks,calibrated analogue dial (±2°C).,25-100 °C temperature,CE compliant,Techne
,Model DB-3D, AC input 120 V,,,,, | Z381381 |  | Sigma | Techne ® Dri-Block ® heater |  | ,,,, | Block Heaters , Heating , Labware , Manufacturer Browser , Techne , Techne Dri-Block heater , Techne Heating |  | dial and set button (±1°C) with digital LED display.,Techne,25-200 °C temperature,CSA approved: No,three insert blocks,not available in EU | , |  |  | dial and set button (±1°C) with digital LED display.,Techne,25-200 °C temperature,CSA approved: No,three insert blocks,not available in EU
,Model DB-3D, AC input 240 V,,,,, | Z381403 |  | Sigma | Techne ® Dri-Block ® heater |  | ,,,, | Block Heaters , Heating , Labware , Manufacturer Browser , Techne , Techne Dri-Block heater , Techne Heating |  | three insert blocks,dial and set button (±1°C) with digital LED display.,25-200 °C temperature,CE compliant,Techne | , |  |  | three insert blocks,dial and set button (±1°C) with digital LED display.,25-200 °C temperature,CE compliant,Techne
,for Hybrigene, size 240 mm × 44 mm,,,,, | Z353639 |  | Sigma | Techne ® hybridization tube |  | ,,,, | Hybridization Ovens and Accessories , Hybridization Supplies , Labware , Manufacturer Browser , Molecular Biology Supplies , Techne , Techne Hybridization |  | Techne, FHB-36,borosilicate glass,240 mm × 44 mm | , |  |  | Techne, FHB-36,borosilicate glass,240 mm × 44 mm
,for Hybrigene, size 200 mm × 44 mm,,,,, | Z353655 |  | Sigma | Techne ® hybridization tube |  | ,,,, | Hybridization Ovens and Accessories , Hybridization Supplies , Labware , Manufacturer Browser , Molecular Biology Supplies , Techne , Techne Hybridization |  | Techne, FHB-71,borosilicate glass,200 mm × 44 mm | , |  |  | Techne, FHB-71,borosilicate glass,200 mm × 44 mm
,for Model HB-1D, size 200 mm × 80 mm,,,,, | Z381659 |  | Sigma | Techne ® hybridization tube |  | ,,,, | Hybridization Ovens and Accessories , Hybridization Supplies , Labware , Manufacturer Browser , Molecular Biology Supplies , Techne , Techne Hybridization |  | Techne, FHB-12,borosilicate glass,200 mm × 80 mm | , |  |  | Techne, FHB-12,borosilicate glass,200 mm × 80 mm
,for Model HB-1D, size 200 mm × 44 mm,,,,, | Z381667 |  | Sigma | Techne ® hybridization tube |  | ,,,, | Hybridization Ovens and Accessories , Hybridization Supplies , Labware , Manufacturer Browser , Molecular Biology Supplies , Techne , Techne Hybridization |  | Techne, FHB-32,borosilicate glass,200 mm × 44 mm | , |  |  | Techne, FHB-32,borosilicate glass,200 mm × 44 mm
,volume 15 mL, polypropylene, conical,,,,, | Z707724 |  | Sigma | TPP centrifuge tubes |  | ,,,, | 15 mL centrifuge tubes , Centrifugation Supplies , Centrifuge Tubes, Plastic , Labware , Manufacturer Browser , TPP , TPP Centrifuge Tubes |  | 15 mL,TPP 91015,polypropylene,available only in North America | , |  |  | 15 mL,TPP 91015,polypropylene,available only in North America
,volume 15 mL, polystyrene, conical,,,,, | Z707732 |  | Sigma | TPP centrifuge tubes |  | ,,,, | 15 mL centrifuge tubes , Centrifugation Supplies , Centrifuge Tubes, Plastic , Labware , Manufacturer Browser , TPP , TPP Centrifuge Tubes |  | 15 mL,TPP 91115,polystyrene,available only in North America | , |  |  | 15 mL,TPP 91115,polystyrene,available only in North America
,volume 50 mL, polypropylene, conical,,,,, | Z707708 |  | Sigma | TPP centrifuge tubes |  | ,,,, | 50 mL centrifuge tubes , Centrifugation Supplies , Centrifuge Tubes, Plastic , Labware , Manufacturer Browser , TPP , TPP Centrifuge Tubes |  | 50 mL,TPP 91050,polypropylene,available only in North America | , |  |  | 50 mL,TPP 91050,polypropylene,available only in North America
,volume 50 mL, polypropylene, conical, self standing,,,,, | Z707716 |  | Sigma | TPP centrifuge tubes |  | ,,,, | 50 mL centrifuge tubes , Centrifugation Supplies , Centrifuge Tubes, Plastic , Labware , Manufacturer Browser , TPP , TPP Centrifuge Tubes |  | 50 mL,TPP 91051,polypropylene,available only in North America | , |  |  | 50 mL,TPP 91051,polypropylene,available only in North America
,AC input 230 V, European 2-pin plug,,,,, | Z685461 |  | Aldrich | Vacuubrand chemistry pumping units, automatic control, Model PC 610 NT |  | ,,,, | Chemistry PC pumping units , Diaphragm Vacuum Pumps , Labware , Manufacturer Browser , Pumps , Vacuubrand , Vacuum Pumps |  | 3.4-3.8 m 3 /h pumping speed,BrandTech, 737100,1.5 mbar vacuum | , |  |  | 3.4-3.8 m 3 /h pumping speed,BrandTech, 737100,1.5 mbar vacuum
,AC input 115 V, US 2-pin plug,,,,, | Z685496 |  | Aldrich | Vacuubrand chemistry pumping units, automatic control, Model PC 610 NT |  | ,,,, | Chemistry PC pumping units , Diaphragm Vacuum Pumps , Labware , Manufacturer Browser , Pumps , Vacuubrand , Vacuum Pumps |  | 3.4-3.8 m 3 /h pumping speed,BrandTech, 737103,1.5 mbar vacuum | , |  |  | 3.4-3.8 m 3 /h pumping speed,BrandTech, 737103,1.5 mbar vacuum
,AC input 230 V, European 2-pin plug,,,,, | Z685518 |  | Aldrich | Vacuubrand chemistry pumping units, manual control, Model PC 101NT |  | ,,,, | Chemistry PC pumping units , Diaphragm Vacuum Pumps , Labware , Manufacturer Browser , Pumps , Vacuubrand , Vacuum Pumps |  | 7 mbar vacuum,BrandTech, 733000,2.0-2.3 m 3 /h pumping speed | , |  |  | 7 mbar vacuum,BrandTech, 733000,2.0-2.3 m 3 /h pumping speed
,AC input 115 V, US 2-pin plug,,,,, | Z685534 |  | Aldrich | Vacuubrand chemistry pumping units, manual control, Model PC 101NT |  | ,,,, | Chemistry PC pumping units , Diaphragm Vacuum Pumps , Labware , Manufacturer Browser , Pumps , Vacuubrand , Vacuum Pumps |  | 7 mbar vacuum,BrandTech, 733003,2.0-2.3 m 3 /h pumping speed | , |  |  | 7 mbar vacuum,BrandTech, 733003,2.0-2.3 m 3 /h pumping speed
,AC input 230 V, European 2-pin plug,,,,, | Z685437 |  | Aldrich | Vacuubrand chemistry pumping units, manual control, Model PC 201 NT |  | ,,,, | Chemistry PC pumping units , Diaphragm Vacuum Pumps , Labware , Manufacturer Browser , Pumps , Vacuubrand , Vacuum Pumps |  | 3.4-3.8 m 3 /h pumping speed,BrandTech, 737000,105 mbar vacuum | , |  |  | 3.4-3.8 m 3 /h pumping speed,BrandTech, 737000,105 mbar vacuum
,AC input 115 V, US 2-pin plug,,,,, | Z685453 |  | Aldrich | Vacuubrand chemistry pumping units, manual control, Model PC 201 NT |  | ,,,, | Chemistry PC pumping units , Diaphragm Vacuum Pumps , Labware , Manufacturer Browser , Pumps , Vacuubrand , Vacuum Pumps |  | 3.4-3.8 m 3 /h pumping speed,BrandTech, 737003,105 mbar vacuum | , |  |  | 3.4-3.8 m 3 /h pumping speed,BrandTech, 737003,105 mbar vacuum
,MD 4C NT, AC input 110 V,,,,, | Z676233 |  | Aldrich | Vacuubrand Chemistry vacuum pump |  | ,,,, | Diaphragm Vacuum Pumps , Diaphragm vacuum pump , Labware , Manufacturer Browser , Pumps , Vacuubrand , Vacuum Pumps |  | 3.4/3.8 m 3 /h pumping speed,MD 4C NT,CSA approved,1.5 mbar vacuum,0.25 (kW rated motor power),not available in EU,325 mm × 243 mm × 198 mm | , |  |  | 3.4/3.8 m 3 /h pumping speed,MD 4C NT,CSA approved,1.5 mbar vacuum,0.25 (kW rated motor power),not available in EU,325 mm × 243 mm × 198 mm
,MZ 2C NT, AC input 110 V,,,,, | Z676276 |  | Aldrich | Vacuubrand Chemistry vacuum pump |  | ,,,, | Diaphragm Vacuum Pumps , Diaphragm vacuum pump , Labware , Manufacturer Browser , Pumps , Vacuubrand , Vacuum Pumps |  | 7 mbar vacuum,MZ 2C NT,CSA approved,12 mbar vacuum (with gas ballast),0.18 (kW rated motor power),not available in EU,243 mm × 243 mm × 198 mm | , |  |  | 7 mbar vacuum,MZ 2C NT,CSA approved,12 mbar vacuum (with gas ballast),0.18 (kW rated motor power),not available in EU,243 mm × 243 mm × 198 mm
,MD 4C NT, AC input 230 V, European 2-pin plug,,,,, | Z676241 |  | Aldrich | Vacuubrand Chemistry vacuum pump |  | ,,,, | Diaphragm Vacuum Pumps , Diaphragm vacuum pump , Labware , Manufacturer Browser , Pumps , Vacuubrand , Vacuum Pumps |  | 3.4/3.8 m 3 /h pumping speed,MD 4C NT,CE compliant,1.5 mbar vacuum,0.25 (kW rated motor power),325 mm × 243 mm × 198 mm | , |  |  | 3.4/3.8 m 3 /h pumping speed,MD 4C NT,CE compliant,1.5 mbar vacuum,0.25 (kW rated motor power),325 mm × 243 mm × 198 mm
,MZ 2C NT, AC input 230 V, European 2-pin plug,,,,, | Z676284 |  | Aldrich | Vacuubrand Chemistry vacuum pump |  | ,,,, | Diaphragm Vacuum Pumps , Diaphragm vacuum pump , Labware , Manufacturer Browser , Pumps , Vacuubrand , Vacuum Pumps |  | 7 mbar vacuum,MZ 2C NT,CE compliant,12 mbar vacuum (with gas ballast),0.18 (kW rated motor power),243 mm × 243 mm × 198 mm | , |  |  | 7 mbar vacuum,MZ 2C NT,CE compliant,12 mbar vacuum (with gas ballast),0.18 (kW rated motor power),243 mm × 243 mm × 198 mm
,AC input 110 V, MD 4C NT+AK+EK,,,,, | Z676306 |  | Aldrich | Vacuubrand chemistry vacuum system |  | ,,,, | Diaphragm Vacuum Pumps , Diaphragm vacuum pump , Labware , Manufacturer Browser , Pumps , Vacuubrand , Vacuum Pumps |  | 3.4/3.8 m 3 /h pumping speed,MD 4C NT+AK+EK,CSA approved,1.5 mbar vacuum,10 mm , connection nozzle,326 mm × 243 mm × 402 mm,not available in EU,6-8 mm , coolant connection 2 x hose nozzle | , |  |  | 3.4/3.8 m 3 /h pumping speed,MD 4C NT+AK+EK,CSA approved,1.5 mbar vacuum,10 mm , connection nozzle,326 mm × 243 mm × 402 mm,not available in EU,6-8 mm , coolant connection 2 x hose nozzle
,AC input 110 V, MZ 2C NT+AK+EK,,,,, | Z676330 |  | Aldrich | Vacuubrand chemistry vacuum system |  | ,,,, | Diaphragm Vacuum Pumps , Diaphragm vacuum pump , Labware , Manufacturer Browser , Pumps , Vacuubrand , Vacuum Pumps |  | 7 mbar vacuum,MZ 2C NT+AK+EK,CSA approved,12 mbar vacuum (with gas ballast),10 mm , connection nozzle,326 mm × 243 mm × 402 mm,not available in EU,6-8 mm , coolant connection 2 x hose nozzle | , |  |  | 7 mbar vacuum,MZ 2C NT+AK+EK,CSA approved,12 mbar vacuum (with gas ballast),10 mm , connection nozzle,326 mm × 243 mm × 402 mm,not available in EU,6-8 mm , coolant connection 2 x hose nozzle
,AC input 220 V, European 2-pin plug, MD 4C NT+AK+EK,,,,, | Z676314 |  | Aldrich | Vacuubrand chemistry vacuum system |  | ,,,, | Diaphragm Vacuum Pumps , Diaphragm vacuum pump , Labware , Manufacturer Browser , Pumps , Vacuubrand , Vacuum Pumps |  | 3.4/3.8 m 3 /h pumping speed,MD 4C NT+AK+EK,CE compliant,1.5 mbar vacuum,10 mm , connection nozzle,326 mm × 243 mm × 402 mm,6-8 mm , coolant connection 2 x hose nozzle | , |  |  | 3.4/3.8 m 3 /h pumping speed,MD 4C NT+AK+EK,CE compliant,1.5 mbar vacuum,10 mm , connection nozzle,326 mm × 243 mm × 402 mm,6-8 mm , coolant connection 2 x hose nozzle
,AC input 220 V, European 2-pin plug, MZ 2C NT+AK+EK,,,,, | Z676349 |  | Aldrich | Vacuubrand chemistry vacuum system |  | ,,,, | Diaphragm Vacuum Pumps , Diaphragm vacuum pump , Labware , Manufacturer Browser , Pumps , Vacuubrand , Vacuum Pumps |  | 7 mbar vacuum,MZ 2C NT+AK+EK,CE compliant,12 mbar vacuum (with gas ballast),10 mm , connection nozzle,326 mm × 243 mm × 402 mm,6-8 mm , coolant connection 2 x hose nozzle | , |  |  | 7 mbar vacuum,MZ 2C NT+AK+EK,CE compliant,12 mbar vacuum (with gas ballast),10 mm , connection nozzle,326 mm × 243 mm × 402 mm,6-8 mm , coolant connection 2 x hose nozzle
,AC input 110 V, MD 1C,,,,, | Z674842 |  | Aldrich | Vacuubrand diaphragm vacuum pump |  | ,,,, | Diaphragm Vacuum Pumps , Diaphragm vacuum pump , Labware , Manufacturer Browser , Pumps , Vacuubrand , Vacuum Pumps |  | 2 mbar vacuum,Vacuubrand,CE compliant 230V versions,315 mm × 145 mm × 175 mm,1.2-1.4 m 3 /h pumping speed,not available in EU | , |  |  | 2 mbar vacuum,Vacuubrand,CE compliant 230V versions,315 mm × 145 mm × 175 mm,1.2-1.4 m 3 /h pumping speed,not available in EU
,AC input 230 V, MD 1C,,,,, | Z656194 |  | Aldrich | Vacuubrand diaphragm vacuum pump |  | ,,,, | Diaphragm Vacuum Pumps , Diaphragm vacuum pump , Labware , Manufacturer Browser , Pumps , Vacuubrand , Vacuum Pumps |  | 2 mbar vacuum,Vacuubrand,315 mm × 145 mm × 175 mm,1.2-1.4 m 3 /h pumping speed,CE compliant 230V versions | , |  |  | 2 mbar vacuum,Vacuubrand,315 mm × 145 mm × 175 mm,1.2-1.4 m 3 /h pumping speed,CE compliant 230V versions
,for MZ 2C (spare seal set: 2 diaphragms, 4 valves),,,,, | Z656232 |  | Aldrich | Vacuubrand ® diaphragm vacuum pump maintenance kit |  | ,,,, | Diaphragm vacuum pump maintenance kit , Labware , Manufacturer Browser , Pumps , Vacuubrand , Vacuum Pump Accessories , Vacuum Pumps |  | Vacuubrand,CE compliant | , |  |  | Vacuubrand,CE compliant
,for MD 1C (spare seal set: 4 diaphragms, 8 valves),,,,, | Z656240 |  | Aldrich | Vacuubrand ® diaphragm vacuum pump maintenance kit |  | ,,,, | Diaphragm vacuum pump maintenance kit , Labware , Manufacturer Browser , Pumps , Vacuubrand , Vacuum Pump Accessories , Vacuum Pumps |  | Vacuubrand,CE compliant | , |  |  | Vacuubrand,CE compliant
,for MD 4C (spare seal set: 4 diaphragms, 8 valves),,,,, | Z656259 |  | Aldrich | Vacuubrand ® diaphragm vacuum pump maintenance kit |  | ,,,, | Diaphragm vacuum pump maintenance kit , Labware , Manufacturer Browser , Pumps , Vacuubrand , Vacuum Pump Accessories , Vacuum Pumps |  | Vacuubrand,CE compliant | , |  |  | Vacuubrand,CE compliant
VICI Pressure--Lok ® C-120 liquid microsyringe,capacity 10 μL,,,,, | Z171107 |  | Aldrich | VICI 高压--Lok ® C-120 液体微量注射器 |  | ,,,, | Labware , Manufacturer Browser , Pressure-Lok C-120 liquid microsyringe , VICI |  | 10 μL | , |  |  | 10 μL
VICI Pressure--Lok ® C-160 liquid microsyringe,Fixed needle, capacity 10 μL,,,,, | Z170852 |  | Aldrich | VICI Pressure--Lok ® C-160 液体微量注射器 |  | ,,,, | Labware , Manufacturer Browser , Pressure-Lok C-160 liquid microsyringe , VICI |  | 10 μL | , |  |  | 10 μL
VICI Pressure--Lok ® C-160 liquid microsyringe,Fixed needle, capacity 25 μL,,,,, | Z170860 |  | Aldrich | VICI Pressure--Lok ® C-160 液体微量注射器 |  | ,,,, | Labware , Manufacturer Browser , Pressure-Lok C-160 liquid microsyringe , VICI |  | 25 μL | , |  |  | 25 μL
VICI Pressure--Lok ® C-160 liquid microsyringe,Fixed needle, capacity 50 μL,,,,, | Z170879 |  | Aldrich | VICI Pressure--Lok ® C-160 液体微量注射器 |  | ,,,, | Labware , Manufacturer Browser , Pressure-Lok C-160 liquid microsyringe , VICI |  | 50 μL | , |  |  | 50 μL
VICI Pressure--Lok ® C-160 liquid microsyringe,Fixed needle, capacity 100 μL,,,,, | Z170887 |  | Aldrich | VICI Pressure--Lok ® C-160 液体微量注射器 |  | ,,,, | Labware , Manufacturer Browser , Pressure-Lok C-160 liquid microsyringe , VICI |  | 100 μL | , |  |  | 100 μL
VICI Pressure--Lok ® C-160 liquid microsyringe,Removable needle, capacity 50 μL,,,,, | Z170925 |  | Aldrich | VICI Pressure--Lok ® C-160 液体微量注射器 |  | ,,,, | Labware , Manufacturer Browser , Pressure-Lok C-160 liquid microsyringe , VICI |  | 50 μL | , |  |  | 50 μL
VICI Pressure--Lok ® C-160 liquid microsyringe,Removable needle, capacity 100 μL,,,,, | Z170933 |  | Aldrich | VICI Pressure--Lok ® C-160 液体微量注射器 |  | ,,,, | Labware , Manufacturer Browser , Pressure-Lok C-160 liquid microsyringe , VICI |  | 100 μL | , |  |  | 100 μL
Series A gas syringe,capacity 100 μL,,,,, | Z171506 |  | Aldrich | Sample-Lok ® A 系列气体注射器 |  | ,,,, | Labware , Manufacturer Browser , Series A gas syringe , VICI |  | 100 μL | , |  |  | 100 μL
Series A gas syringe,capacity 250 μL,,,,, | Z171514 |  | Aldrich | Sample-Lok ® A 系列气体注射器 |  | ,,,, | Labware , Manufacturer Browser , Series A gas syringe , VICI |  | 250 μL | , |  |  | 250 μL
Series A gas syringe,capacity 500 μL,,,,, | Z171522 |  | Aldrich | Sample-Lok ® A 系列气体注射器 |  | ,,,, | Labware , Manufacturer Browser , Series A gas syringe , VICI |  | 500 μL | , |  |  | 500 μL
Series A-2 gas syringe,capacity 25 μL,,,,, | Z171387 |  | Aldrich | Sample-Lok ® A-2 系列气体注射器 |  | ,,,, | Labware , Manufacturer Browser , Series A-2 gas syringe , VICI |  | 25 μL | , |  |  | 25 μL
Series A-2 gas syringe,capacity 0.1 mL,,,,, | Z171409 |  | Aldrich | Sample-Lok ® A-2 系列气体注射器 |  | ,,,, | Labware , Manufacturer Browser , Series A-2 gas syringe , VICI |  | 0.1 mL | , |  |  | 0.1 mL
Series A-2 gas syringe,capacity 0.25 mL,,,,, | Z171417 |  | Aldrich | Sample-Lok ® A-2 系列气体注射器 |  | ,,,, | Labware , Manufacturer Browser , Series A-2 gas syringe , VICI |  | 0.25 mL | , |  |  | 0.25 mL
Series A-2 gas syringe,capacity 0.5 mL,,,,, | Z171425 |  | Aldrich | Sample-Lok ® A-2 系列气体注射器 |  | ,,,, | Labware , Manufacturer Browser , Series A-2 gas syringe , VICI |  | 0.5 mL | , |  |  | 0.5 mL
Series A-2 gas syringe,capacity 1 mL,,,,, | Z171433 |  | Aldrich | Sample-Lok ® A-2 系列气体注射器 |  | ,,,, | Labware , Manufacturer Browser , Series A-2 gas syringe , VICI |  | 1 mL | , |  |  | 1 mL
Series A-2 gas syringe,capacity 2 mL,,,,, | Z171441 |  | Aldrich | Sample-Lok ® A-2 系列气体注射器 |  | ,,,, | Labware , Manufacturer Browser , Series A-2 gas syringe , VICI |  | 2 mL | , |  |  | 2 mL
Series A-2 gas syringe,capacity 5 mL,,,,, | Z171468 |  | Aldrich | Sample-Lok ® A-2 系列气体注射器 |  | ,,,, | Labware , Manufacturer Browser , Series A-2 gas syringe , VICI |  | 5 mL | , |  |  | 5 mL
Series A-2 gas syringe,capacity 10 mL,,,,, | Z171476 |  | Aldrich | Sample-Lok ® A-2 系列气体注射器 |  | ,,,, | Labware , Manufacturer Browser , Series A-2 gas syringe , VICI |  | 10 mL | , |  |  | 10 mL
Series A-2 syringe needles,L × O.D. × I.D. 2 in. × 0.028 in. × 0.005 in.,,,,, | Z171484 |  | Aldrich | Sample-Lok ® A-2 系列注射器针头 |  | ,,,, | Labware , Manufacturer Browser , Series A-2 syringe needles , VICI |  | 2 in. × 0.028 in. × 0.005 in. | , |  |  | 2 in. × 0.028 in. × 0.005 in.
Series A-2 syringe needles,L × O.D. × I.D. 2 in. × 0.028 in. × 0.008 in.,,,,, | Z171492 |  | Aldrich | Sample-Lok ® A-2 系列注射器针头 |  | ,,,, | Labware , Manufacturer Browser , Series A-2 syringe needles , VICI |  | 2 in. × 0.028 in. × 0.008 in. | , |  |  | 2 in. × 0.028 in. × 0.008 in.
,AC input 115 V, 60 Hz,,,,, | Z375373 |  | Sigma | BioLink BLX Crosslinker |  | ,,,, | BioLink BLX Crosslinker , Biolink BLX Crosslinker , Labware , Life Science Labware & Equipment , Manufacturer Browser , Microarrays , Vilber Lourmat |  | Vilber Lourmat,not available in EU | , |  |  | Vilber Lourmat,not available in EU
,UV tubes,,,,, | Z375403 |  | Sigma | BioLink BLX Crosslinker accessories |  | ,,,8 W, | BioLink BLX Crosslinker accessories , BioLink BLX Crosslinker and Accessories , Biolink BLX Crosslinker , Blotters , Electrophoresis Supplies , Labware , Life Science Labware & Equipment , Manufacturer Browser , Microarrays , Vilber Lourmat |  | Vilber Lourmat,wavelength: 254 nm | , |  |  | Vilber Lourmat,wavelength: 254 nm,8 W
,UK power cord,,,,, | Z375411 |  | Sigma | BioLink BLX Crosslinker accessories |  | ,,,, | BioLink BLX Crosslinker accessories , BioLink BLX Crosslinker and Accessories , Biolink BLX Crosslinker , Blotters , Electrophoresis Supplies , Labware , Life Science Labware & Equipment , Manufacturer Browser , Microarrays , Vilber Lourmat |  | Vilber Lourmat,not available in USA | , |  |  | Vilber Lourmat,not available in USA
,AC input 115 V, 60 Hz,,,,, | Z363820 |  | Sigma | Transilluminator UV/white light |  | ,,,, | Labware , Manufacturer Browser , Transilluminator UV/white light , Vilber Lourmat |  | not available in EU | , |  |  | not available in EU
,Replacement bulb, midrange UV,,,,, | Z363847 |  | Sigma | Transilluminator UV/white light |  | ,,,8 W, | Electrophoresis Supplies , Gel Visualization and Documentation , Labware , Manufacturer Browser , Transilluminator UV/white light , Transilluminators , Vilber Lourmat |  |  | , |  |  | 8 W
,wavelength, 254 ‑ 312 nm (selectable), AC input 110 V, 60 Hz,,,,, | Z363782 |  | Sigma | Transilluminator, UV |  | ,,,, | Labware , Manufacturer Browser , Transilluminator, UV , Vilber Lourmat |  | 20 cm × 20 cm,wavelength 254 ‑ 312 nm (selectable) | , |  |  | 20 cm × 20 cm,wavelength 254 ‑ 312 nm (selectable)
,wavelength, 312 nm, Compact Table, Single Intensity,,,,, | T4941 |  | Sigma | Transilluminator, UV |  | ,,,, | Electrophoresis Supplies , Gel Visualization and Documentation , Labware , Manufacturer Browser , Transilluminator, UV , Transilluminators , Vilber Lourmat |  | 150 mm × 150 mm,wavelength 312 nm | , |  |  | 150 mm × 150 mm,wavelength 312 nm
,wavelength, 312 nm, Compact Table, Dual intensity,,,,, | T5066 |  | Sigma | Transilluminator, UV |  | ,,,, | Electrophoresis Supplies , Gel Visualization and Documentation , Labware , Manufacturer Browser , Transilluminator, UV , Transilluminators , Vilber Lourmat |  | 150 mm × 150 mm,wavelength 312 nm | , |  |  | 150 mm × 150 mm,wavelength 312 nm
,Replacement Bulb, Midrange UV, fluorescence λ em 312 nm,,,,, | Z363723 |  | Sigma | Transilluminator, UV, accessory |  | ,,,, | Electrophoresis Supplies , Gel Visualization and Documentation , Labware , Manufacturer Browser , Transilluminator, UV, accessory , Transilluminators , Vilber Lourmat |  | λ em 312 nm | , |  |  | λ em 312 nm
,Replacement Bulb, Shortwave UV, fluorescence λ em 254 nm,,,,, | Z363731 |  | Sigma | Transilluminator, UV, accessory |  | ,,,15 W, | Electrophoresis Supplies , Gel Visualization and Documentation , Labware , Manufacturer Browser , Transilluminator, UV, accessory , Transilluminators , Vilber Lourmat |  | λ em 254 nm | , |  |  | 15 W,λ em 254 nm
,analog, AC input 230 V, Schuko plug,,,,, | Z690171 |  | Aldrich | Welch ® peristaltic pump |  | ,,,, | Labware , Manufacturer Browser , Peristaltic Pumps , Pumps , Welch |  | 20-200 rpm speed,Welch, 3100C-02,0.003-0.3 L/min flow rate,CE compliant | , |  |  | 20-200 rpm speed,Welch, 3100C-02,0.003-0.3 L/min flow rate,CE compliant
,digital, AC input 115 V,,,,, | Z690201 |  | Aldrich | Welch ® peristaltic pump |  | ,,,, | Labware , Manufacturer Browser , Peristaltic Pumps , Pumps , Welch |  | 20-200 rpm speed,Welch, 3200B-01,0.003-0.3 L/min flow rate,CSA approved | , |  |  | 20-200 rpm speed,Welch, 3200B-01,0.003-0.3 L/min flow rate,CSA approved
,digital, AC input 230 V, Schuko plug,,,,, | Z690228 |  | Aldrich | Welch ® peristaltic pump |  | ,,,, | Labware , Manufacturer Browser , Peristaltic Pumps , Pumps , Welch |  | 20-200 rpm speed,Welch, 3200C-02,0.003-0.3 L/min flow rate,CE compliant | , |  |  | 20-200 rpm speed,Welch, 3200C-02,0.003-0.3 L/min flow rate,CE compliant
,analog, AC input 115 V,,,,, | Z691372 |  | Aldrich | Welch ® peristaltic pump |  | ,,,, | Labware , Manufacturer Browser , Peristaltic Pumps , Pumps , Welch |  | 20-200 rpm speed,Welch, 3100B-01,0.003-0.3 L/min flow rate,CSA approved | , |  |  | 20-200 rpm speed,Welch, 3100B-01,0.003-0.3 L/min flow rate,CSA approved
,diam. 1.6 mm, limit 0.003-0.030 L/min flow rate,,,,, | Z690260 |  | Aldrich | Welch ® PVC tubing cartridge kit for general use |  | ,,,, | Labware , Manufacturer Browser , Peristaltic Pumps , Pumps , Welch |  | Welch, 3434K-1,0.003-0.030 L/min flow rate,1.6 mm | , |  |  | Welch, 3434K-1,0.003-0.030 L/min flow rate,1.6 mm
,diam. 3.2 mm, limit 0.010-0.130 L/min flow rate,,,,, | Z690279 |  | Aldrich | Welch ® PVC tubing cartridge kit for general use |  | ,,,, | Labware , Manufacturer Browser , Peristaltic Pumps , Pumps , Welch |  | Welch, 3434K-2,0.010-0.130 L/min flow rate,3.2 mm | , |  |  | Welch, 3434K-2,0.010-0.130 L/min flow rate,3.2 mm
,diam. 4.8 mm, limit 0.030-0.300 L/min flow rate,,,,, | Z690287 |  | Aldrich | Welch ® PVC tubing cartridge kit for general use |  | ,,,, | Labware , Manufacturer Browser , Peristaltic Pumps , Pumps , Welch |  | Welch, 3434K-3,0.030-0.300 L/min flow rate,4.8 mm | , |  |  | Welch, 3434K-3,0.030-0.300 L/min flow rate,4.8 mm
,diam. 1.6 mm, limit 0.003-0.03 L/min flow rate,,,,, | Z690236 |  | Aldrich | Welch ® silicone tubing cartridge kit for bio-fluids |  | ,,,, | Labware , Manufacturer Browser , Peristaltic Pumps , Pumps , Welch |  | Welch, 3432K-01,0.003-0.03 L/min flow rate,1.6 mm | , |  |  | Welch, 3432K-01,0.003-0.03 L/min flow rate,1.6 mm
,diam. 3.2 mm, limit 0.010-0.130 L/min flow rate,,,,, | Z690244 |  | Aldrich | Welch ® silicone tubing cartridge kit for bio-fluids |  | ,,,, | Labware , Manufacturer Browser , Peristaltic Pumps , Pumps , Welch |  | Welch, 3432K-02,0.010-0.130 L/min flow rate,3.2 mm | , |  |  | Welch, 3432K-02,0.010-0.130 L/min flow rate,3.2 mm
,diam. 4.8 mm, limit 0.030-0.300 L/min flow rate,,,,, | Z690252 |  | Aldrich | Welch ® silicone tubing cartridge kit for bio-fluids |  | ,,,, | Labware , Manufacturer Browser , Peristaltic Pumps , Pumps , Welch |  | Welch, 3432K-04,0.030-0.300 L/min flow rate,4.8 mm | , |  |  | Welch, 3432K-04,0.030-0.300 L/min flow rate,4.8 mm
,clip pivots for quick release/locking of tubing,,,,, | Z690198 |  | Aldrich | Welch ® snap-grip clamps for peristaltic pumps |  | ,,,, | Labware , Manufacturer Browser , Peristaltic Pumps , Pumps , Welch |  | Welch, 3101K-01 | , |  |  | Welch, 3101K-01
,For Models 1402N and 1376N,,,,, | Z411833 |  | Aldrich | Acid neutralization traps for Welch ® pumps |  | ,,,, | Labware , Manufacturer Browser , Pumps , Rotary Vane Vacuum Pumps , Vacuum Pumps , Vacuum pump accessories , Welch |  | For Models 1402N and 1376N | , |  |  | For Models 1402N and 1376N
,For Welch Models 1400N, 1402N, and 1376N,,,,, | Z412163 |  | Aldrich | Hermetically sealed oil mist eliminator |  | ,,,, | Labware , Manufacturer Browser , Pumps , Rotary Vane Vacuum Pumps , Vacuum Pumps , Vacuum pump accessories , Welch |  | Welch,For Welch Models 1400N, 1402N, and 1376N | , |  |  | Welch,For Welch Models 1400N, 1402N, and 1376N
,For Model 1400N,,,,, | Z411841 |  | Aldrich | Mist eliminator to Welch ® pump connection kits |  | ,,,, | Labware , Manufacturer Browser , Pumps , Rotary Vane Vacuum Pumps , Vacuum Pumps , Vacuum pump accessories , Welch |  | Welch,For Model 1400N | , |  |  | Welch,For Model 1400N
,For Models 1402N and 1376N,,,,, | Z411868 |  | Aldrich | Mist eliminator to Welch ® pump connection kits |  | ,,,, | Labware , Manufacturer Browser , Pumps , Rotary Vane Vacuum Pumps , Vacuum Pumps , Vacuum pump accessories , Welch |  | Welch,For Models 1402N and 1376N | , |  |  | Welch,For Models 1402N and 1376N
,AC input 115 V, Model 1400N,,,,, | Z411787 |  | Aldrich | Welch ® ChemStar ™ vacuum pumps |  | ,,,, | Labware , Manufacturer Browser , Pumps , Rotary Vane Vacuum Pumps , Vacuum Pumps , Vacuum pumps , Welch |  | ISO exhaust and intake flange NW 16,Welch,58 lb (26 kg),capacity 0.59 L oil,17.8 in. (45.2 cm) × 9 in. (22.9 cm) × 12.6 in. (32 cm),0.0001 torr vacuum,not available in EU | , |  |  | ISO exhaust and intake flange NW 16,Welch,58 lb (26 kg),capacity 0.59 L oil,17.8 in. (45.2 cm) × 9 in. (22.9 cm) × 12.6 in. (32 cm),0.0001 torr vacuum,not available in EU
,AC input 220 V, Model 1400N,,,,, | Z411795 |  | Aldrich | Welch ® ChemStar ™ vacuum pumps |  | ,,,, | Labware , Manufacturer Browser , Pumps , Rotary Vane Vacuum Pumps , Vacuum Pumps , Vacuum pumps , Welch |  | ISO exhaust and intake flange NW 16,Welch,58 lb (26 kg),capacity 0.59 L oil,17.8 in. (45.2 cm) × 9 in. (22.9 cm) × 12.6 in. (32 cm),0.0001 torr vacuum | , |  |  | ISO exhaust and intake flange NW 16,Welch,58 lb (26 kg),capacity 0.59 L oil,17.8 in. (45.2 cm) × 9 in. (22.9 cm) × 12.6 in. (32 cm),0.0001 torr vacuum
,AC input 115 V, Model 1402N,,,,, | Z411809 |  | Aldrich | Welch ® ChemStar ™ vacuum pumps |  | ,,,, | Labware , Manufacturer Browser , Pumps , Rotary Vane Vacuum Pumps , Vacuum Pumps , Vacuum pumps , Welch |  | ISO exhaust and intake flange NW 25,Welch,112 lb (51 kg),capacity 2.1 L oil,17.8 in. (45.2 cm) × 9 in. (22.9 cm) × 12.6 in. (32 cm),0.0001 torr vacuum,not available in EU | , |  |  | ISO exhaust and intake flange NW 25,Welch,112 lb (51 kg),capacity 2.1 L oil,17.8 in. (45.2 cm) × 9 in. (22.9 cm) × 12.6 in. (32 cm),0.0001 torr vacuum,not available in EU
,AC input 220 V, Model 1402N,,,,, | Z411817 |  | Aldrich | Welch ® ChemStar ™ vacuum pumps |  | ,,,, | Labware , Manufacturer Browser , Pumps , Rotary Vane Vacuum Pumps , Vacuum Pumps , Vacuum pumps , Welch |  | ISO exhaust and intake flange NW 25,Welch,112 lb (51 kg),capacity 2.1 L oil,17.8 in. (45.2 cm) × 9 in. (22.9 cm) × 12.6 in. (32 cm),0.0001 torr vacuum | , |  |  | ISO exhaust and intake flange NW 25,Welch,112 lb (51 kg),capacity 2.1 L oil,17.8 in. (45.2 cm) × 9 in. (22.9 cm) × 12.6 in. (32 cm),0.0001 torr vacuum
,AC input 115 V, Model 1402N (with explosion proof motor),,,,, | Z411558 |  | Aldrich | Welch ® ChemStar ™ vacuum pumps |  | ,,,, | Labware , Manufacturer Browser , Pumps , Rotary Vane Vacuum Pumps , Vacuum Pumps , Vacuum pumps , Welch |  | Welch | , |  |  | Welch
,AC input 115 V, Model 1376N,,,,, | Z412112 |  | Aldrich | Welch ® ChemStar ™ vacuum pumps |  | ,,,, | Labware , Manufacturer Browser , Pumps , Rotary Vane Vacuum Pumps , Vacuum Pumps , Vacuum pumps , Welch |  | ISO exhaust and intake flange NW 25,Welch,156 lb (71 kg),capacity 2.37 L oil,17.8 in. (45.2 cm) × 9 in. (22.9 cm) × 12.6 in. (32 cm),0.0001 torr vacuum,not available in EU | , |  |  | ISO exhaust and intake flange NW 25,Welch,156 lb (71 kg),capacity 2.37 L oil,17.8 in. (45.2 cm) × 9 in. (22.9 cm) × 12.6 in. (32 cm),0.0001 torr vacuum,not available in EU
,model 1400, AC input 115 V, limit 25 L/min pumping speed,,,,, | Z411485 |  | Aldrich | Welch ® DuoSeal ® vacuum pump |  | ,,,, | Labware , Manufacturer Browser , Pumps , Rotary Vane Vacuum Pumps , Vacuum Pumps , Vacuum pumps , Welch |  | gas ballast,Welch, 1400B-01,25 L/min pumping speed,CSA approved | , |  |  | gas ballast,Welch, 1400B-01,25 L/min pumping speed,CSA approved
,model 1405, AC input 115 V, limit 60 L/min pumping speed,,,,, | Z411493 |  | Aldrich | Welch ® DuoSeal ® vacuum pump |  | ,,,, | Labware , Manufacturer Browser , Pumps , Rotary Vane Vacuum Pumps , Vacuum Pumps , Vacuum pumps , Welch |  | gas ballast,Welch, 1405B-01,60 L/min pumping speed,CSA approved | , |  |  | gas ballast,Welch, 1405B-01,60 L/min pumping speed,CSA approved
,AC input 115 V, 60 Hz,,,,, | Z411876 |  | Aldrich | Welch ® GEM ® vacuum system Model 8890 |  | ,,,, | Labware , Manufacturer Browser , Pumps , Rotary Vane Vacuum Pumps , Vacuum Pumps , Vacuum pumps , Welch |  | vacuum pumping speed 31 L/min,Welch,0.48 qt (0.45 L) , Oil,14.5 in. (36.8 cm) × 5.1 in. (13 cm) × 8.4 in. (21.3 cm),24.5 lb (11.1 kg),CSA approved,3/8 in.,0.1 torr vacuum,0.25 hp,not available in EU | , |  |  | vacuum pumping speed 31 L/min,Welch,0.48 qt (0.45 L) , Oil,14.5 in. (36.8 cm) × 5.1 in. (13 cm) × 8.4 in. (21.3 cm),24.5 lb (11.1 kg),CSA approved,3/8 in.,0.1 torr vacuum,0.25 hp,not available in EU
,Model 8907A, AC input 115 V,,,,, | Z411914 |  | Aldrich | Welch ® W Series vacuum pump |  | ,,,2.6 cfm (70 L/min), | Labware , Manufacturer Browser , Pumps , Rotary Vane Vacuum Pumps , Vacuum Pumps , Vacuum pumps , Welch |  | vacuum pumping speed≤ 30,000 torr,Welch,Inlet connection NW 25,55 lb (25 kg),CSA approved,18.4 in. (47.1 cm) × 6.5 in. (16.5 cm) × 9.6 in. (24.3 cm),not available in EU | , |  |  | vacuum pumping speed≤ 30,000 torr,Welch,Inlet connection NW 25,55 lb (25 kg),CSA approved,18.4 in. (47.1 cm) × 6.5 in. (16.5 cm) × 9.6 in. (24.3 cm),2.6 cfm (70 L/min),not available in EU
,Model 8907C-02, AC input 230 V, Schuko plug,,,,, | Z673242 |  | Aldrich | Welch ® W Series vacuum pump |  | ,,,2.6 cfm (73 L/min), | Labware , Manufacturer Browser , Pumps , Rotary Vane Vacuum Pumps , Vacuum Pumps , Vacuum pumps , Welch |  | vacuum pumping speed≤ 30,000 torr,18.4 in. (47.1 cm) × 6.5 in. (16.5 cm) × 9.6 in. (24.3 cm),Inlet connection NW 25,55 lb (25 kg),CE compliant | , |  |  | vacuum pumping speed≤ 30,000 torr,Inlet connection NW 25,55 lb (25 kg),CE compliant,18.4 in. (47.1 cm) × 6.5 in. (16.5 cm) × 9.6 in. (24.3 cm),2.6 cfm (73 L/min)
,Model 8912A, AC input 115 V,,,,, | Z411922 |  | Aldrich | Welch ® W Series vacuum pump |  | ,,,3.8 cfm (108 L/min), | Labware , Manufacturer Browser , Pumps , Rotary Vane Vacuum Pumps , Vacuum Pumps , Vacuum pumps , Welch |  | vacuum pumping speed≤ 30,000 torr,Welch,Inlet connection NW 25,44 lb (20 kg),CSA approved,18.5 in. (47.1 cm) × 6.5 in. (16.5 cm) × 9.6 in. (24.3 cm),not available in EU | , |  |  | vacuum pumping speed≤ 30,000 torr,Welch,Inlet connection NW 25,44 lb (20 kg),CSA approved,18.5 in. (47.1 cm) × 6.5 in. (16.5 cm) × 9.6 in. (24.3 cm),3.8 cfm (108 L/min),not available in EU
,Model 8912C-02, AC input 230 V, Schuko plug,,,,, | Z673226 |  | Aldrich | Welch ® W Series vacuum pump |  | ,,,3.8 cfm (108 L/min), | Labware , Manufacturer Browser , Pumps , Rotary Vane Vacuum Pumps , Vacuum Pumps , Vacuum pumps , Welch |  | vacuum pumping speed≤ 30,000 torr,18.4 in. (47.1 cm) × 6.5 in. (16.5 cm) × 9.6 in. (24.3 cm),Inlet connection NW 25,55 lb (25 kg),CE compliant | , |  |  | vacuum pumping speed≤ 30,000 torr,Inlet connection NW 25,55 lb (25 kg),CE compliant,18.4 in. (47.1 cm) × 6.5 in. (16.5 cm) × 9.6 in. (24.3 cm),3.8 cfm (108 L/min)
,Model 8917A, AC input 115 V,,,,, | Z673234 |  | Aldrich | Welch ® W Series vacuum pump |  | ,,,6.1 cfm (173 L/min), | Labware , Manufacturer Browser , Pumps , Rotary Vane Vacuum Pumps , Vacuum Pumps , Vacuum pumps , Welch |  | vacuum pumping speed≤ 30,000 torr,Inlet connection NW 25,60 lb (27.3 kg),CSA approved,18.5 in. (47.1 cm) × 6.5 in. (16.5 cm) × 9.6 in. (24.3 cm),not available in EU | , |  |  | vacuum pumping speed≤ 30,000 torr,Inlet connection NW 25,60 lb (27.3 kg),CSA approved,18.5 in. (47.1 cm) × 6.5 in. (16.5 cm) × 9.6 in. (24.3 cm),6.1 cfm (173 L/min),not available in EU
,Model 8917C-02, AC input 230 V, Schuko plug,,,,, | Z411930 |  | Aldrich | Welch ® W Series vacuum pump |  | ,,,5.8 cfm (164 L/min), | Labware , Manufacturer Browser , Pumps , Rotary Vane Vacuum Pumps , Vacuum Pumps , Vacuum pumps , Welch |  | vacuum pumping speed≤ 30,000 torr,Welch,Inlet connection NW 25,60 lb (27.3 kg),hose barb adapter 13/16 in.,18.4 in. (47.1 cm) × 6.5 in. (16.5 cm) × 9.6 in. (24.3 cm) | , |  |  | vacuum pumping speed≤ 30,000 torr,Welch,Inlet connection NW 25,60 lb (27.3 kg),hose barb adapter 13/16 in.,18.4 in. (47.1 cm) × 6.5 in. (16.5 cm) × 9.6 in. (24.3 cm),5.8 cfm (164 L/min)
,0.3 L volume, 230V/50Hz,,,,, | PSLPF00001230 |  | Aldrich | MINI LAB Glass Filter Dryer (GFD) | (PDF) | ,,,, | Glass Filter Dryers , Labware , MINI LAB Glass Filter Dryer , MINI LAB Glass Filter Dryer Units , Pressure Vessels |  | Powder Systems Limited | , |  |  | Powder Systems Limited
,0.3 L volume, 115V/60Hz,,,,, | PSLPF00001115 |  | Aldrich | MINI LAB Glass Filter Dryer (GFD) | (PDF) | ,,,, | Glass Filter Dryers , Labware , MINI LAB Glass Filter Dryer , MINI LAB Glass Filter Dryer Units , Pressure Vessels |  | Powder Systems Limited | , |  |  | Powder Systems Limited
,stainless steel,,,,, | PSLIM00122 |  | Aldrich | Agitator for MINI LAB Glass Filter Dryer GFD ™ |  | ,,,, | Glass Filter Dryers , Labware , MINI LAB Glass Filter Dryer , MINI LAB Glass Filter Dryer Parts and Accessories , Pressure Vessels |  | Powder Systems Limited | , |  |  | Powder Systems Limited
,Alloy 22,,,,, | PSLIM00123 |  | Aldrich | Agitator for MINI LAB Glass Filter Dryer GFD ™ |  | ,,,, | Glass Filter Dryers , Labware , MINI LAB Glass Filter Dryer , MINI LAB Glass Filter Dryer Parts and Accessories , Pressure Vessels |  | Powder Systems Limited | , |  |  | Powder Systems Limited
,pkg of 1 ea,,,,, | PSLMG00006 |  | Aldrich | Agitator seal kit for MINI LAB Glass Filter Dryer (GFD) |  | ,,,, | Glass Filter Dryers , Labware , MINI LAB Glass Filter Dryer , MINI LAB Glass Filter Dryer Parts and Accessories , Pressure Vessels |  | pkg of 1 ea,Powder Systems Limited | , |  |  | pkg of 1 ea,Powder Systems Limited
,nominal pore size: 5 μm,,,,, | PSLIM00119 |  | Aldrich | Alloy 22 basket for MINI LAB Glass Filter Dryer GFD ™ |  | ,,,, | Glass Filter Dryers , Labware , MINI LAB Glass Filter Dryer , MINI LAB Glass Filter Dryer Parts and Accessories , Pressure Vessels |  | Powder Systems Limited | , |  |  | Powder Systems Limited
,nominal pore size: 10 μm,,,,, | PSLIM00120 |  | Aldrich | Alloy 22 basket for MINI LAB Glass Filter Dryer GFD ™ |  | ,,,, | Glass Filter Dryers , Labware , MINI LAB Glass Filter Dryer , MINI LAB Glass Filter Dryer Parts and Accessories , Pressure Vessels |  | Powder Systems Limited | , |  |  | Powder Systems Limited
,nominal pore size: 20 μm,,,,, | PSLIM00121 |  | Aldrich | Alloy 22 basket for MINI LAB Glass Filter Dryer GFD ™ |  | ,,,, | Glass Filter Dryers , Labware , MINI LAB Glass Filter Dryer , MINI LAB Glass Filter Dryer Parts and Accessories , Pressure Vessels |  | Powder Systems Limited | , |  |  | Powder Systems Limited
,Viton,,,,, | PSLIP00124 |  | Aldrich | Basket O-ring for MINI LAB Glass Filter Dryer GFD ™ |  | ,,,, | Glass Filter Dryers , Labware , MINI LAB Glass Filter Dryer , MINI LAB Glass Filter Dryer Parts and Accessories , Pressure Vessels |  | Powder Systems Limited | , |  |  | Powder Systems Limited
,white perfluoroelastomer,,,,, | PSLIP00125 |  | Aldrich | Basket O-ring for MINI LAB Glass Filter Dryer GFD ™ |  | ,,,, | Glass Filter Dryers , Labware , MINI LAB Glass Filter Dryer , MINI LAB Glass Filter Dryer Parts and Accessories , Pressure Vessels |  | Powder Systems Limited | , |  |  | Powder Systems Limited
,pkg of 1 ea,,,,, | PSLIM00102 |  | Aldrich | Glass vessel base for MINI LAB Glass Filter Dryer (GFD) |  | ,,,, | Glass Filter Dryers , Labware , MINI LAB Glass Filter Dryer , MINI LAB Glass Filter Dryer Parts and Accessories , Pressure Vessels |  | pkg of 1 ea,Powder Systems Limited | , |  |  | pkg of 1 ea,Powder Systems Limited
,pkg of 1 ea,,,,, | PSLIM00070 |  | Aldrich | Glass vessel lid for MINI LAB Glass Filter Dryer (GFD) |  | ,,,, | Glass Filter Dryers , Labware , MINI LAB Glass Filter Dryer , MINI LAB Glass Filter Dryer Parts and Accessories , Pressure Vessels |  | pkg of 1 ea,Powder Systems Limited | , |  |  | pkg of 1 ea,Powder Systems Limited
,nominal pore size: 20 μm,,,,, | PSLIM00084 |  | Aldrich | Polypropylene basket for MINI LAB Glass Filter Dryer (GFD) |  | ,,,, | Glass Filter Dryers , Labware , MINI LAB Glass Filter Dryer , MINI LAB Glass Filter Dryer Parts and Accessories , Pressure Vessels |  | Powder Systems Limited | , |  |  | Powder Systems Limited
,nominal pore size: 7 μm,,,,, | PSLIM00112 |  | Aldrich | Polypropylene basket for MINI LAB Glass Filter Dryer (GFD) |  | ,,,, | Glass Filter Dryers , Labware , MINI LAB Glass Filter Dryer , MINI LAB Glass Filter Dryer Parts and Accessories , Pressure Vessels |  | Powder Systems Limited | , |  |  | Powder Systems Limited
,nominal pore size: 12 μm,,,,, | PSLIM00113 |  | Aldrich | Polypropylene basket for MINI LAB Glass Filter Dryer (GFD) |  | ,,,, | Glass Filter Dryers , Labware , MINI LAB Glass Filter Dryer , MINI LAB Glass Filter Dryer Parts and Accessories , Pressure Vessels |  | Powder Systems Limited | , |  |  | Powder Systems Limited
,pkg of 1 ea,,,,, | PSLIM00071 |  | Aldrich | Pressure clamp for MINI LAB Glass Filter Dryer (GFD) |  | ,,,, | Glass Filter Dryers , Labware , MINI LAB Glass Filter Dryer , MINI LAB Glass Filter Dryer Parts and Accessories , Pressure Vessels |  | pkg of 1 ea,Powder Systems Limited | , |  |  | pkg of 1 ea,Powder Systems Limited
,pkg of 1 ea,,,,, | PSLIM00083 |  | Aldrich | PTFE coated agitator for MINI LAB Glass Filter Dryer (GFD) |  | ,,,, | Glass Filter Dryers , Labware , MINI LAB Glass Filter Dryer , MINI LAB Glass Filter Dryer Parts and Accessories , Pressure Vessels |  | pkg of 1 ea,Powder Systems Limited | , |  |  | pkg of 1 ea,Powder Systems Limited
,AC input 230 V,,,,, | PSLIP00108 |  | Aldrich | RPM display control box for MINI LAB and LAB Glass Filter Dryer (GFD) |  | ,,,, | Glass Filter Dryers , Labware , MINI LAB Glass Filter Dryer , MINI LAB Glass Filter Dryer Parts and Accessories , Pressure Vessels |  | Powder Systems Limited | , |  |  | Powder Systems Limited
,AC input 115 V,,,,, | PSLIP000109 |  | Aldrich | RPM display control box for MINI LAB and LAB Glass Filter Dryer (GFD) |  | ,,,, | Glass Filter Dryers , Labware , MINI LAB Glass Filter Dryer , MINI LAB Glass Filter Dryer Parts and Accessories , Pressure Vessels |  | Powder Systems Limited | , |  |  | Powder Systems Limited
,nominal pore size: 5 μm,,,,, | PSLIM00115 |  | Aldrich | Stainless steel basket for MINI LAB Glass Filter Dryer (GFD) |  | ,,,, | Glass Filter Dryers , Labware , MINI LAB Glass Filter Dryer , MINI LAB Glass Filter Dryer Parts and Accessories , Pressure Vessels |  | Powder Systems Limited | , |  |  | Powder Systems Limited
,nominal pore size: 10 μm,,,,, | PSLIM00116 |  | Aldrich | Stainless steel basket for MINI LAB Glass Filter Dryer (GFD) |  | ,,,, | Glass Filter Dryers , Labware , MINI LAB Glass Filter Dryer , MINI LAB Glass Filter Dryer Parts and Accessories , Pressure Vessels |  | Powder Systems Limited | , |  |  | Powder Systems Limited
,nominal pore size: 20 μm,,,,, | PSLIM00117 |  | Aldrich | Stainless steel basket for MINI LAB Glass Filter Dryer (GFD) |  | ,,,, | Glass Filter Dryers , Labware , MINI LAB Glass Filter Dryer , MINI LAB Glass Filter Dryer Parts and Accessories , Pressure Vessels |  | Powder Systems Limited | , |  |  | Powder Systems Limited
,pkg of 1 ea,,,,, | PSLMG00008 |  | Aldrich | Stopper kit for MINI LAB Glass Filter Dryer (GFD) |  | ,,,, | Glass Filter Dryers , Labware , MINI LAB Glass Filter Dryer , MINI LAB Glass Filter Dryer Parts and Accessories , Pressure Vessels |  | pkg of 1 ea,Powder Systems Limited | , |  |  | pkg of 1 ea,Powder Systems Limited
,2 L volume, 230V/50Hz,,,,, | PSLPF00002230 |  | Aldrich | LAB Glass Filter Dryer (GFD) | (PDF) | ,,,, | Glass Filter Dryers , LAB Glass Filter Dryer , LAB Glass Filter Dryer Units , Labware , Pressure Vessels |  | Powder Systems Limited | , |  |  | Powder Systems Limited
,2 L volume, 115V/60Hz,,,,, | PSLPF00002115 |  | Aldrich | LAB Glass Filter Dryer (GFD) | (PDF) | ,,,, | Glass Filter Dryers , LAB Glass Filter Dryer , LAB Glass Filter Dryer Units , Labware , Pressure Vessels |  | Powder Systems Limited | , |  |  | Powder Systems Limited
,stainless steel,,,,, | PSLIM00137 |  | Aldrich | Agitator for LAB Glass Filter Dryer GFD ™ |  | ,,,, | Glass Filter Dryers , LAB Glass Filter Dryer , LAB Glass Filter Dryer Parts and Accessories , Labware , Pressure Vessels |  | Powder Systems Limited | , |  |  | Powder Systems Limited
,Alloy 22,,,,, | PSLIM00138 |  | Aldrich | Agitator for LAB Glass Filter Dryer GFD ™ |  | ,,,, | Glass Filter Dryers , LAB Glass Filter Dryer , LAB Glass Filter Dryer Parts and Accessories , Labware , Pressure Vessels |  | Powder Systems Limited | , |  |  | Powder Systems Limited
,nominal pore size: 5 μm,,,,, | PSLIM00134 |  | Aldrich | Alloy 22 basket for LAB Glass Filter Dryer GFD ™ |  | ,,,, | Glass Filter Dryers , LAB Glass Filter Dryer , LAB Glass Filter Dryer Parts and Accessories , Labware , Pressure Vessels |  | Powder Systems Limited | , |  |  | Powder Systems Limited
,nominal pore size: 10 μm,,,,, | PSLIM00135 |  | Aldrich | Alloy 22 basket for LAB Glass Filter Dryer GFD ™ |  | ,,,, | Glass Filter Dryers , LAB Glass Filter Dryer , LAB Glass Filter Dryer Parts and Accessories , Labware , Pressure Vessels |  | Powder Systems Limited | , |  |  | Powder Systems Limited
,nominal pore size: 20 μm,,,,, | PSLIM00136 |  | Aldrich | Alloy 22 basket for LAB Glass Filter Dryer GFD ™ |  | ,,,, | Glass Filter Dryers , LAB Glass Filter Dryer , LAB Glass Filter Dryer Parts and Accessories , Labware , Pressure Vessels |  | Powder Systems Limited | , |  |  | Powder Systems Limited
,white silicon,,,,, | PSLIP00100 |  | Aldrich | Basket O-ring for LAB Glass Filter Dryer GFD ™ |  | ,,,, | Glass Filter Dryers , LAB Glass Filter Dryer , LAB Glass Filter Dryer Parts and Accessories , Labware , Pressure Vessels |  | Powder Systems Limited | , |  |  | Powder Systems Limited
,Viton,,,,, | PSLIP00139 |  | Aldrich | Basket O-ring for LAB Glass Filter Dryer GFD ™ |  | ,,,, | Glass Filter Dryers , LAB Glass Filter Dryer , LAB Glass Filter Dryer Parts and Accessories , Labware , Pressure Vessels |  | Powder Systems Limited | , |  |  | Powder Systems Limited
,white perfluoroelastomer,,,,, | PSLIP00140 |  | Aldrich | Basket O-ring for LAB Glass Filter Dryer GFD ™ |  | ,,,, | Glass Filter Dryers , LAB Glass Filter Dryer , LAB Glass Filter Dryer Parts and Accessories , Labware , Pressure Vessels |  | Powder Systems Limited | , |  |  | Powder Systems Limited
,pkg of 1 ea,,,,, | PSLIM00091 |  | Aldrich | Glass vessel base for LAB Glass Filter Dryer (GFD) |  | ,,,, | Glass Filter Dryers , LAB Glass Filter Dryer , LAB Glass Filter Dryer Parts and Accessories , Labware , Pressure Vessels |  | pkg of 1 ea,Powder Systems Limited | , |  |  | pkg of 1 ea,Powder Systems Limited
,pkg of 1 ea,,,,, | PSLIM00092 |  | Aldrich | Glass vessel lid for LAB Glass Filter Dryer (GFD) |  | ,,,, | Glass Filter Dryers , LAB Glass Filter Dryer , LAB Glass Filter Dryer Parts and Accessories , Labware , Pressure Vessels |  | pkg of 1 ea,Powder Systems Limited | , |  |  | pkg of 1 ea,Powder Systems Limited
,nominal pore size: 20 μm,,,,, | PSLIM00099 |  | Aldrich | Polypropylene basket for LAB Glass Filter Dryer (GFD) |  | ,,,, | Glass Filter Dryers , LAB Glass Filter Dryer , LAB Glass Filter Dryer Parts and Accessories , Labware , Pressure Vessels |  | Powder Systems Limited | , |  |  | Powder Systems Limited
,nominal pore size: 7 μm,,,,, | PSLIM00127 |  | Aldrich | Polypropylene basket for LAB Glass Filter Dryer (GFD) |  | ,,,, | Glass Filter Dryers , LAB Glass Filter Dryer , LAB Glass Filter Dryer Parts and Accessories , Labware , Pressure Vessels |  | Powder Systems Limited | , |  |  | Powder Systems Limited
,nominal pore size: 5 μm,,,,, | PSLIM00128 |  | Aldrich | Polypropylene basket for LAB Glass Filter Dryer (GFD) |  | ,,,, | Glass Filter Dryers , LAB Glass Filter Dryer , LAB Glass Filter Dryer Parts and Accessories , Labware , Pressure Vessels |  | Powder Systems Limited | , |  |  | Powder Systems Limited
,pkg of 1 ea,,,,, | PSLIM00105 |  | Aldrich | Polypropylene support plate for LAB Glass Filter Dryer (GFD) |  | ,,,, | Glass Filter Dryers , LAB Glass Filter Dryer , LAB Glass Filter Dryer Parts and Accessories , Labware , Pressure Vessels |  | pkg of 1 ea,Powder Systems Limited | , |  |  | pkg of 1 ea,Powder Systems Limited
,pkg of 1 ea,,,,, | PSLIM00094 |  | Aldrich | Pressure clamp for LAB Glass Filter Dryer (GFD) |  | ,,,, | Glass Filter Dryers , LAB Glass Filter Dryer , LAB Glass Filter Dryer Parts and Accessories , Labware , Pressure Vessels |  | pkg of 1 ea,Powder Systems Limited | , |  |  | pkg of 1 ea,Powder Systems Limited
,pkg of 1 ea,,,,, | PSLIM00098 |  | Aldrich | PTFE coated agitator for LAB Glass Filter Dryer (GFD) |  | ,,,, | Glass Filter Dryers , LAB Glass Filter Dryer , LAB Glass Filter Dryer Parts and Accessories , Labware , Pressure Vessels |  | pkg of 1 ea,Powder Systems Limited | , |  |  | pkg of 1 ea,Powder Systems Limited
,nominal pore size: 5 μm,,,,, | PSLIM00130 |  | Aldrich | Stainless steel basket for LAB Glass Filter Dryer (GFD) |  | ,,,, | Glass Filter Dryers , LAB Glass Filter Dryer , LAB Glass Filter Dryer Parts and Accessories , Labware , Pressure Vessels |  | Powder Systems Limited | , |  |  | Powder Systems Limited
,nominal pore size: 10 μm,,,,, | PSLIM00131 |  | Aldrich | Stainless steel basket for LAB Glass Filter Dryer (GFD) |  | ,,,, | Glass Filter Dryers , LAB Glass Filter Dryer , LAB Glass Filter Dryer Parts and Accessories , Labware , Pressure Vessels |  | Powder Systems Limited | , |  |  | Powder Systems Limited
,nominal pore size: 20 μm,,,,, | PSLIM00132 |  | Aldrich | Stainless steel basket for LAB Glass Filter Dryer (GFD) |  | ,,,, | Glass Filter Dryers , LAB Glass Filter Dryer , LAB Glass Filter Dryer Parts and Accessories , Labware , Pressure Vessels |  | Powder Systems Limited | , |  |  | Powder Systems Limited
,pkg of 1 ea,,,,, | PSLMG00009 |  | Aldrich | Stopper kit for LAB Glass Filter Dryer (GFD) |  | ,,,, | Glass Filter Dryers , LAB Glass Filter Dryer , LAB Glass Filter Dryer Parts and Accessories , Labware , Pressure Vessels |  | pkg of 1 ea,Powder Systems Limited | , |  |  | pkg of 1 ea,Powder Systems Limited
,10 L volume, 200-240V/47-63Hz,,,,, | PSLPF00003230 |  | Aldrich | MAXI LAB Glass Filter Dryer (GFD) | (PDF) | ,,,, | Glass Filter Dryers , Labware , MAXI LAB Glass Filter Dryer , Pressure Vessels |  | Powder Systems Limited | , |  |  | Powder Systems Limited
,10 L volume, 100-120V/47-63Hz,,,,, | PSLPF00003115 |  | Aldrich | MAXI LAB Glass Filter Dryer (GFD) | (PDF) | ,,,, | Glass Filter Dryers , Labware , MAXI LAB Glass Filter Dryer , Pressure Vessels |  | Powder Systems Limited | , |  |  | Powder Systems Limited
,stainless steel,,,,, | PSLIM00150 |  | Aldrich | Agitator for MAXI LAB Glass Filter Dryer GFD ™ |  | ,,,, | Glass Filter Dryers , Labware , MAXI LAB Glass Filter Dryer , MAXI LAB Glass Filter Dryer Parts and Accessories , Pressure Vessels |  | Powder Systems Limited | , |  |  | Powder Systems Limited
,Alloy 22,,,,, | PSLIM00151 |  | Aldrich | Agitator for MAXI LAB Glass Filter Dryer GFD ™ |  | ,,,, | Glass Filter Dryers , Labware , MAXI LAB Glass Filter Dryer , MAXI LAB Glass Filter Dryer Parts and Accessories , Pressure Vessels |  | Powder Systems Limited | , |  |  | Powder Systems Limited
,nominal pore size: 5 μm,,,,, | PSLIM00147 |  | Aldrich | Alloy 22 basket for MAXI LAB Glass Filter Dryer GFD ™ |  | ,,,, | Glass Filter Dryers , Labware , MAXI LAB Glass Filter Dryer , MAXI LAB Glass Filter Dryer Parts and Accessories , Pressure Vessels |  | Powder Systems Limited | , |  |  | Powder Systems Limited
,nominal pore size: 10 μm,,,,, | PSLIM00148 |  | Aldrich | Alloy 22 basket for MAXI LAB Glass Filter Dryer GFD ™ |  | ,,,, | Glass Filter Dryers , Labware , MAXI LAB Glass Filter Dryer , MAXI LAB Glass Filter Dryer Parts and Accessories , Pressure Vessels |  | Powder Systems Limited | , |  |  | Powder Systems Limited
,nominal pore size: 20 μm,,,,, | PSLIM00149 |  | Aldrich | Alloy 22 basket for MAXI LAB Glass Filter Dryer GFD ™ |  | ,,,, | Glass Filter Dryers , Labware , MAXI LAB Glass Filter Dryer , MAXI LAB Glass Filter Dryer Parts and Accessories , Pressure Vessels |  | Powder Systems Limited | , |  |  | Powder Systems Limited
,Viton, pack of 1 ea,,,,, | PSLIP00152 |  | Aldrich | Basket O-ring for MAXI LAB Glass Filter Dryer GFD ™ |  | ,,,, | Glass Filter Dryers , Labware , MAXI LAB Glass Filter Dryer , MAXI LAB Glass Filter Dryer Parts and Accessories , Pressure Vessels |  | pack of 1 ea,Powder Systems Limited | , |  |  | pack of 1 ea,Powder Systems Limited
,white perfluoroelastomer, pack of 1 ea,,,,, | PSLIP00153 |  | Aldrich | Basket O-ring for MAXI LAB Glass Filter Dryer GFD ™ |  | ,,,, | Glass Filter Dryers , Labware , MAXI LAB Glass Filter Dryer , MAXI LAB Glass Filter Dryer Parts and Accessories , Pressure Vessels |  | pack of 1 ea,Powder Systems Limited | , |  |  | pack of 1 ea,Powder Systems Limited
,pkg of 1 ea,,,,, | PSLIM00037 |  | Aldrich | Glass vessel base for MAXI LAB Glass Filter Dryer (GFD) |  | ,,,, | Glass Filter Dryers , Labware , MAXI LAB Glass Filter Dryer , MAXI LAB Glass Filter Dryer Parts and Accessories , Pressure Vessels |  | pkg of 1 ea,Powder Systems Limited | , |  |  | pkg of 1 ea,Powder Systems Limited
,pkg of 1 ea,,,,, | PSLIM00026 |  | Aldrich | Glass vessel lid for MAXI LAB Glass Filter Dryer (GFD) |  | ,,,, | Glass Filter Dryers , Labware , MAXI LAB Glass Filter Dryer , MAXI LAB Glass Filter Dryer Parts and Accessories , Pressure Vessels |  | pkg of 1 ea,Powder Systems Limited | , |  |  | pkg of 1 ea,Powder Systems Limited
,AC input 230 V,,,,, | PSLIP00057 |  | Aldrich | High torque bi-directional motor for MAXI LAB Glass Filter Dryer (GFD) |  | ,,,, | Glass Filter Dryers , Labware , MAXI LAB Glass Filter Dryer , MAXI LAB Glass Filter Dryer Parts and Accessories , Pressure Vessels |  | Powder Systems Limited | , |  |  | Powder Systems Limited
,AC input 115 V,,,,, | PSLIP00174 |  | Aldrich | High torque bi-directional motor for MAXI LAB Glass Filter Dryer (GFD) |  | ,,,, | Glass Filter Dryers , Labware , MAXI LAB Glass Filter Dryer , MAXI LAB Glass Filter Dryer Parts and Accessories , Pressure Vessels |  | Powder Systems Limited | , |  |  | Powder Systems Limited
,nominal pore size: 20 μm,,,,, | PSLIM00036 |  | Aldrich | Polypropylene basket for MAXI LAB Glass Filter Dryer (GFD) |  | ,,,, | Glass Filter Dryers , Labware , MAXI LAB Glass Filter Dryer , MAXI LAB Glass Filter Dryer Parts and Accessories , Pressure Vessels |  | Powder Systems Limited | , |  |  | Powder Systems Limited
,nominal pore size: 7 μm,,,,, | PSLIM00142 |  | Aldrich | Polypropylene basket for MAXI LAB Glass Filter Dryer (GFD) |  | ,,,, | Glass Filter Dryers , Labware , MAXI LAB Glass Filter Dryer , MAXI LAB Glass Filter Dryer Parts and Accessories , Pressure Vessels |  | Powder Systems Limited | , |  |  | Powder Systems Limited
,nominal pore size: 12 μm,,,,, | PSLIM00143 |  | Aldrich | Polypropylene basket for MAXI LAB Glass Filter Dryer (GFD) |  | ,,,, | Glass Filter Dryers , Labware , MAXI LAB Glass Filter Dryer , MAXI LAB Glass Filter Dryer Parts and Accessories , Pressure Vessels |  | Powder Systems Limited | , |  |  | Powder Systems Limited
,pkg of 1 ea,,,,, | PSLIM00035 |  | Aldrich | Polypropylene support plate for MAXI LAB Glass Filter Dryer (GFD) |  | ,,,, | Glass Filter Dryers , Labware , MAXI LAB Glass Filter Dryer , MAXI LAB Glass Filter Dryer Parts and Accessories , Pressure Vessels |  | pkg of 1 ea,Powder Systems Limited | , |  |  | pkg of 1 ea,Powder Systems Limited
,pkg of 1 ea,,,,, | PSLIM00024 |  | Aldrich | Pressure clamp for MAXI LAB Glass Filter Dryer (GFD) |  | ,,,, | Glass Filter Dryers , Labware , MAXI LAB Glass Filter Dryer , MAXI LAB Glass Filter Dryer Parts and Accessories , Pressure Vessels |  | pkg of 1 ea,Powder Systems Limited | , |  |  | pkg of 1 ea,Powder Systems Limited
,,,,,, | PSLIM00033 |  | Aldrich | PTFE coated agitator for MAXI LAB Glass Filter Dryer (GFD) |  | ,,,, | Glass Filter Dryers , Labware , MAXI LAB Glass Filter Dryer , MAXI LAB Glass Filter Dryer Parts and Accessories , Pressure Vessels |  | Powder Systems Limited | , |  |  | Powder Systems Limited
,nominal pore size: 5 μm,,,,, | PSLIM00144 |  | Aldrich | Stainless steel basket for MAXI LAB Glass Filter Dryer (GFD) |  | ,,,, | Glass Filter Dryers , Labware , MAXI LAB Glass Filter Dryer , MAXI LAB Glass Filter Dryer Parts and Accessories , Pressure Vessels |  | Powder Systems Limited | , |  |  | Powder Systems Limited
,nominal pore size: 10 μm,,,,, | PSLIM00145 |  | Aldrich | Stainless steel basket for MAXI LAB Glass Filter Dryer (GFD) |  | ,,,, | Glass Filter Dryers , Labware , MAXI LAB Glass Filter Dryer , MAXI LAB Glass Filter Dryer Parts and Accessories , Pressure Vessels |  | Powder Systems Limited | , |  |  | Powder Systems Limited
,nominal pore size: 20 μm,,,,, | PSLIM00028 |  | Aldrich | Stainless steel basket for MAXI LAB Glass Filter Dryer (GFD) |  | ,,,, | Glass Filter Dryers , Labware , MAXI LAB Glass Filter Dryer , MAXI LAB Glass Filter Dryer Parts and Accessories , Pressure Vessels |  | Powder Systems Limited | , |  |  | Powder Systems Limited
,pkg of 1 ea,,,,, | PSLMG00010 |  | Aldrich | Stopper kit for MAXI LAB Glass Filter Dryer (GFD) |  | ,,,, | Glass Filter Dryers , Labware , MAXI LAB Glass Filter Dryer , MAXI LAB Glass Filter Dryer Parts and Accessories , Pressure Vessels |  | pkg of 1 ea,Powder Systems Limited | , |  |  | pkg of 1 ea,Powder Systems Limited
,pkg of 1 ea,,,,, | PSLMG00007 |  | Aldrich | Agitator seal kit for LAB and MAXI LAB Glass Filter Dryers (GFD) |  | ,,,, | GFD Accessories , Glass Filter Dryers , Labware , Pressure Vessels |  | pkg of 1 ea,Powder Systems Limited | , |  |  | pkg of 1 ea,Powder Systems Limited
,white silicon, pack of 1 ea,,,,, | PSLIP00058 |  | Aldrich | Basket O-ring for MAXI LAB Glass Filter Dryer GFD ™ |  | ,,,, | GFD Accessories , Glass Filter Dryers , Labware , Pressure Vessels |  | pack of 1 ea,Powder Systems Limited | , |  |  | pack of 1 ea,Powder Systems Limited
,white silicon,,,,, | PSLIP00085 |  | Aldrich | Basket O-ring for MINI LAB Glass Filter Dryer GFD ™ |  | ,,,, | GFD Accessories , Glass Filter Dryers , Labware , Pressure Vessels |  | Powder Systems Limited | , |  |  | Powder Systems Limited
,straight,,,,, | PSLIP00111 |  | Aldrich | Heat transfer jacket connector, fits all GFD sizes |  | ,,,, | GFD Accessories , Glass Filter Dryers , Labware , Pressure Vessels |  | Powder Systems Limited | , |  |  | Powder Systems Limited
,90 deg elbow,,,,, | PSLIP00045 |  | Aldrich | Heat transfer jacket connector, fits all GFD sizes |  | ,,,, | GFD Accessories , Glass Filter Dryers , Labware , Pressure Vessels |  | Powder Systems Limited | , |  |  | Powder Systems Limited
,AC input 230 V,,,,, | PSLIP00086 |  | Aldrich | High torque bi-directional motor for MINI LAB and LAB Glass Filter Dryer (GFD) |  | ,,,, | GFD Accessories , Glass Filter Dryers , Labware , Pressure Vessels |  | Powder Systems Limited | , |  |  | Powder Systems Limited
,AC input 115 V,,,,, | PSLIP00087 |  | Aldrich | High torque bi-directional motor for MINI LAB and LAB Glass Filter Dryer (GFD) |  | ,,,, | GFD Accessories , Glass Filter Dryers , Labware , Pressure Vessels |  | Powder Systems Limited | , |  |  | Powder Systems Limited
,pkg of 1 ea,,,,, | PSLIP00112 |  | Aldrich | RPM and torque display parameter Box for Glass Filter Dryer (GFD) |  | ,,,, | GFD Accessories , Glass Filter Dryers , Labware , Pressure Vessels |  | pkg of 1 ea,Powder Systems Limited | , |  |  | pkg of 1 ea,Powder Systems Limited
,pkg of 1 ea,,,,, | PSLIP00056 |  | Aldrich | Temperature Infra-red probe, fits all GFD sizes |  | ,,,, | GFD Accessories , Glass Filter Dryers , Labware , Pressure Vessels |  | pkg of 1 ea,Powder Systems Limited | , |  |  | pkg of 1 ea,Powder Systems Limited
,with US, UK and EU plugs,,,,, | Z723150 |  | Aldrich | Battery charger for Ebro VAM portable vacumeter |  | ,,,, | Chemistry Equipment and Labware , Ebro vacumeter , Labware , Vacuum Equipment , Vacuum Gauges and Manometers |  | 100 V / 230 V,CSA approved,Ebro | , |  |  | 100 V / 230 V,CSA approved,Ebro
,pkg of 1 ea,,,,, | Z722901 |  | Sigma | Ebro VAM 320 portable vacumeter |  | ,,,, | Chemistry Equipment and Labware , Ebro vacumeter , Labware , Vacuum Equipment , Vacuum Gauges and Manometers |  | pkg of 1 ea,Ebro, 1340-5350 | , |  |  | pkg of 1 ea,Ebro, 1340-5350
,L 2.5 m,,,,, | Z233587 |  | Aldrich | Sensor extension cable for Ebro VAM portable vacumeter |  | ,,,, | Chemistry Equipment and Labware , Ebro vacumeter , Labware , Vacuum Equipment , Vacuum Gauges and Manometers |  | Ebro,2.5 m | , |  |  | Ebro,2.5 m
,Gauge head VSP 5,,,,, | Z656461 |  | Aldrich | Vacuubrand Pirani fine vacuum gauge VAP 5-set accessories |  | ,,,, | Chemistry Equipment and Labware , Labware , Pirani gauges , Vacuum Equipment , Vacuum Gauges and Manometers |  | Vacuubrand,CE compliant | , |  |  | Vacuubrand,CE compliant
,positions, 4, Joint: 24/40,,,,, | Z545325 |  | Aldrich | Aldrich ® dual-bank vacuum manifold with glass hosebarb stopcocks and jointed ends |  | ,,,, | Aldrich , Aldrich Dual-Bank Vacuum Manifold with Glass Hosebarb Stopcocks and Jointed Ends , Aldrich Vacuum , Aldrich Vacuum Manifolds , Chemistry Equipment and Labware , Dual Bank Vacuum Manifolds , Labware , Manufacturer Browser , Vacuum Equipment , Vacuum Manifolds |  | Joint: 24/40,positions 4 | , |  |  | Joint: 24/40,positions 4
,Joint: ST/NS 14/20, positions, 4,,,,, | Z545368 |  | Aldrich | Aldrich ® dual-bank vacuum manifold with glass hosebarb stopcocks and jointed ends |  | ,,,, | Aldrich , Aldrich Dual-Bank Vacuum Manifold with Glass Hosebarb Stopcocks and Jointed Ends , Aldrich Vacuum , Aldrich Vacuum Manifolds , Chemistry Equipment and Labware , Dual Bank Vacuum Manifolds , Labware , Manufacturer Browser , Vacuum Equipment , Vacuum Manifolds |  | Joint: ST/NS14/20,positions 4 | , |  |  | Joint: ST/NS14/20,positions 4
,Joint: ST/NS 24/40, positions, 4,,,,, | Z545392 |  | Aldrich | Aldrich ® dual-bank vacuum manifold with PTFE valves with jointed ends |  | ,,,, | Aldrich , Aldrich Dual-Bank Vacuum Manifold with PTFE J Young Valves with Jointed Ends , Aldrich Vacuum , Aldrich Vacuum Manifolds , Chemistry Equipment and Labware , Dual Bank Vacuum Manifolds , Labware , Manufacturer Browser , Vacuum Equipment , Vacuum Manifolds |  | Joint: ST/NS24/40,positions 4 | , |  |  | Joint: ST/NS24/40,positions 4
,Joint: ST/NS 24/40, positions, 5,,,,, | Z545406 |  | Aldrich | Aldrich ® dual-bank vacuum manifold with PTFE valves with jointed ends |  | ,,,, | Aldrich , Aldrich Dual-Bank Vacuum Manifold with PTFE J Young Valves with Jointed Ends , Aldrich Vacuum , Aldrich Vacuum Manifolds , Chemistry Equipment and Labware , Dual Bank Vacuum Manifolds , Labware , Manufacturer Browser , Vacuum Equipment , Vacuum Manifolds |  | Joint: ST/NS24/40,positions 5 | , |  |  | Joint: ST/NS24/40,positions 5
,pkg of 1 ea,,,,, | Z758000 |  | Aldrich | Replacement PTFE valve plug for Aldrich ® manifolds, Sure/Stor ™ flasks and high vacuum valve adapters |  | ,,,, | Air-Sensitive Chemistry , Bottles and Flasks , Chemistry Equipment and Labware , Dispensing and Storage , Labware , Replacement PTFE valve plug for Aldrich manifolds , Sure/Stor flasks , Vacuum Equipment , Vacuum Manifolds |  | pkg of 1 ea | , |  |  | pkg of 1 ea
,positions, 3, bore size 4 mm, PTFE stopcock,,,,, | Z748072 |  | Aldrich | Aldrich ® single bank manifold with 1 hose connection and 1 closed end |  | ,,,, | Chemistry Equipment and Labware , Labware , Single Bank Vacuum Manifolds , Vacuum Equipment , Vacuum Manifolds |  | PTFE stopcock,4 mm,positions 3 | , |  |  | PTFE stopcock,4 mm,positions 3
,positions, 4, bore size 4 mm, PTFE stopcock,,,,, | Z748080 |  | Aldrich | Aldrich ® single bank manifold with 1 hose connection and 1 closed end |  | ,,,, | Chemistry Equipment and Labware , Labware , Single Bank Vacuum Manifolds , Vacuum Equipment , Vacuum Manifolds |  | PTFE stopcock,4 mm,positions 4 | , |  |  | PTFE stopcock,4 mm,positions 4
,positions, 5, bore size 4 mm, PTFE stopcock,,,,, | Z748099 |  | Aldrich | Aldrich ® single bank manifold with 1 hose connection and 1 closed end |  | ,,,, | Chemistry Equipment and Labware , Labware , Single Bank Vacuum Manifolds , Vacuum Equipment , Vacuum Manifolds |  | PTFE stopcock,4 mm,positions 5 | , |  |  | PTFE stopcock,4 mm,positions 5
,3 positions,,,,, | Z568473 |  | Aldrich | Aldrich ® single bank manifold with PTFE stopcocks |  | ,,,, | Chemistry Equipment and Labware , Labware , Single Bank Vacuum Manifolds , Vacuum Equipment , Vacuum Manifolds |  |  | ,
,4 positions,,,,, | Z568481 |  | Aldrich | Aldrich ® single bank manifold with PTFE stopcocks |  | ,,,, | Chemistry Equipment and Labware , Labware , Single Bank Vacuum Manifolds , Vacuum Equipment , Vacuum Manifolds |  |  | ,
,5 positions,,,,, | Z568503 |  | Aldrich | Aldrich ® single bank manifold with PTFE stopcocks |  | ,,,, | Chemistry Equipment and Labware , Labware , Single Bank Vacuum Manifolds , Vacuum Equipment , Vacuum Manifolds |  |  | ,
,plug Joint: 16.2/56,,,,, | Z681504 |  | Aldrich | Glass stopcock plug, double oblique 4 mm bore, for vacuum manifolds |  | ,,,, | Chemistry Equipment and Labware , Labware , Single Bank Vacuum Manifolds , Vacuum Equipment , Vacuum Manifolds |  | Joint: plug16.2/56 | , |  |  | Joint: plug16.2/56
,,,,,, | Z252638 |  | Aldrich | C. Manifolds With Screw-Threaded Joints |  | ,,,, | Aldrich , Aldrich Manifolds with Screw-Threaded Joints , Aldrich Vacuum , Aldrich Vacuum Manifolds , Chemistry Equipment and Labware , Labware , Manufacturer Browser , Vacuum Equipment , Vacuum Manifolds , Vacuum manifold with joints |  |  | ,
,,,,,, | Z252646 |  | Aldrich | C. Manifolds With Screw-Threaded Joints |  | ,,,, | Aldrich , Aldrich Manifolds with Screw-Threaded Joints , Aldrich Vacuum , Aldrich Vacuum Manifolds , Chemistry Equipment and Labware , Labware , Manufacturer Browser , Vacuum Equipment , Vacuum Manifolds , Vacuum manifold with joints |  |  | ,
,3 positions,,,,, | Z223735 |  | Aldrich | Manifolds with screw-threaded joints |  | ,,,, | Aldrich , Aldrich Manifolds with Screw-Threaded Joints , Aldrich Vacuum , Aldrich Vacuum Manifolds , Chemistry Equipment and Labware , Labware , Manufacturer Browser , Vacuum Equipment , Vacuum Manifolds , Vacuum manifold with joints |  | Joint threaded14/20 | , |  |  | Joint threaded14/20
,4 positions,,,,, | Z223743 |  | Aldrich | Manifolds with screw-threaded joints |  | ,,,, | Aldrich , Aldrich Manifolds with Screw-Threaded Joints , Aldrich Vacuum , Aldrich Vacuum Manifolds , Chemistry Equipment and Labware , Labware , Manufacturer Browser , Vacuum Equipment , Vacuum Manifolds , Vacuum manifold with joints |  | Joint threaded14/20 | , |  |  | Joint threaded14/20
,male Joint: ST/NS 14/20 (1), male Joints: ST/NS 24/40 (2), PTFE valves,,,,, | Z219738 |  | Aldrich | Aldrich ® manifold with trap |  | ,,,, | Aldrich , Aldrich Vacuum , Aldrich Vacuum Manifold with Trap , Aldrich Vacuum Manifolds , Chemistry Equipment and Labware , Labware , Manufacturer Browser , Vacuum Equipment , Vacuum Manifold with Trap , Vacuum Manifolds |  | male Joints: ST/NS24/40 (2),male Joint: ST/NS14/20 (1),1 hose barb connection | , |  |  | male Joints: ST/NS24/40 (2),male Joint: ST/NS14/20 (1),1 hose barb connection
Methanol,suitable for protein sequencing, BioReagent, ≥99.93%,CH,1098229,200-659-6,MFCD00004595,24872903 | 494437 | 67-56-1 | Sigma-Aldrich | 甲醇 | (PDF) | ≥99.93%,725 °F,64.7 °C(lit.),−98 °C(lit.),0.791 g/mL at 25 °C(lit.) | Apoptosis and Cell Cycle , Biotech Solvents , Core Bioreagents , General Reagents , Life Science Reagents for DNA/RNA Electrophoresis , Life Science Reagents for Protein Electrophoresis , Life Science Reagents for Protein Expression and Purification , Life Science Reagents for RNAi , Life Science Reagents for Transfection , Life Science Reagents for Western Blotting , Methanol , Other Apoptosis Related Reagents , Research Essentials , Solvent by Type , Solvent Bottles , Solvent Packaging Options , Solvent by Application , Solvents , Sure/Seal Bottles , 细胞信号转导和神经科学 , 细胞生物学 | 410 mmHg ( 50 °C) | λ: 260-400 nm A max : 0.01,<0.0003%,BioReagent,H 2 O reference,APHA: <10,suitable for protein sequencing,≤0.005, 254nm,λ: 203 nm A max : 1.0,n 20/D 1.329(lit.),36 % | , |  |  | λ: 260-400 nm A max : 0.01,≥99.93%,<0.0003%,36 %,0.791 g/mL at 25 °C(lit.),BioReagent,410 mmHg ( 50 °C),≤0.0002 meq/g Titr. base,725 °F,64.7 °C(lit.),−98 °C(lit.),1.11 (vs air),≤0.005, 254nm,suitable for protein sequencing,H 2 O reference,n 20/D 1.329(lit.),λ: 203 nm A max : 1.0,APHA: <10
1-Chlorobutane,biotech. grade, ≥99.5%,CH,1730909,203-696-6,MFCD00001009,24872694 | 496170 | 109-69-3 | Sigma-Aldrich | 1-氯丁烷 |  | ≥99.5%,860 °F,77-78 °C(lit.),−123 °C(lit.),0.886 g/mL at 25 °C(lit.) | Biotech Solvents , Solvent Bottles , Solvent Packaging Options , Solvent by Application , Solvents , Sure/Seal Bottles | 80.1 mmHg ( 78.4 °C) | biotech. grade,10.1 %,n 20/D 1.402(lit.),<0.0003% | , |  |  | ≥99.5%,<0.0003%,0.886 g/mL at 25 °C(lit.),biotech. grade,≤0.01% water,77-78 °C(lit.),−123 °C(lit.),3.2 (vs air),860 °F,80.1 mmHg ( 78.4 °C),n 20/D 1.402(lit.),10.1 %
1- Methyl- 2- pyrrolidinone,biotech. grade, ≥99.5%,C,106420,212-828-1,MFCD00003193,24872909 | 494496 | 872-50-4 | Sigma-Aldrich | 1-甲基-2-吡咯烷酮 | (PDF) | ≥99.5%,518 °F,202 °C(lit.),−24 °C(lit.),1.028 g/mL at 25 °C(lit.) | Amber Glass Bottles , Biotech , Biotech Solvents , Products , Returnable Containers , Solvent Bottles , Solvent Packaging Options , Solvent by Application , Solvents , Sure/Seal Bottles | 0.29 mmHg ( 20 °C) | λ: 350-400 nm A max : 0.01,biotech. grade,H 2 O reference,APHA: ≤20,λ: 285 nm A max : 1.00,n 20/D 1.47(lit.),9.5 % | , |  |  | λ: 350-400 nm A max : 0.01,≥99.5%,9.5 %,1.028 g/mL at 25 °C(lit.),biotech. grade,0.29 mmHg ( 20 °C),≤0.005% water,APHA: ≤20,202 °C(lit.),−24 °C(lit.),3.4 (vs air),518 °F,H 2 O reference,n 20/D 1.47(lit.),λ: 285 nm A max : 1.00
Acetonitrile,biotech. grade, ≥99.93%,CH,741857,200-835-2,MFCD00001878,24872904 | 494445 | 75-05-8 | Sigma-Aldrich | 乙腈 | (PDF),39031501 | ≥99.93%,973 °F,81-82 °C(lit.),−48 °C(lit.),0.786 g/mL at 25 °C(lit.) | Acetonitrile and Acetonitrile Solutions , Biotech , Biotech Solvents , Products , Returnable Containers , Solvent by Type , Solvent Bottles , Solvent Packaging Options , Solvent by Application , Solvents , Sure/Seal Bottles | 72.8 mmHg ( 20 °C) | λ: 400 nm A max : 0.005,<0.0002%,biotech. grade,H 2 O reference,APHA: <10,λ: 190 nm A max : 1.0,n 20/D 1.344(lit.),16 % | , |  |  | λ: 400 nm A max : 0.005,≥99.93%,<0.0002%,16 %,0.786 g/mL at 25 °C(lit.),biotech. grade,72.8 mmHg ( 20 °C),≤0.5 ppb as quinine (fluorimetric, 254nm),APHA: <10,81-82 °C(lit.),−48 °C(lit.),1.41 (vs air),973 °F,H 2 O reference,n 20/D 1.344(lit.),λ: 190 nm A max : 1.0
Chloroform,biotech. grade, ≥99.8%, contains 0.5-1.0% ethanol as stabilizer,CHCl,1731042,,MFCD00000826,24872695 | 496189 | 67-66-3 | Sigma-Aldrich | 氯仿 | (PDF) | ≥99.8%,,60.5-61.5 °C(lit.),−63 °C(lit.),1.48 g/mL at 25 °C | Biotech , Biotech Solvents , Chloroform , Core Bioreagents , General Reagents , Life Science Reagents for Northern and Southern Blotting , Life Science Reagents for Protein Electrophoresis , Life Science Reagents for Protein Expression and Purification , Life Science Reagents for RNAi , Life Science Reagents for Transfection , Products , Research Essentials , Returnable Containers , Solvent by Type , Solvent Bottles , Solvent Packaging Options , Solvent by Application , Solvents , Sure/Seal Bottles | 160 mmHg ( 20 °C) | 1.492 g/mL at 25 °C(lit.),<0.0003%,biotech. grade,Pb: ≤0.05 ppm,0.5-1.0% ethanol as stabilizer,APHA: ≤10,5.2-6.4,n 20/D 1.445(lit.) | , |  |  | 1.492 g/mL at 25 °C(lit.),≥99.8%,<0.0003%,1.48 g/mL at 25 °C,biotech. grade,Pb: ≤0.05 ppm,0.5-1.0% ethanol as stabilizer,<0.01% water,APHA: ≤10,60.5-61.5 °C(lit.),−63 °C(lit.),4.1 (vs air),160 mmHg ( 20 °C),n 20/D 1.445(lit.),5.2-6.4
Dichloromethane,biotech. grade, 99.9%, contains 50-150 ppm amylene as stabilizer,CH,1730800,200-838-9,MFCD00000881,24872905 | 494453 | 75-09-2 | Sigma-Aldrich | 二氯甲烷 | (PDF) | 99.9%,1223 °F,39.8-40 °C(lit.),−97 °C(lit.),1.325 g/mL at 25 °C(lit.) | Biotech Solvents , Dichloromethane (Methylene chloride) , Solvent by Type , Solvent Bottles , Solvent Packaging Options , Solvent by Application , Solvents , Sure/Seal Bottles | 24.45 psi ( 55 °C) | λ: 340-400 nm A max : 0.01,<0.0003%,biotech. grade,50-150 ppm amylene as stabilizer,H 2 O reference,λ: 235 nm A max : 1.0,n 20/D 1.424(lit.),22 % | , |  |  | λ: 340-400 nm A max : 0.01,99.9%,<0.0003%,22 %,1.325 g/mL at 25 °C(lit.),biotech. grade,50-150 ppm amylene as stabilizer,<0.002% water,39.8-40 °C(lit.),−97 °C(lit.),2.9 (vs air),1223 °F,λ: 235 nm A max : 1.0,n 20/D 1.424(lit.),24.45 psi ( 55 °C),H 2 O reference
Dimethyl sulfoxide,biotech. grade, 99.8%,(CH,506008,200-664-3,MFCD00002089,24872902 | 494429 | 67-68-5 | Sigma-Aldrich | 二甲基亚砜 |  | 99.8%,573 °F,189 °C(lit.),16-19 °C(lit.),1.10 g/mL(lit.) | Biotech , Biotech Solvents , Core Bioreagents , Dimethyl Sulfoxide (DMSO) , General Reagents , Life Science Reagents for Northern and Southern Blotting , Products , Research Essentials , Returnable Containers , Solvent by Type , Solvent Bottles , Solvent Packaging Options , Solvent by Application , Solvents , Sure/Seal Bottles | 0.42 mmHg ( 20 °C) | λ: 350-400 nm A max : 0.01,<0.0005%,biotech. grade,H 2 O reference,λ: 270 nm A max : 1.00,n 20/D 1.479(lit.),42 %, 63 °F | , |  |  | λ: 350-400 nm A max : 0.01,99.8%,<0.0005%,42 %, 63 °F,1.10 g/mL(lit.),biotech. grade,0.42 mmHg ( 20 °C),<0.005% water,189 °C(lit.),16-19 °C(lit.),2.7 (vs air),573 °F,H 2 O reference,n 20/D 1.479(lit.),λ: 270 nm A max : 1.00
Ethyl acetate,biotech. grade, ≥99.8%,CH,506104,205-500-4,MFCD00009171,24872910 | 494518 | 141-78-6 | Sigma-Aldrich | 乙酸乙酯 | (PDF) | ≥99.8%,801 °F,76.5-77.5 °C(lit.),−84 °C(lit.),0.902 g/mL at 25 °C(lit.) | Biotech Solvents , Ethyl Acetate , Solvent by Type , Solvent Bottles , Solvent Packaging Options , Solvent by Application , Solvents , Sure/Seal Bottles | 73 mmHg ( 20 °C) | λ: 275-400 nm A max : 0.01,<0.0003%,biotech. grade,H 2 O reference,λ: 254 nm A max : 1.00,n 20/D 1.3720(lit.),2.2-11.5 %, 38 °F | , |  |  | λ: 275-400 nm A max : 0.01,≥99.8%,<0.0003%,2.2-11.5 %, 38 °F,0.902 g/mL at 25 °C(lit.),biotech. grade,73 mmHg ( 20 °C),≤0.0009 meq/g Titr. acid,76.5-77.5 °C(lit.),−84 °C(lit.),3 (20 °C, vs air),801 °F,H 2 O reference,n 20/D 1.3720(lit.),λ: 254 nm A max : 1.00
Heptane,biotech. grade, ≥99%,CH,1730763,205-563-8,MFCD00009544,24872911 | 494526 | 142-82-5 | Sigma-Aldrich | 庚烷 | (PDF) | ≥99%,433 °F,98 °C(lit.),−91 °C(lit.),0.684 g/mL at 25 °C(lit.) | Biotech Solvents , Heptane , Solvent by Type , Solvent Bottles , Solvent Packaging Options , Solvent by Application , Solvents , Sure/Seal Bottles | 40 mmHg ( 20 °C) | λ: 260-400 nm A max : 0.01,<0.0002%,biotech. grade,H 2 O reference,APHA: ≤10,Safer Solvents and Auxiliaries,λ: 197 nm A max : 1.00,n 20/D 1.387(lit.),7 % | , |  |  | λ: 260-400 nm A max : 0.01,≥99%,<0.0002%,7 %,0.684 g/mL at 25 °C(lit.),biotech. grade,40 mmHg ( 20 °C),<0.005% water,433 °F,98 °C(lit.),−91 °C(lit.),3.5 (vs air),Safer Solvents and Auxiliaries,H 2 O reference,n 20/D 1.387(lit.),λ: 197 nm A max : 1.00,APHA: ≤10
N , N - Diisopropylethylamine,99.5%, biotech. grade,[(CH,,230-392-0,MFCD00008868,24872698 | 496219 | 7087-68-5 | Sigma-Aldrich | N , N -二异丙基乙胺 | (PDF) | 99.5%,,127 °C(lit.),<−50 °C(lit.),0.742 g/mL at 25 °C(lit.) | Biotech Solvents , Solvent Bottles , Solvent Packaging Options , Solvent by Application , Solvents , Sure/Seal Bottles | 31 mmHg ( 37.7 °C) | biotech. grade,APHA: <20,n 20/D 1.414(lit.) | , |  |  | 99.5%,0.742 g/mL at 25 °C(lit.),biotech. grade,<0.050% water,APHA: <20,127 °C(lit.),<−50 °C(lit.),31 mmHg ( 37.7 °C),n 20/D 1.414(lit.)
N,N -Dimethylformamide,biotech. grade, ≥99.9%,HCON(CH,605365,200-679-5,MFCD00003284,24872907 | 494488 | 68-12-2 | Sigma-Aldrich | N,N -二甲基甲酰胺 | (PDF) | ≥99.9%,833 °F,153 °C(lit.),−61 °C(lit.),0.944 g/mL(lit.) | Amber Glass Bottles , Biotech , Biotech Solvents , Dimethylformamide (DMF) , Products , Returnable Containers , Solvent by Type , Solvent Bottles , Solvent Packaging Options , Solvent by Application , Solvents , Sure/Seal Bottles | 2.7 mmHg ( 20 °C) | biotech. grade,<8 ppm Free amines as dimethylamine,15.2 %,n 20/D 1.430(lit.),<0.0005% | , |  |  | <8 ppm Free amines as dimethylamine,≥99.9%,<0.0005%,0.944 g/mL(lit.),biotech. grade,≤0.0005 meq/g Titr. acid,153 °C(lit.),−61 °C(lit.),2.5 (vs air),833 °F,2.7 mmHg ( 20 °C),n 20/D 1.430(lit.),15.2 %
Pyridine,biotech. grade, ≥99.9%,C,103233,203-809-9,MFCD00011732,24872901 | 494410 | 110-86-1 | Sigma-Aldrich | 吡啶 | (PDF) | ≥99.9%,899 °F,115 °C(lit.),−42 °C(lit.),0.978 g/mL at 25 °C(lit.) | Biotech Solvents , Pyridine , Solvent by Type , Solvent Bottles , Solvent Packaging Options , Solvent by Application , Solvents , Sure/Seal Bottles | 10 mmHg ( 13.2 °C) | sulfate (SO 4 2- ): ≤0.001%,<0.0003%,biotech. grade,Cu:, passes test (limit about 5 ppm),12.4 %,n 20/D 1.509(lit.),chloride (Cl - ): ≤0.001% | , |  |  | sulfate (SO 4 2- ): ≤0.001%,≥99.9%,<0.0003%,12.4 %,0.978 g/mL at 25 °C(lit.),biotech. grade,Cu:, passes test (limit about 5 ppm),≤0.002% NH 3,115 °C(lit.),−42 °C(lit.),2.72 (vs air),899 °F,chloride (Cl - ): ≤0.001%,n 20/D 1.509(lit.),10 mmHg ( 13.2 °C)
Cap B (80% THF, 10% Pyridine, 10% 1-Methylimidazole),,,,,MFCD03456321, | 555355 |  | Aldrich | Cap B（80% THF，10% 吡啶，10% 1-甲基咪唑） | (PDF) | ,,65 °C(lit.),,0.914 g/mL at 25 °C(lit.) | Biotech Solvents , Solvent Bottles , Solvent Packaging Options , Solvent by Application , Solvents , Sure/Seal Bottles |  |  | , |  |  | 65 °C(lit.),0.914 g/mL at 25 °C(lit.)
Cap Mix A (90% Tetrahydrofuran, 10% Acetic anhydride),,,,,MFCD00239882, | 555347 |  | Aldrich | Cap Mix A（90% 四氢呋喃，10% 乙酸酐） | (PDF) | ,,,, | Biotech Solvents , Cap A , Chemical Synthesis , Proligo Reagents , Solvent Bottles , Solvent Packaging Options , Solvent by Application , Solvents , Sure/Seal Bottles |  |  | ,
Cap Mix A, (80% Tetrahydrofuran, 10% Acetic Anhydride, 10% 2,6-Lutidine),,,,,MFCD03456319, | 555312 |  | Aldrich | Cap Mix A，（80% 四氢呋喃，10% 乙酸酐，10% 2,6 二甲基吡啶） |  | ,,,, | Biotech Solvents , Cap A , Cap A for ABI and MerMade , Chemical Synthesis , Proligo Reagents , Solvent Bottles , Solvent Packaging Options , Solvent by Application , Solvents , Sure/Seal Bottles |  |  | ,
Cap Mix A, (80% Tetrahydrofuran, 10% Acetic Anhydride, 10% Pyridine),,,,,MFCD03456320, | 555339 |  | Aldrich | Cap Mix A，（80% 四氢呋喃，10% 乙酸酐，10% 吡啶） |  | ,,65 °C(lit.),,0.916 g/mL at 25 °C(lit.) | Biotech Solvents , Cap A , Chemical Synthesis , Proligo Reagents , Solvent Bottles , Solvent Packaging Options , Solvent by Application , Solvents , Sure/Seal Bottles |  |  | , |  |  | 65 °C(lit.),0.916 g/mL at 25 °C(lit.)
Deblock trichloroacetic acid solution,3 % (w/v) in methylene chloride,C,,,MFCD00004177, | 561932 | 76-03-9 | Sigma-Aldrich | 脱保护三氯乙酸溶液 | (PDF) | ,,39.8-40 °C(lit.),,1.327 g/mL at 25 °C(lit.) | Biotech Solvents , Chemical Synthesis , DCA Deblock with Dichloromethane , Deblock , Proligo Reagents , Solvent by Application , Solvents |  | 3 % (w/v) in methylene chloride | , |  |  | 3 % (w/v) in methylene chloride,39.8-40 °C(lit.),1.327 g/mL at 25 °C(lit.)
Trifluoroacetic acid,≥99%, purified by redistillation, for protein sequencing,CF,742035,200-929-3,MFCD00004169,24858046 | 299537 | 76-05-1 | Sigma-Aldrich | 三氟乙酸 | (PDF) | ≥99%,,72.4 °C(lit.),−15.4 °C(lit.),1.489 g/mL at 20 °C(lit.) | Amber Glass Bottles , Biotech , Biotech Solvents , Mass Spectrometry (MS) , Reagents for Mass Spectrometry (MS) , Solvent Bottles , Solvent Packaging Options , Solvent by Application , Solvents , Spectroscopy , 分析/色谱 , 分析试剂 | 97.5 mmHg ( 20 °C) | redistillation,for protein sequencing,<0.005%,n 20/D 1.3(lit.) | , |  |  | ≥99%,<0.005%,1.489 g/mL at 20 °C(lit.),for protein sequencing,<0.05% water,72.4 °C(lit.),−15.4 °C(lit.),3.9 (vs air),redistillation,97.5 mmHg ( 20 °C),n 20/D 1.3(lit.)
Trichloroacetic acid,ACS reagent, for the determination of Fe in blood according to Heilmeyer, ≥99.5%,Cl,970119,200-927-2,MFCD00004177,24889460 | 91230 | 76-03-9 | Sigma-Aldrich | 三氯乙酸 |  | ≥99.5% (T),,196 °C(lit.),54-58 °C(lit.),1.62 g/mL at 25 °C(lit.) | Acids , Acids & Bases , Acids and Bases , Analytical Reagents for General Use , Chemical Synthesis , Histological Solvents , Organic Acids , Puriss p.a. ACS , Solvent by Application , Solvents , Synthetic Reagents , T-Z, Puriss p.a. ACS , 分析/色谱 , 分析试剂 , 变性剂 , 生化试剂 | 1 mmHg ( 51 °C) | Zn: ≤5 mg/kg,ACS reagent,for the determination of Fe in blood according to Heilmeyer,Ca: ≤10 mg/kg,chloride (Cl - ): ≤10 mg/kg,n 20/D 1.62(lit.),≤0.03% (as SO 4 ) | , |  |  | Zn: ≤5 mg/kg,≥99.5% (T),1.62 g/mL at 25 °C(lit.),ACS reagent,for the determination of Fe in blood according to Heilmeyer,Ca: ≤10 mg/kg,≤0.03% (as SO 4 ),196 °C(lit.),54-58 °C(lit.),<1 (vs air),chloride (Cl - ): ≤10 mg/kg,n 20/D 1.62(lit.),1 mmHg ( 51 °C)
1,2-Dichloroethane,puriss. p.a., ≥99.5% (GC),ClCH,605264,203-458-1,MFCD00000963,24845498 | 03530 | 107-06-2 | Fluka | 1,2-二氯乙烷 | 39050106,(PDF) | ≥99.5% (GC),775 °F,83 °C(lit.),−35 °C(lit.),1.256 g/mL at 25 °C(lit.) | ACS Grade Solvents , ACS and Reagent Grade Solvents , Analytical Reagents for General Use , C-D, Puriss p.a. , Histological Solvents , Puriss p.a. , Solvent by Application , Solvents , 分析/色谱 , 分析试剂 | 87 mmHg ( 25 °C) | Zn: ≤0.1 mg/kg,≤0.002%,puriss. p.a.,Al: ≤0.5 mg/kg,15.6 %,n 20/D 1.444(lit.) | , |  |  | Zn: ≤0.1 mg/kg,≥99.5% (GC),≤0.002%,1.256 g/mL at 25 °C(lit.),puriss. p.a.,Al: ≤0.5 mg/kg,≤0.001% free acid (as HCl),83 °C(lit.),−35 °C(lit.),3.4 (20 °C, vs air),775 °F,87 mmHg ( 25 °C),n 20/D 1.444(lit.),15.6 %
Ethyl acetate,puriss. p.a., ACS reagent, ≥99.5% (GC),CH,506104,205-500-4,MFCD00009171, | 45760 | 141-78-6 | Sigma-Aldrich | 乙酸乙酯 |  | ≥99.5% (GC),801 °F,76.5-77.5 °C(lit.),−84 °C(lit.),0.902 g/mL at 25 °C(lit.) | ACS Grade , Amber Glass Bottles , Ethyl Acetate , Histological Solvents , Puriss p.a. , Solvent by Type , Solvent Bottles , Solvent Packaging Options , Solvent by Application , Solvents | 73 mmHg ( 20 °C) | Zn: ≤0.1 mg/kg,≤0.001%,puriss. p.a.,Al: ≤0.5 mg/kg,2.2-11.5 %, 38 °F,n 20/D 1.3720(lit.) | , |  |  | Zn: ≤0.1 mg/kg,≥99.5% (GC),≤0.001%,0.902 g/mL at 25 °C(lit.),puriss. p.a.,Al: ≤0.5 mg/kg,substances darkened by H 2 SO 4 , in accordance,76.5-77.5 °C(lit.),−84 °C(lit.),3 (20 °C, vs air),801 °F,73 mmHg ( 20 °C),n 20/D 1.3720(lit.),2.2-11.5 %, 38 °F
tert -Butanol,puriss. p.a., ACS reagent, ≥99.7% (GC),(CH,906698,200-889-7,MFCD00004464,24851330 | 19460 | 75-65-0 | Sigma-Aldrich | 叔丁醇 |  | ≥99.7% (GC),896 °F,83 °C(lit.),23-26 °C(lit.),0.775 g/mL at 25 °C(lit.) | Analytical Reagents for General Use , Histological Solvents , Plastic Bottles , Puriss p.a. ACS , Solvent Bottles , Solvent Packaging Options , Solvent by Application , Solvents , T-Z, Puriss p.a. ACS , 分析/色谱 , 分析试剂 | 31 mmHg ( 20 °C) | Zn: ≤0.1 mg/kg,≤0.001%,puriss. p.a.,Al: ≤0.5 mg/kg,8 %,n 20/D 1.387(lit.) | , |  |  | Zn: ≤0.1 mg/kg,≥99.7% (GC),≤0.001%,0.775 g/mL at 25 °C(lit.),puriss. p.a.,Al: ≤0.5 mg/kg,≤0.1% water,83 °C(lit.),23-26 °C(lit.),2.5 (vs air),896 °F,31 mmHg ( 20 °C),n 20/D 1.387(lit.),8 %
Formamide,puriss. p.a., ACS reagent, ≥99.5% (GC/T),HCONH,505995,200-842-0,MFCD00007941,24871292 | 47670 | 75-12-7 | Sigma-Aldrich | 甲酰胺 |  | ≥99.5% (GC/T),932 °F,210 °C(lit.),transition temp 2.0-3.0 °C,1.132 g/mL at 20 °C | ACS Grade , Alphabetical Index of Analytical Standards , Amber Glass Bottles , Analytical Reagents for General Use , Analytical Standards , E-L, Puriss p.a. ACS , F , FM - FZ , Histological Solvents , Puriss p.a. , Puriss p.a. ACS , Solvent Bottles , Solvent Packaging Options , Solvent by Application , Solvents , 分析/色谱 , 分析试剂 | 0.08 mmHg ( 20 °C) | puriss. p.a.,Zn: ≤1 mg/kg,Ca: ≤5 mg/kg,n 20/D 1.447(lit.),in accordance for miscibility | , |  |  | Zn: ≤1 mg/kg,≥99.5% (GC/T),1.132 g/mL at 20 °C,puriss. p.a.,Ca: ≤5 mg/kg,≤0.02% free acid (as HCOOH),210 °C(lit.),2-3 °C(lit.),1.55 (vs air),932 °F,transition temp 2.0-3.0 °C,0.08 mmHg ( 20 °C),n 20/D 1.447(lit.),in accordance for miscibility
1,4-Dioxane,histological grade, ≥99%,C,102551,204-661-8,MFCD00006571,24878007 | 533971 | 123-91-1 | Sigma-Aldrich | 1,4-二氧六环 |  | ≥99%,356 °F,100-102 °C(lit.),10-12 °C(lit.),1.034 g/mL at 25 °C(lit.) | Amber Glass Bottles , Carbon Steel Cans with NPT Threads , Histological , Histological Solvents , Semi-Bulk Solvents , Solvent Bottles , Solvent Packaging Options , Solvent by Application , Solvents | 27 mmHg ( 20 °C) | histological grade,100-102 °C,22 %,n 20/D 1.422(lit.),<0.002% | , |  |  | 100-102 °C,≥99%,<0.002%,1.034 g/mL at 25 °C(lit.),histological grade,100-102 °C(lit.),10-12 °C(lit.),3 (vs air),356 °F,27 mmHg ( 20 °C),n 20/D 1.422(lit.),22 %
Acetone,histological grade, ≥99.5%,CH,635680,200-662-2,MFCD00008765,24878012 | 534064 | 67-64-1 | Sigma-Aldrich | 丙酮 | (PDF) | ≥99.5%,,56 °C/760 mmHg(lit.),−94 °C(lit.),0.791 g/mL at 25 °C(lit.) | Acetone , Amber Glass Bottles , Carbon Steel Flex-Spout Cans , Core Bioreagents , Histological , Histological Solvents , Life Science Reagents for Immunohistochemistry (IHC) , Organic Solvents , Research Essentials , Semi-Bulk Solvents , Solvent by Type , Solvent Bottles , Solvent Packaging Options , Solvent by Application , Solvents | 184 mmHg ( 20 °C) | histological grade,13.2 %,n 20/D 1.359(lit.),<0.001% | , |  |  | ≥99.5%,<0.001%,0.791 g/mL at 25 °C(lit.),histological grade,<0.5% water,56 °C/760 mmHg(lit.),−94 °C(lit.),2 (vs air),184 mmHg ( 20 °C),n 20/D 1.359(lit.),13.2 %
Xylenes,histological grade,C,,,MFCD00077264,24878011 | 534056 | 1330-20-7 | Sigma-Aldrich | 二甲苯类化合物 | (PDF) | ,,137-140 °C(lit.),≤25% ethylbenzene,0.86 g/mL at 25 °C(lit.) | Amber Glass Bottles , Carbon Steel Cans with NPT Threads , Core Bioreagents , General Reagents , Histological , Histological Solvents , Life Science Reagents for Immunohistochemistry (IHC) , Life Science Reagents for Nucleic Acid Purification , Organic Solvents , Research Essentials , Semi-Bulk Solvents , Solvent Bottles , Solvent Packaging Options , Solvent by Application , Solvents | 18 mmHg ( 37.7 °C) | histological grade,7 %,n 20/D 1.497(lit.),<0.002% | , |  |  | <0.002%,0.86 g/mL at 25 °C(lit.),histological grade,≤25% ethylbenzene,137-140 °C(lit.),18 mmHg ( 37.7 °C),n 20/D 1.497(lit.),7 %
,used for histology tissue preparation,,,,MFCD00003568, | R8382 | 64-17-5 | Sigma | Reagent Alcohol | (PDF) | ,,,, | Core Bioreagents , Fixatives , Hematology and Histology Lab Accessories , Histological Solvents , Life Science Reagents for Immunohistochemistry (IHC) , Organic Solvents , Research Essentials , Routine Histology Stains , Solvent by Application , Solvents , Tissue Processing , 细胞生物学 , 血液学和组织学 |  |  | ,
,95%, Used for histology tissue preparation,,,,MFCD00003568, | R3404 | 64-17-5 | Sigma | Reagent Alcohol | (PDF) | ,,,, | Core Bioreagents , Histological Solvents , Life Science Reagents for Immunohistochemistry (IHC) , Organic Solvents , Research Essentials , Routine Histology Stains , Solvent by Application , Solvents , Tissue Processing , 细胞生物学 , 血液学和组织学 |  | 95% | , |  |  | 95%
,80%, used for histology tissue preparation,,,,MFCD00003568, | R3279 | 64-17-5 | Sigma | Reagent Alcohol | (PDF) | ,,,, | Core Bioreagents , Histological Solvents , Life Science Reagents for Immunohistochemistry (IHC) , Organic Solvents , Research Essentials , Routine Histology Stains , Solvent by Application , Solvents , Tissue Processing , 细胞生物学 , 血液学和组织学 |  | 80% | , |  |  | 80%
,70%, used for histology tissue preparation,,,,MFCD00003568, | R3154 | 64-17-5 | Sigma | Reagent Alcohol | (PDF) | ,,,, | Core Bioreagents , Histological Solvents , Life Science Reagents for Immunohistochemistry (IHC) , Organic Solvents , Research Essentials , Routine Histology Stains , Solvent by Application , Solvents , Tissue Processing , 细胞生物学 , 血液学和组织学 |  | 70% | , |  |  | 70%
1,4-Dioxane,puriss. p.a., ACS reagent, reag. ISO, reag. Ph. Eur., ≥99.5% (GC),C,102551,204-661-8,MFCD00006571,24859963 | 33147 | 123-91-1 | Sigma-Aldrich | 1,4-二氧六环 |  | ≥99.5% (GC),356 °F,100-102 °C(lit.),solidification point ≤11 °C,1.034 g/mL at 25 °C(lit.) | ACS Grade , Amber Glass Bottles , Analytical Reagents for General Use , C-D, Puriss p.a. ACS , Multi-Compendial , Puriss p.a. , Puriss p.a. ACS , Solvent Bottles , Solvent Packaging Options , Solvent by Application , Solvents , 分析/色谱 , 分析试剂 | 27 mmHg ( 20 °C) | Zn: ≤0.1 mg/kg,puriss. p.a.,Al: ≤0.5 mg/kg,~25 mg/L 2,6-di- tert. -butyl-4-methylphenol as stabilizer,22 %,n 20/D 1.4210-1.4240 | , |  |  | Zn: ≤0.1 mg/kg,≥99.5% (GC),1.034 g/mL at 25 °C(lit.),puriss. p.a.,Al: ≤0.5 mg/kg,~25 mg/L 2,6-di- tert. -butyl-4-methylphenol as stabilizer,≤0.001% free acid (as CH 3 COOH),100-102 °C(lit.),10-12 °C(lit.),3 (vs air),356 °F,solidification point ≤11 °C,27 mmHg ( 20 °C),n 20/D 1.4210-1.4240,22 %
2-Propanol,puriss. p.a., ACS reagent, reag. ISO, reag. Ph. Eur., ≥99.8% (GC),(CH,635639,200-661-7,MFCD00011674,24860314 | 33539 | 67-63-0 | Sigma-Aldrich | 2-丙醇 |  | ≥99.8% (GC),750 °F,82 °C(lit.),−89.5 °C(lit.),0.785 g/mL at 25 °C(lit.) | ACS Grade , Alcohols , Aliphatic , Amber Glass Bottles , Analytical Reagents for General Use , Analytical Standards , Chemical Class , Multi-Compendial , O-P, Puriss p.a. ACS , Puriss p.a. , Puriss p.a. ACS , Solvent Bottles , Solvent Packaging Options , Solvent by Application , Solvents , 分析/色谱 , 分析试剂 | 33 mmHg ( 20 °C) | Zn: ≤0.1 mg/kg,puriss. p.a.,Al: ≤0.5 mg/kg,H 2 O: in accordance,2 %,n 20/D 1.377(lit.) | , |  |  | Zn: ≤0.1 mg/kg,≥99.8% (GC),0.785 g/mL at 25 °C(lit.),puriss. p.a.,Al: ≤0.5 mg/kg,H 2 O: in accordance,≤0.00017% free alkali (as NH 3 ),82 °C(lit.),−89.5 °C(lit.),2.1 (vs air),750 °F,33 mmHg ( 20 °C),n 20/D 1.377(lit.),2 %
Toluene,puriss. p.a., ACS reagent, reag. ISO, reag. Ph. Eur., ≥99.7% (GC),C,635760,203-625-9,MFCD00008512,24859319 | 32249 | 108-88-3 | Sigma-Aldrich | 甲苯 | 39011102 | ≥99.7% (GC),997 °F,110-111 °C(lit.),-93 °C(lit.),0.865 g/mL at 25 °C(lit.) | ACS Grade , Amber Glass Bottles , Analytical Reagents for General Use , Multi-Compendial , Puriss p.a. , Puriss p.a. ACS , Solvent Bottles , Solvent Packaging Options , Solvent by Application , Solvents , T-Z, Puriss p.a. ACS , 分析/色谱 , 分析试剂 | 22 mmHg ( 20 °C) | Zn: ≤0.1 ppm,puriss. p.a.,Al: ≤0.5 ppm,APHA: ≤10,7 %,n /D 1.496(lit.) | , |  |  | Zn: ≤0.1 ppm,≥99.7% (GC),0.865 g/mL at 25 °C(lit.),puriss. p.a.,Al: ≤0.5 ppm,≤0.0001% thiophene,APHA: ≤10,110-111 °C(lit.),-93 °C(lit.),3.2 (vs air),997 °F,22 mmHg ( 20 °C),n /D 1.496(lit.),7 %
Xylenes,puriss. p.a., ACS reagent, reag. ISO, reag. Ph. Eur.,C,,215-535-7,MFCD00077264,24860522 | 33817 | 1330-20-7 | Sigma-Aldrich | 二甲苯类化合物 |  | ,,137-140 °C(lit.),≤0.0001% thiophene,0.86 g/mL at 25 °C(lit.) | ACS Grade , Amber Glass Bottles , Analytical Reagents for General Use , Multi-Compendial , Puriss p.a. , Puriss p.a. ACS , Solvent Bottles , Solvent Packaging Options , Solvent by Application , Solvents , T-Z, Puriss p.a. ACS , 分析/色谱 , 分析试剂 | 18 mmHg ( 37.7 °C) | puriss. p.a.,Zn: ≤0.1 mg/kg,7 %,n 20/D 1.497(lit.),Al: ≤0.5 mg/kg | , |  |  | Zn: ≤0.1 mg/kg,0.86 g/mL at 25 °C(lit.),puriss. p.a.,Al: ≤0.5 mg/kg,≤0.0001% thiophene,137-140 °C(lit.),18 mmHg ( 37.7 °C),n 20/D 1.497(lit.),7 %
2-Butanone,puriss. p.a., ACS reagent, reag. Ph. Eur., ≥99.5% (GC),C,741880,201-159-0,MFCD00011648,24860217 | 33407 | 78-93-3 | Sigma-Aldrich | 2-丁酮 |  | ≥99.5% (GC),960 °F,80 °C(lit.),−87 °C(lit.),0.805 g/mL at 25 °C(lit.) | A-B, Puriss p.a. ACS , ACS Grade , Amber Glass Bottles , Analytical Reagents for General Use , Multi-Compendial , Puriss p.a. , Puriss p.a. ACS , Solvent Bottles , Solvent Packaging Options , Solvent by Application , Solvents , 分析/色谱 , 分析试剂 | 71 mmHg ( 20 °C) | Zn: ≤0.2 mg/kg,puriss. p.a.,Al: ≤0.5 mg/kg,APHA: <15,10.1 %,n 20/D 1.3770-1.3810 | , |  |  | Zn: ≤0.2 mg/kg,≥99.5% (GC),0.805 g/mL at 25 °C(lit.),puriss. p.a.,Al: ≤0.5 mg/kg,≤0.0003% KMnO 4 red. matter (as O),APHA: <15,80 °C(lit.),−87 °C(lit.),2.49 (vs air),960 °F,71 mmHg ( 20 °C),n 20/D 1.3770-1.3810,10.1 %
Hexane,puriss. p.a., ACS reagent, reag. Ph. Eur., ≥99% (GC),CH,1730733,203-777-6,MFCD00009520,24859348 | 32293 | 110-54-3 | Sigma-Aldrich | 己烷 |  | ≥99% (GC),453 °F,69 °C(lit.),−95 °C(lit.),0.659 g/mL at 25 °C(lit.) | ACS Grade , ACS Grade Solvents , ACS and Reagent Grade Solvents , Amber Glass Bottles , Analytical Reagents for General Use , E-L, Puriss p.a. ACS , Hexane , Multi-Compendial , Puriss p.a. , Puriss p.a. ACS , Solvent by Type , Solvent Bottles , Solvent Packaging Options , Solvent by Application , Solvents , 分析/色谱 , 分析试剂 | 256 mmHg ( 37.7 °C) | Zn: ≤0.1 mg/kg,puriss. p.a.,Al: ≤0.5 mg/kg,passes test for reaction against H 2 SO 4,7.7 %,n 20/D 1.3745-1.3755 | , |  |  | Zn: ≤0.1 mg/kg,≥99% (GC),0.659 g/mL at 25 °C(lit.),puriss. p.a.,Al: ≤0.5 mg/kg,≤0.0001% thiophene,69 °C(lit.),−95 °C(lit.),~3 (vs air),453 °F,passes test for reaction against H 2 SO 4,256 mmHg ( 37.7 °C),n 20/D 1.3745-1.3755,7.7 %
N,N -Dimethylformamide,puriss. p.a., ACS reagent, reag. Ph. Eur., ≥99.8% (GC),HCON(CH,605365,200-679-5,MFCD00003284,24859940 | 33120 | 68-12-2 | Sigma-Aldrich | N,N -二甲基甲酰胺 |  | ≥99.8% (GC),833 °F,152-154 °C,−61 °C(lit.),0.948-0.950 g/mL at 20 °C | ACS Grade , Amber Glass Bottles , Analytical Reagents for General Use , C-D, Puriss p.a. ACS , Dimethylformamide (DMF) , Multi-Compendial , Puriss p.a. , Puriss p.a. ACS , Solvent by Type , Solvent Bottles , Solvent Packaging Options , Solvent by Application , Solvents , 分析/色谱 , 分析试剂 | 2.7 mmHg ( 20 °C) | Zn: ≤0.1 mg/kg,puriss. p.a.,Al: ≤0.5 mg/kg,APHA: ≤15,15.2 %,n 20/D 1.4290-1.4310 | , |  |  | Zn: ≤0.1 mg/kg,≥99.8% (GC),0.948-0.950 g/mL at 20 °C,puriss. p.a.,Al: ≤0.5 mg/kg,≤0.001% non-volatile matter,APHA: ≤15,152-154 °C,−61 °C(lit.),2.5 (vs air),833 °F,2.7 mmHg ( 20 °C),n 20/D 1.4290-1.4310,15.2 %
Pyridine,puriss. p.a., ACS reagent, reag. Ph. Eur., ≥99.5% (GC),C,103233,203-809-9,MFCD00011732, | 33553 | 110-86-1 | Sigma-Aldrich | 吡啶 |  | ≥99.5% (GC),899 °F,115 °C(lit.),−42 °C(lit.),0.978 g/mL at 25 °C(lit.) | ACS Grade , Amber Glass Bottles , Analytical Reagents for General Use , Multi-Compendial , O-P, Puriss p.a. ACS , Puriss p.a. , Puriss p.a. ACS , Pyridine , Solvent by Type , Solvent Bottles , Solvent Packaging Options , Solvent by Application , Solvents , 分析/色谱 , 分析试剂 | 10 mmHg ( 13.2 °C) | Zn: ≤0.1 mg/kg,puriss. p.a.,Al: ≤0.5 mg/kg,H 2 O: in accordance,12.4 %,n 20/D 1.509(lit.),chloride (Cl - ): ≤5 mg/kg | , |  |  | Zn: ≤0.1 mg/kg,≥99.5% (GC),12.4 %,0.978 g/mL at 25 °C(lit.),puriss. p.a.,Al: ≤0.5 mg/kg,H 2 O: in accordance,≤0.0005% KMnO 4 red. matter (as O),115 °C(lit.),−42 °C(lit.),2.72 (vs air),899 °F,chloride (Cl - ): ≤5 mg/kg,n 20/D 1.509(lit.),10 mmHg ( 13.2 °C)
4-Methyl-2-pentanone,puriss. p.a., ACS reagent, reag. Ph. Eur., for extraction analysis, ≥99%,(CH,605399,203-550-1,MFCD00008938,24860245 | 33463 | 108-10-1 | Fluka | 4-甲基-2-戊酮 |  | ≥99%,840 °F,117-118 °C,−80 °C(lit.),0.801 g/mL at 25 °C(lit.) | ACS Grade , Amber Glass Bottles , Multi-Compendial , Reagents for Extraction Analysis , Solvent Bottles , Solvent Packaging Options , Solvent by Application , Solvents , 分析/色谱 , 分析试剂 , 特定应用试剂 |  | puriss. p.a.,Zn: ≤0.1 mg/kg,1.2-8 %, 93 °F,n 20/D 1.395(lit.),Al: ≤0.5 mg/kg | , |  |  | Zn: ≤0.1 mg/kg,≥99%,0.801 g/mL at 25 °C(lit.),puriss. p.a.,Al: ≤0.5 mg/kg,≤0.001% non-volatile matter,117-118 °C,−80 °C(lit.),3.5 (vs air),840 °F,1.2-8 %, 93 °F,n 20/D 1.395(lit.)
Chloroform,contains ethanol as stabilizer, meets analytical specification of DAB9, BP, 99-99.4% (GC),CHCl,1731042,200-663-8,MFCD00000826,24854536 | 24216 | 67-66-3 | Sigma-Aldrich | 氯仿 |  | 99-99.4% (GC),,60-62 °C,−63 °C(lit.),1.479-1.489 g/mL at 20 °C | Chloroform , Multi-Compendial , Solvent by Type , Solvent by Application , Solvents | 160 mmHg ( 20 °C) | chloride (Cl - ): in accordance,n 20/D 1.445(lit.),ethanol as stabilizer,complies for appearance of solution,chloride (Cl - ): ≤1 mg/kg,meets analytical specification of DAB9, BP | , |  |  | chloride (Cl - ): in accordance,99-99.4% (GC),1.479-1.489 g/mL at 20 °C,meets analytical specification of DAB9, BP,ethanol as stabilizer,related substances, complies (GC),60-62 °C,−63 °C(lit.),4.1 (vs air),complies for appearance of solution,160 mmHg ( 20 °C),n 20/D 1.445(lit.),chloride (Cl - ): ≤1 mg/kg
Ethyl acetate,puriss., meets analytical specification of Ph. Eur., BP, NF, ≥99.5% (GC),CH,506104,205-500-4,MFCD00009171,24856464 | 27227 | 141-78-6 | Sigma-Aldrich | 乙酸乙酯 |  | ≥99.5% (GC),801 °F,76.5-77.5 °C(lit.),−84 °C(lit.),0.898-0.902 g/mL at 20 °C | Aluminum Bottles , Ethyl Acetate , Multi-Compendial , Plastic Bottles , Solvent by Type , Solvent Bottles , Solvent Packaging Options , Solvent by Application , Solvents | 73 mmHg ( 20 °C) | passes test for identity (IR),puriss.,meets analytical specification of Ph. Eur., BP, NF,complies for appearance of solution,2.2-11.5 %, 38 °F,n 20/D 1.371-1.373 | , |  |  | passes test for identity (IR),≥99.5% (GC),0.898-0.902 g/mL at 20 °C,puriss.,meets analytical specification of Ph. Eur., BP, NF,residual solvents, complies,76.5-77.5 °C(lit.),−84 °C(lit.),3 (20 °C, vs air),801 °F,complies for appearance of solution,73 mmHg ( 20 °C),n 20/D 1.371-1.373,2.2-11.5 %, 38 °F
Benzyl alcohol,puriss., meets analytical specification of Ph. Eur., BP, NF, 99-100.5% (GC),C,878307,202-859-9,MFCD00004599,24854469 | 24122 | 100-51-6 | Sigma-Aldrich | 苄醇 | 39023110 | 99-100.5% (GC),817 °F,203-205 °C(lit.),−16-−13 °C(lit.),1.045 g/mL at 25 °C(lit.) | Multi-Compendial , Solvent by Application , Solvents | 13.3 mmHg ( 100 °C) | in accordance for appearance of solution,≤5,puriss.,meets analytical specification of Ph. Eur., BP, NF,complies for identity (IR),n 20/D 1.539(lit.),≤0.005% (as SO 4 ) | , |  |  | in accordance for appearance of solution,≤5,99-100.5% (GC),1.045 g/mL at 25 °C(lit.),puriss.,meets analytical specification of Ph. Eur., BP, NF,related substances, in accordance,203-205 °C(lit.),−16-−13 °C(lit.),3.7 (vs air),817 °F,complies for identity (IR),13.3 mmHg ( 100 °C),n 20/D 1.539(lit.),≤0.005% (as SO 4 )
Benzene,puriss. p.a., Reag. Ph. Eur., ≥99.7%,C,969212,200-753-7,MFCD00003009,24859297 | 32212 | 71-43-2 | Sigma-Aldrich | 苯 | (PDF) | ≥99.7%,1043 °F,80 °C(lit.),solidification point ≥5.2 °C,0.874 g/mL at 25 °C(lit.) | A-B, Puriss p.a. ACS , ACS Grade , Amber Glass Bottles , Analytical Reagents for General Use , Benzene and Benzene Solutions , Multi-Compendial , Puriss p.a. , Puriss p.a. ACS , Solvent by Type , Solvent Bottles , Solvent Packaging Options , Solvent by Application , Solvents , 分析/色谱 , 分析试剂 | 166 mmHg ( 37.7 °C) | Zn: ≤0.01 mg/kg,puriss. p.a.,Al: ≤0.5 mg/kg,APHA: ≤10,8 %,n 20/D 1.5000-1.5020 | , |  |  | Zn: ≤0.01 mg/kg,≥99.7%,0.874 g/mL at 25 °C(lit.),puriss. p.a.,Al: ≤0.5 mg/kg,≤0.0002% free alkali (as NH 3 ),APHA: ≤10,80 °C(lit.),5.5 °C(lit.),2.77 (vs air),1043 °F,solidification point ≥5.2 °C,166 mmHg ( 37.7 °C),n 20/D 1.5000-1.5020,8 %
Chloroform,puriss. p.a., reag. ISO, reag. Ph. Eur., 99.0-99.4% (GC),CHCl,1731042,200-663-8,MFCD00000826,24859295 | 32211 | 67-66-3 | Sigma-Aldrich | 氯仿 |  | 99.0-99.4% (GC),,60.5-61.5 °C(lit.),−63 °C(lit.),1.476-1.483 g/mL at 20 °C | Amber Glass Bottles , Analytical Reagents for General Use , C-D, Puriss p.a. , Chloroform , Multi-Compendial , Puriss p.a. , Solvent by Type , Solvent Bottles , Solvent Packaging Options , Solvent by Application , Solvents , 分析/色谱 , 分析试剂 | 160 mmHg ( 20 °C) | complies for suitability of determ. w. dithizone,puriss. p.a.,Al: ≤0.5 mg/kg,~1% ethanol as stabilizer,complies for appearance,chloride (Cl - ): ≤1 mg/kg,n 20/D 1.445(lit.) | , |  |  | complies for suitability of determ. w. dithizone,99.0-99.4% (GC),1.476-1.483 g/mL at 20 °C,puriss. p.a.,Al: ≤0.5 mg/kg,~1% ethanol as stabilizer,≤0.00001% free chlorine (Cl),60.5-61.5 °C(lit.),−63 °C(lit.),4.1 (vs air),complies for appearance,160 mmHg ( 20 °C),n 20/D 1.445(lit.),chloride (Cl - ): ≤1 mg/kg
Heptane,puriss. p.a., Reag. Ph. Eur., ≥99% n-heptane basis (GC),CH,1730763,205-563-8,MFCD00009544,24859343 | 32287 | 142-82-5 | Sigma-Aldrich | 庚烷 |  | ≥99% n-heptane basis (GC),433 °F,98 °C(lit.),−91 °C(lit.),0.684 g/mL at 25 °C(lit.) | Amber Glass Bottles , Analytical Reagents for General Use , E-H, Puriss p.a. , Heptane , Multi-Compendial , Puriss p.a. , Solvent by Type , Solvent Bottles , Solvent Packaging Options , Solvent by Application , Solvents , 分析/色谱 , 分析试剂 | 40 mmHg ( 20 °C) | Zn: ≤0.1 mg/kg,puriss. p.a.,Al: ≤0.5 mg/kg,passes test for reaction against H 2 SO 4,Safer Solvents and Auxiliaries,7 %,n 20/D 1.387(lit.) | , |  |  | Zn: ≤0.1 mg/kg,≥99% n-heptane basis (GC),0.684 g/mL at 25 °C(lit.),puriss. p.a.,Al: ≤0.5 mg/kg,≤0.0005% free acid (as CH 3 COOH),433 °F,98 °C(lit.),−91 °C(lit.),3.5 (vs air),Safer Solvents and Auxiliaries,passes test for reaction against H 2 SO 4,40 mmHg ( 20 °C),n 20/D 1.387(lit.),7 %
Petroleum ether,puriss. p.a., Reag. Ph. Eur., high boiling, bp 50-70 °C,,,,MFCD00081849, | 32247 | 101316-46-5 | Sigma-Aldrich | 石油醚 |  | ,,50-70 °C,≤0.001% non-volatile matter,0.661-0.664 g/mL at 20 °C | Amber Glass Bottles , Analytical Reagents for General Use , Multi-Compendial , O-P, Puriss p.a. , Puriss p.a. , Solvent Bottles , Solvent Packaging Options , Solvent by Application , Solvents , 分析/色谱 , 分析试剂 |  | Reag. Ph. Eur.,Zn: ≤0.1 mg/kg,Al: ≤0.5 mg/kg,n 20/D 1.372-1.376,≤0.3 | , |  |  | Zn: ≤0.1 mg/kg,0.661-0.664 g/mL at 20 °C,Reag. Ph. Eur.,Al: ≤0.5 mg/kg,≤0.001% non-volatile matter,50-70 °C,≤0.3,n 20/D 1.372-1.376
Pyridine,puriss., Reag. Ph. Eur., dried, ≥99.5% (GC), ≤0.0075% water,C,103233,203-809-9,MFCD00011732,24861677 | 34945 | 110-86-1 | Sigma-Aldrich | 吡啶 |  | ≥99.5% (GC),899 °F,115 °C(lit.),−42 °C(lit.),0.978 g/mL at 25 °C(lit.) | Multi-Compendial , Pyridine , Solvent by Type , Solvent by Application , Solvents | 10 mmHg ( 13.2 °C) | Zn: ≤0.1 mg/kg,puriss.,dried,Al: ≤0.5 mg/kg,12.4 %,n 20/D 1.509(lit.),chloride (Cl - ): ≤5 mg/kg | , |  |  | Zn: ≤0.1 mg/kg,≥99.5% (GC),12.4 %,0.978 g/mL at 25 °C(lit.),puriss.,dried,Al: ≤0.5 mg/kg,≤0.0005% KMnO 4 red. matter (as O),115 °C(lit.),−42 °C(lit.),2.72 (vs air),899 °F,chloride (Cl - ): ≤5 mg/kg,n 20/D 1.509(lit.),10 mmHg ( 13.2 °C)
Acetone,puriss., meets analytical specification of Ph. Eur., BP, NF, ≥99% (GC),CH,635680,200-662-2,MFCD00008765,24854528 | 24201 | 67-64-1 | Sigma-Aldrich | 丙酮 | 39021201 | ≥99% (GC),,56 °C/760 mmHg(lit.),−94 °C(lit.),0.790-0.792 g/mL at 20 °C | Acetone , Multi-Compendial , Plastic Bottles , Solvent by Type , Solvent Bottles , Solvent Packaging Options , Solvent by Application , Solvents | 184 mmHg ( 20 °C) | complies for identity (IR),puriss.,meets analytical specification of Ph. Eur., BP, NF,complies for appearance of solution,13.2 %,n 20/D 1.359(lit.) | , |  |  | complies for identity (IR),≥99% (GC),0.790-0.792 g/mL at 20 °C,puriss.,meets analytical specification of Ph. Eur., BP, NF,acidity or alkalinity, complies,56 °C/760 mmHg(lit.),−94 °C(lit.),2 (vs air),complies for appearance of solution,184 mmHg ( 20 °C),n 20/D 1.359(lit.),13.2 %
Dichloromethane,puriss., meets analytical specification of Ph. Eur., NF, ≥99% (GC),CH,1730800,200-838-9,MFCD00000881,24854551 | 24233 | 75-09-2 | Sigma-Aldrich | 二氯甲烷 |  | ≥99% (GC),1223 °F,39.8-40 °C(lit.),−97 °C(lit.),1.318-1.322 g/mL at 25 °C | Aluminum Bottles , Dichloromethane (Methylene chloride) , Multi-Compendial , Solvent by Type , Solvent Bottles , Solvent Packaging Options , Solvent by Application , Solvents | 24.45 psi ( 55 °C) | complies for reaction against H 2 SO 4,≤20 ppm,puriss.,meets analytical specification of Ph. Eur., NF,~25 mg/L amylene as stabilizer,complies for appearance of solution,22 %,n 20/D 1.423-1.425,chloride (Cl - ): ≤3 mg/kg | , |  |  | complies for reaction against H 2 SO 4,≥99% (GC),≤20 ppm,22 %,1.318-1.322 g/mL at 25 °C,puriss.,meets analytical specification of Ph. Eur., NF,~25 mg/L amylene as stabilizer,residual solvents, complies,39.8-40 °C(lit.),−97 °C(lit.),2.9 (vs air),1223 °F,complies for appearance of solution,chloride (Cl - ): ≤3 mg/kg,n 20/D 1.423-1.425,24.45 psi ( 55 °C)
Diethyl ether,puriss., meets analytical specification of Ph. Eur., BP, ≥99.5% (GC),(CH,1696894,200-467-2,MFCD00011646,24854399 | 24004 | 60-29-7 | Sigma-Aldrich | 二乙醚 |  | ≥99.5% (GC),320 °F,34.6 °C(lit.),−116 °C(lit.),0.706 g/mL at 25 °C(lit.) | Diethyl Ether , Multi-Compendial , Solvent by Type , Solvent by Application , Solvents |  | ≤0.2% water (Karl Fischer),puriss.,meets analytical specification of Ph. Eur., BP,~5 mg/L 2,6-di- tert. -butyl-4-methylphenol as stabilizer,36.5 %,n 20/D 1.3530(lit.) | , |  |  | ≤0.2% water (Karl Fischer),≥99.5% (GC),0.706 g/mL at 25 °C(lit.),puriss.,meets analytical specification of Ph. Eur., BP,~5 mg/L 2,6-di- tert. -butyl-4-methylphenol as stabilizer,acidic reac. Impurities, in accordance,34.6 °C(lit.),−116 °C(lit.),2.6 (vs air),320 °F,36.5 %,n 20/D 1.3530(lit.)
,190 proof, meets USP testing specifications,CH,,200-578-6,MFCD00003568,24872842 | 493538 | 64-17-5 | Sigma-Aldrich | Ethyl alcohol, Pure | (PDF) | ,,78.3 °C,-114 °C, | Ethanol (Ethyl Alcohol) , Ethanol (Tax-Paid) , Multi-Compendial , Solvent by Type , Solvent by Application , Solvents |  | λ: 340 nm A max : 0.1,≤0.0025%,USP/NF,in H 2 O,meets USP testing specifications,λ: 240 nm A max : 0.40,190 proof | , |  |  | λ: 340 nm A max : 0.1,≤0.0025%,USP/NF,in H 2 O,78.3 °C,-114 °C,meets USP testing specifications,λ: 240 nm A max : 0.40,190 proof
1,2-Dichlorobenzene,for extraction analysis, Reag. Ph. Eur., ≥99% (GC),C,606078,202-425-9,MFCD00000535,24859981 | 33160 | 95-50-1 | Fluka | 1,2-二氯苯 |  | ≥99% (GC),1198 °F,178-180 °C(lit.),−18-−17 °C(lit.),1.306 g/mL at 25 °C(lit.) | Multi-Compendial , Reagents for Extraction Analysis , Solvent by Application , Solvents , 分析/色谱 , 分析试剂 , 特定应用试剂 | 1.2 mmHg ( 20 °C) | n 20/D 1.5510-1.5520,Reag. Ph. Eur.,Fe: ≤1 mg/kg,≤0.001% (as SO 4 ),chloride (Cl - ): ≤1 mg/kg,n 20/D 1.551(lit.),9.2 % | , |  |  | n 20/D 1.5510-1.5520,≥99% (GC),9.2 %,1.306 g/mL at 25 °C(lit.),Reag. Ph. Eur.,1.2 mmHg ( 20 °C),Fe: ≤1 mg/kg,≤0.0001% heavy metals (as Pb),178-180 °C(lit.),−18-−17 °C(lit.),5.1 (vs air),1198 °F,chloride (Cl - ): ≤1 mg/kg,n 20/D 1.551(lit.),≤0.001% (as SO 4 )
Dimethyl sulfoxide,tested according to Ph.Eur.,(CH,506008,200-664-3,MFCD00002089,24864495 | 39291 | 67-68-5 | Fluka | 二甲基亚砜 | (PDF) | ,573 °F,189 °C(lit.),16-19 °C(lit.),1.10 g/mL(lit.) | Dimethyl Sulfoxide (DMSO) , Multi-Compendial , Solvent by Type , Solvent by Application , Solvents | 0.42 mmHg ( 20 °C) | testing conforms to Pharmacopeia,n 20/D 1.479(lit.),42 %, 63 °F | , |  |  | 1.10 g/mL(lit.),testing conforms to Pharmacopeia,189 °C(lit.),16-19 °C(lit.),2.7 (vs air),573 °F,42 %, 63 °F,n 20/D 1.479(lit.),0.42 mmHg ( 20 °C)
Isopropyl alcohol,meets USP testing specifications,(CH,635639,200-661-7,MFCD00011674,24896150 | I9030 | 67-63-0 | Sigma-Aldrich | 异丙醇 | (PDF) | ,750 °F,82 °C(lit.),−89.5 °C(lit.),0.785 g/mL at 25 °C(lit.) | 2-Propanol (Isopropanol) , Multi-Compendial , Pharmacopoeia , Pharmacopoeia A-Z , Pharmacopoeial Organics , Solvent by Type , Solvent by Application , Solvents , 分析/色谱 | 33 mmHg ( 20 °C) | 44 mmHg ( 25 °C),n 20/D 1.377(lit.),2 %,meets USP testing specifications | , |  |  | 44 mmHg ( 25 °C),0.785 g/mL at 25 °C(lit.),82 °C(lit.),−89.5 °C(lit.),2.1 (vs air),750 °F,meets USP testing specifications,33 mmHg ( 20 °C),n 20/D 1.377(lit.),2 %
,200 proof, meets USP testing specifications,CH,,200-578-6,MFCD00003568,24872843 | 493546 | 64-17-5 | Sigma-Aldrich | Ethyl alcohol, Pure | (PDF) | ,,78.3 °C,-114 °C, | Ethanol (Ethyl Alcohol) , Ethanol (Tax-Paid) , Multi-Compendial , Other Biochemical , Phytochemicals by Chemical Classification , Solvent by Type , Solvent by Application , Solvents , 细胞生物学 , 营养研究 |  | λ: 340 nm A max : 0.10,≤0.0025%,ACS reagent (Traceable to ACS product listing.),in H 2 O,meets USP testing specifications,λ: 240 nm A max : 0.40,200 proof | , |  |  | λ: 340 nm A max : 0.10,≤0.0025%,ACS reagent (Traceable to ACS product listing.),in H 2 O,78.3 °C,-114 °C,meets USP testing specifications,λ: 240 nm A max : 0.40,200 proof
Acetone,ACS reagent, ≥99.5%,CH,635680,200-662-2,MFCD00008765,24850797 | 179124 | 67-64-1 | Sigma-Aldrich | 丙酮 | (PDF),39021201 | ≥99.5%,,56 °C/760 mmHg(lit.),−94 °C(lit.),0.791 g/mL at 25 °C(lit.) | ACS Grade , ACS Grade Solvents , ACS and Reagent Grade Solvents , Acetone , Amber Glass Bottles , Carbon Steel Flex-Spout Cans , Core Bioreagents , Life Science Reagents for DNA/RNA Electrophoresis , Life Science Reagents for Protein Electrophoresis , Research Essentials , Semi-Bulk Solvents , Solvent by Type , Solvent Bottles , Solvent Packaging Options , Solvent by Application , Solvents | 184 mmHg ( 20 °C) | ≤0.5% water,≤0.001%,ACS reagent,APHA: ≤10,13.2 %,n 20/D 1.359(lit.) | , |  |  | ≤0.5% water,≥99.5%,≤0.001%,0.791 g/mL at 25 °C(lit.),ACS reagent,≤0.0003 meq/g Titr. acid,APHA: ≤10,56 °C/760 mmHg(lit.),−94 °C(lit.),2 (vs air),184 mmHg ( 20 °C),n 20/D 1.359(lit.),13.2 %
Acetone,ACS reagent, ≥99.5%,CH,635680,200-662-2,MFCD00008765,24859249 | 320110 | 67-64-1 | Sigma-Aldrich | 丙酮 | (PDF) | ≥99.5%,,56 °C/760 mmHg(lit.),−94 °C(lit.),0.791 g/mL at 25 °C(lit.) | ACS Grade , ACS Grade Solvents , ACS and Reagent Grade Solvents , Acetone , PVC Coated Bottles , Solvent by Type , Solvent Bottles , Solvent Packaging Options , Solvent by Application , Solvents | 184 mmHg ( 20 °C) | ≤0.5% water,≤0.001%,ACS reagent,APHA: ≤10,13.2 %,n 20/D 1.359(lit.) | , |  |  | ≤0.5% water,≥99.5%,≤0.001%,0.791 g/mL at 25 °C(lit.),ACS reagent,≤0.0003 meq/g Titr. acid,APHA: ≤10,56 °C/760 mmHg(lit.),−94 °C(lit.),2 (vs air),184 mmHg ( 20 °C),n 20/D 1.359(lit.),13.2 %
Acetone,puriss. p.a., ACS reagent, reag. ISO, reag. Ph. Eur., ≥99.5% (GC),CH,635680,200-662-2,MFCD00008765,24859286 | 32201 | 67-64-1 | Sigma-Aldrich | 丙酮 | 39021201 | ≥99.5% (GC),,56 °C/760 mmHg(lit.),−94 °C(lit.),0.791 g/mL at 25 °C(lit.) | A-B, Puriss p.a. ACS , Acetone , Analytical Reagents for General Use , Plastic Bottles , Puriss p.a. ACS , Solvent by Type , Solvent Bottles , Solvent Packaging Options , Solvents , 分析/色谱 , 分析试剂 | 184 mmHg ( 20 °C) | puriss. p.a.,Zn: ≤0.05 ppm,13.2 %,n 20/D 1.3580-1.3600,Al: ≤0.5 ppm | , |  |  | Zn: ≤0.05 ppm,≥99.5% (GC),0.791 g/mL at 25 °C(lit.),puriss. p.a.,Al: ≤0.5 ppm,≤0.0002% KMnO 4 red. matter (as O),56 °C/760 mmHg(lit.),−94 °C(lit.),2 (vs air),184 mmHg ( 20 °C),n 20/D 1.3580-1.3600,13.2 %
Acetone,CHROMASOLV ® , for HPLC, ≥99.9%,CH,635680,200-662-2,MFCD00008765,24856392 | 270725 | 67-64-1 | Sigma-Aldrich | 丙酮 | (PDF),39021201 | ≥99.9%,,56 °C/760 mmHg(lit.),−94 °C(lit.),0.791 g/mL at 25 °C(lit.) | Acetone , Amber Glass Bottles , CHROMASOLV for HPLC , Chromatography Reagents & Solvents , HPLC & UHPLC Solvents (CHROMASOLV) , HPLC Grade Solvents (CHROMASOLV) , HPLC/UHPLC Solvents (CHROMASOLV) , Products , Returnable Containers , Solvent by Type , Solvent Bottles , Solvent Packaging Options , Solvent by Application , Solvents , 分析/色谱 , 分析试剂 | 184 mmHg ( 20 °C) | λ: 400 nm A max : 0.01,≤0.0002%,CHROMASOLV ®,glass distillation,13.2 %,n 20/D 1.359(lit.),λ: 330 nm A max : 1.00 | , |  |  | λ: 400 nm A max : 0.01,≥99.9%,≤0.0002%,13.2 %,0.791 g/mL at 25 °C(lit.),CHROMASOLV ®,≤0.5% water,56 °C/760 mmHg(lit.),−94 °C(lit.),2 (vs air),glass distillation,λ: 330 nm A max : 1.00,n 20/D 1.359(lit.),184 mmHg ( 20 °C)
Acetone,for analysis of dioxins, furans and PCB, ≥99.8%,CH,635680,200-662-2,MFCD00008765, | 31062 | 67-64-1 | Fluka | 丙酮 |  | ≥99.8% (GC),,56 °C/760 mmHg(lit.),−94 °C(lit.),0.791 g/mL at 25 °C(lit.) | 3-MCPD , Acetone , Acrylamide , Adulterants , Allergens , Benzene , Beverage Testing , Bisphenol A (BPA), BADGE, BFDGE, and NOGE , Chromatography Reagents & Solvents , Derivatization of Fatty Acids to FAMEs , Dioxins/Furans/PCBs , Disinfection Product Residues and Solvents , Edible Oils , Essential Oils , FAMEs by Boiling Point Elution , FAMEs by Degree of Unsaturation , Fats (fatty acids, FAMEs, glycerides), Edible Oils, Sterols , Flavors & Fragrances , Fractionation of FAMEs Using Silver-Ion SPE , Free Fatty Acids , Furans , GC Solvents , Honey , Melamine , Mono-, Di-, and Triglycerides , Nitrosamines , Non-Nutritional Ingredients and Additives , Nutritional (other than carbohydrates, fats, proteins) , Omega 3 and Omega 6 FAMEs , Organic Acids , PAHs , Pesticide and Metabolite Residues , Phthalate Esters , Processing/Packaging Contaminants , Solvent by Type , Solvent by Application , Solvents , Solvents for GC applications , Sterols , Toxins (other than pesticide/drug residues) , Veterinary Drug Residues , cis/trans FAME Isomers , 分析/色谱 , 分析试剂 , 应用 , 食品和饮料分析 | 184 mmHg ( 20 °C) | for analysis of dioxins, furans and PCB,≤0.2% water (Karl Fischer),13.2 %,n 20/D 1.359(lit.),passes test for GC-MS of dioxins, furans, PCBs | , |  |  | ≤0.2% water (Karl Fischer),≥99.8% (GC),0.791 g/mL at 25 °C(lit.),for analysis of dioxins, furans and PCB,≤0.0005% non-volatile matter,56 °C/760 mmHg(lit.),−94 °C(lit.),2 (vs air),passes test for GC-MS of dioxins, furans, PCBs,184 mmHg ( 20 °C),n 20/D 1.359(lit.),13.2 %
Acetone,CHROMASOLV ® Plus, for HPLC, ≥99.9%,CH,635680,200-662-2,MFCD00008765,24883758 | 650501 | 67-64-1 | Sigma-Aldrich | 丙酮 | (PDF),39021201 | ≥99.9%,,56 °C/760 mmHg(lit.),−94 °C(lit.),0.791 g/mL at 25 °C(lit.) | Acetone , Amber Glass Bottles , CHROMASOLV Plus , Chromatography Reagents & Solvents , HPLC & UHPLC Solvents (CHROMASOLV) , HPLC Plus Grade Solvents (CHROMASOLV) , HPLC/UHPLC Solvents (CHROMASOLV) , Solvent by Type , Solvent Bottles , Solvent Packaging Options , Solvent by Application , Solvents , 分析/色谱 , 分析试剂 | 184 mmHg ( 20 °C) | λ: 375-400 nm A max : 0.005,≤0.0003%,CHROMASOLV ® Plus,H 2 O reference,<10 ng/L (as heptachlor epoxide),λ: 330 nm A max : 1.0,n 20/D 1.359(lit.),13.2 % | , |  |  | λ: 375-400 nm A max : 0.005,≥99.9%,≤0.0003%,13.2 %,0.791 g/mL at 25 °C(lit.),CHROMASOLV ® Plus,≤0.5% water,56 °C/760 mmHg(lit.),<10 ng/L (as heptachlor epoxide),2 (vs air),184 mmHg ( 20 °C),H 2 O reference,n 20/D 1.359(lit.),λ: 330 nm A max : 1.0,−94 °C(lit.)
Acetone,CHROMASOLV ® , for HPLC, ≥99.8%,CH,635680,200-662-2,MFCD00008765,24861579 | 34850 | 67-64-1 | Sigma-Aldrich | 丙酮 | (PDF),39021201 | ≥99.8%,,56 °C/760 mmHg(lit.),−94 °C(lit.),0.791 g/mL at 25 °C(lit.) | Acetone , Chromatography Reagents & Solvents , HPLC & UHPLC Solvents (CHROMASOLV) , HPLC Grade Solvents (CHROMASOLV) , HPLC/UHPLC Solvents (CHROMASOLV) , Solvent by Type , Solvent by Application , Solvents , 分析/色谱 , 分析试剂 | 184 mmHg ( 20 °C) | CHROMASOLV ®,350 nm, ≥98%,13.2 %,n 20/D 1.359(lit.),330 nm, ≥15% | , |  |  | 350 nm, ≥98%,330 nm, ≥15%,≥99.8%,0.791 g/mL at 25 °C(lit.),CHROMASOLV ®,≤0.0005% non-volatile matter,56 °C/760 mmHg(lit.),−94 °C(lit.),2 (vs air),184 mmHg ( 20 °C),n 20/D 1.359(lit.),13.2 %
Acetone,CHROMASOLV ® , for HPLC, ≥99.9%,CH,635680,200-662-2,MFCD00008765,24867325 | 439126 | 67-64-1 | Sigma-Aldrich | 丙酮 | (PDF) | ≥99.9%,,56 °C/760 mmHg(lit.),−94 °C(lit.),0.791 g/mL at 25 °C(lit.) | Acetone , CHROMASOLV for HPLC , Chromatography Reagents & Solvents , Composite Drums , Drums Product Line , HPLC & UHPLC Solvents (CHROMASOLV) , HPLC Grade Solvents (CHROMASOLV) , HPLC/UHPLC Solvents (CHROMASOLV) , NOWPak Products , Semi-Bulk Solvents , Solvent by Type , Solvent Packaging Options , Solvent by Application , Solvents , VerSA-Flow Products , 分析/色谱 , 分析试剂 | 184 mmHg ( 20 °C) | λ: 400 nm A max : 0.01,<0.0002%,CHROMASOLV ®,H 2 O reference,λ: 330 nm A max : 1.00,n 20/D 1.359(lit.),13.2 % | , |  |  | λ: 400 nm A max : 0.01,≥99.9%,<0.0002%,13.2 %,0.791 g/mL at 25 °C(lit.),CHROMASOLV ®,≤0.5% water,56 °C/760 mmHg(lit.),−94 °C(lit.),2 (vs air),184 mmHg ( 20 °C),H 2 O reference,n 20/D 1.359(lit.),λ: 330 nm A max : 1.00
Acetone,Laboratory Reagent, ≥99.5%,CH,635680,200-662-2,MFCD00008765,24850839 | 179973 | 67-64-1 | Sigma-Aldrich | 丙酮 | (PDF),39021201 | ≥99.5%,,56 °C/760 mmHg(lit.),−94 °C(lit.),0.791 g/mL at 25 °C(lit.) | ReagentPlus , ReagentPlus Solvent Grade Products , ACS and Reagent Grade Solvents , Acetone , Amber Glass Bottles , Carbon Steel Flex-Spout Cans , Ephedra sinica , Humulus lupulus (Hops) , Phytochemicals by Plant (Food/Spice/Herb) , Reagent , Semi-Bulk Solvents , Solvent by Type , Solvent Bottles , Solvent Packaging Options , Solvent by Application , Solvents , Zingiber officinale (Ginger) , 细胞生物学 , 营养研究 | 184 mmHg ( 20 °C) | Laboratory Reagent,13.2 %,n 20/D 1.359(lit.),≤0.002% | , |  |  | ≥99.5%,≤0.002%,0.791 g/mL at 25 °C(lit.),Laboratory Reagent,≤0.5% water,56 °C/760 mmHg(lit.),−94 °C(lit.),2 (vs air),184 mmHg ( 20 °C),n 20/D 1.359(lit.),13.2 %
Acetone,tested according to Ph.Eur.,CH,635680,200-662-2,MFCD00008765, | 00580 | 67-64-1 | Fluka | 丙酮 | (PDF) | ,,56 °C/760 mmHg(lit.),−94 °C(lit.),0.791 g/mL at 25 °C(lit.) | Acetone , Pharmacopoeia , Pharmacopoeia A-Z , Solvent by Type , Solvents , 分析/色谱 | 184 mmHg ( 20 °C) | testing conforms to Pharmacopeia,n 20/D 1.359(lit.),13.2 % | , |  |  | 0.791 g/mL at 25 °C(lit.),testing conforms to Pharmacopeia,56 °C/760 mmHg(lit.),−94 °C(lit.),2 (vs air),13.2 %,n 20/D 1.359(lit.),184 mmHg ( 20 °C)
Acetone,for HPLC,CH,635680,200-662-2,MFCD00008765, | 01-0520 | 67-64-1 | SAJ | 丙酮 |  | ,,56 °C/760 mmHg(lit.),−94 °C(lit.),0.791 g/mL at 25 °C(lit.) | Acetone , Lipid , Metabolic Pathways , Metabolites and Cofactors on the Metabolic Pathways Chart , Solvent by Type , Solvent by Application , Solvents , Spectrophotometric Solvents , Spectroscopy Solvents (IR, NMR, UV/Vis) , 代谢组学 , 细胞生物学 | 184 mmHg ( 20 °C) | for HPLC,13.2 %,n 20/D 1.359(lit.),available only in Japan | , |  |  | 13.2 %,0.791 g/mL at 25 °C(lit.),for HPLC,56 °C/760 mmHg(lit.),−94 °C(lit.),2 (vs air),184 mmHg ( 20 °C),n 20/D 1.359(lit.),available only in Japan
Acetone,for residue analysis, suitable for 5000 per JIS,CH,635680,,MFCD00008765, | 01-0494 | 67-64-1 | SAJ | 丙酮 |  | ,,56 °C/760 mmHg(lit.),−94 °C(lit.),0.791 g/mL at 25 °C(lit.) | Acetone , Lipid , Metabolic Pathways , Metabolites and Cofactors on the Metabolic Pathways Chart , Residue Analysis (Japan only) , Solvent by Type , Solvent by Application , Solvents , Solvents by Special Grades (Japan Customers Only) , 代谢组学 , 细胞生物学 | 184 mmHg ( 20 °C) | for residue analysis,n 20/D 1.359(lit.),13.2 %,suitable for 5000 per JIS,available only in Japan | , |  |  | 13.2 %,0.791 g/mL at 25 °C(lit.),for residue analysis,56 °C/760 mmHg(lit.),−94 °C(lit.),2 (vs air),suitable for 5000 per JIS,184 mmHg ( 20 °C),n 20/D 1.359(lit.),available only in Japan
Acetone,suitable for determination of dioxins,CH,635680,200-662-2,MFCD00008765, | 01-0475 | 67-64-1 | SAJ | 丙酮 |  | ,,56 °C/760 mmHg(lit.),−94 °C(lit.),0.791 g/mL at 25 °C(lit.) | Acetone , Lipid , Metabolic Pathways , Metabolites and Cofactors on the Metabolic Pathways Chart , Solvent by Type , Solvents , 代谢组学 , 细胞生物学 | 184 mmHg ( 20 °C) | n 20/D 1.359(lit.),13.2 %,suitable for determination of dioxins,available only in Japan | , |  |  | 13.2 %,0.791 g/mL at 25 °C(lit.),suitable for determination of dioxins,−94 °C(lit.),2 (vs air),56 °C/760 mmHg(lit.),184 mmHg ( 20 °C),n 20/D 1.359(lit.),available only in Japan
Acetonitrile,ACS reagent, ≥99.5%,CH,741857,200-835-2,MFCD00001878,24862160 | 360457 | 75-05-8 | Sigma-Aldrich | 乙腈 | (PDF),39031501 | ≥99.5%,973 °F,81-82 °C(lit.),−48 °C(lit.),0.786 g/mL at 25 °C(lit.) | ACS Grade , ACS Grade Solvents , ACS and Reagent Grade Solvents , Acetonitrile and Acetonitrile Solutions , Amber Glass Bottles , Carbon Steel Flex-Spout Cans , Core Bioreagents , Life Science Reagents for Protein Electrophoresis , Research Essentials , Semi-Bulk Solvents , Solvent by Type , Solvent Bottles , Solvent Packaging Options , Solvent by Application , Solvents | 72.8 mmHg ( 20 °C) | ≤8 μeq/g Titr. acid,≤0.005%,ACS reagent,APHA: ≤10,16 %,n 20/D 1.344(lit.) | , |  |  | ≤8 μeq/g Titr. acid,≥99.5%,≤0.005%,0.786 g/mL at 25 °C(lit.),ACS reagent,≤0.3% water,APHA: ≤10,81-82 °C(lit.),−48 °C(lit.),1.41 (vs air),973 °F,72.8 mmHg ( 20 °C),n 20/D 1.344(lit.),16 %
Acetonitrile,≥99.5%, ACS reagent,CH,741857,200-835-2,MFCD00001878,24867381 | 437557 | 75-05-8 | Sigma-Aldrich | 乙腈 | (PDF) | ≥99.5%,973 °F,81-82 °C(lit.),−48 °C(lit.),0.786 g/mL at 25 °C(lit.) | ACS Grade , ACS Grade Solvents , ACS and Reagent Grade Solvents , Acetonitrile and Acetonitrile Solutions , PVC Coated Bottles , Solvent by Type , Solvent Bottles , Solvent Packaging Options , Solvent by Application , Solvents | 72.8 mmHg ( 20 °C) | ≤8 μeq/g Titr. acid,≤0.005%,ACS reagent,APHA: ≤10,16 %,n 20/D 1.344(lit.) | , |  |  | ≤8 μeq/g Titr. acid,≥99.5%,≤0.005%,0.786 g/mL at 25 °C(lit.),ACS reagent,≤0.3% water,APHA: ≤10,81-82 °C(lit.),−48 °C(lit.),1.41 (vs air),973 °F,72.8 mmHg ( 20 °C),n 20/D 1.344(lit.),16 %
Acetonitrile,NMR CHROMASOLV ® , for LC-NMR, ≥99.9% (GC),CH,741857,200-835-2,MFCD00001878,24861684 | 34955 | 75-05-8 | Fluka | 乙腈 | 39031501 | ≥99.9% (GC),973 °F,81-82 °C(lit.),−48 °C(lit.),0.786 g/mL at 25 °C(lit.) | Acetonitrile and Acetonitrile Solutions , Chromatography Reagents & Solvents , HPLC/UHPLC Solvents (CHROMASOLV) , LC-NMR Grade Solvents (CHROMASOLV) , LC-NMR Solvents (CHROMASOLV) , Solvent by Type , Solvent by Application , Solvents , 分析/色谱 , 分析试剂 | 72.8 mmHg ( 20 °C) | NMR CHROMASOLV ®,passes test for suitability for LC-NMR,16 %,n 20/D 1.344(lit.),passes test for identity (NMR) | , |  |  | passes test for suitability for LC-NMR,≥99.9% (GC),0.786 g/mL at 25 °C(lit.),NMR CHROMASOLV ®,≤0.0001% free alkali (as NH 3 ),81-82 °C(lit.),−48 °C(lit.),1.41 (vs air),973 °F,passes test for identity (NMR),72.8 mmHg ( 20 °C),n 20/D 1.344(lit.),16 %
Acetonitrile,AMD CHROMASOLV ® , ≥99.9%,CH,741857,200-835-2,MFCD00001878,24861485 | 34896 | 75-05-8 | Sigma-Aldrich | 乙腈 | 39031501 | ≥99.9% (GC),973 °F,81-82 °C(lit.),−48 °C(lit.),0.786 g/mL at 25 °C(lit.) | Acetonitrile and Acetonitrile Solutions , Chromatography Reagents & Solvents , HPLC & UHPLC Solvents (CHROMASOLV) , HPLC Grade Solvents (CHROMASOLV) , HPLC/UHPLC Solvents (CHROMASOLV) , Solvent by Type , Solvent by Application , Solvents , 分析/色谱 , 分析试剂 | 72.8 mmHg ( 20 °C) | 230 nm, ≥99%,195 nm, ≥75%,≤15 mAU baseline drift, (210 nm),AMD CHROMASOLV ®,HPLC-gradient /210 nm ≤3 mAU,passes test for AMD technique,16 %,n 20/D 1.344(lit.) | , |  |  | 230 nm, ≥99%,195 nm, ≥75%,≥99.9% (GC),0.786 g/mL at 25 °C(lit.),AMD CHROMASOLV ®,HPLC-gradient /210 nm ≤3 mAU,≤15 mAU baseline drift, (210 nm),≤0.0001% free alkali (as NH 3 ),81-82 °C(lit.),−48 °C(lit.),1.41 (vs air),973 °F,passes test for AMD technique,72.8 mmHg ( 20 °C),n 20/D 1.344(lit.),16 %
Acetonitrile,LC-MS CHROMASOLV ®,CH,741857,200-835-2,MFCD00001878,24861698 | 34967 | 75-05-8 | Fluka | 乙腈 | (PDF),39031501 | ≥99.9%,973 °F,81-82 °C(lit.),−48 °C(lit.),0.786 g/mL at 25 °C(lit.) | 3-MCPD , Acetonitrile and Acetonitrile Solutions , Acrylamide , Adulterants , Allergens , Amber Glass Bottles , Amino Acids , Artificial Sweeteners , Beverage Testing , Bisphenol A (BPA), BADGE, BFDGE, and NOGE , CHROMASOLV LC-MS , Chromatography Reagents & Solvents , Fats (fatty acids, FAMEs, glycerides), Edible Oils, Sterols , Food Dyes , HPLC Solvents , HPLC/UHPLC Solvents (CHROMASOLV) , HybridSPE-Phospholipid Technology , LC-MS Grade Solvents and Blends (CHROMASOLV) , LC-MS Solvents , LC-MS Solvents & Reagents (CHROMASOLV) , Melamine , Mono-, Di-, and Triglycerides , Mycotoxins , Non-Nutritional Ingredients and Additives , Nucleotides and Nucleosides , Nutraceuticals/Antioxidan ts , Nutritional (other than carbohydrates, fats, proteins) , Organic Acids , PAHs , PFOA and PFOS , Peptides , Perchlorate , Pesticide and Metabolite Residues , Phycotoxins , Phytochemicals , Precipitation Solvents, Blends, Additives , Preservatives , Processing/Packaging Contaminants , Proteins , Proteins (amino acids, peptides, proteins, nitrogen) , Sample Preparation & Purification , Semicarbazide , Solid Phase Extraction (SPE) , Solvent by Type , Solvent Bottles , Solvent Packaging Options , Solvent by Application , Solvents , Solvents and Solutions for Mass Spectrometry , Spices , Toxins (other than pesticide/drug residues) , Veterinary Drug Residues , Vitamins, Co-Factors, and Enzymes , 分子生物学 , 分析/色谱 , 分析试剂 , 应用 , 碳水化合物（糖，糖化物），膳食纤维 , 糖和糖类化合物 , 蛋白质组学 , 质谱 , 食品和饮料分析 | 72.8 mmHg ( 20 °C) | HPLC-gradient /254 nm ≤0.2 mAU,195 nm, ≥80%,≤12 mAU baseline drift, (210 nm),LC-MS CHROMASOLV ®,HPLC-gradient /210 nm ≤1 mAU,Ag: ≤0.1 mg/kg,in accordance for suitability for LC-MS,16 %,limited shelf life, expiry date on the label,n 20/D 1.344(lit.) | , |  |  | HPLC-gradient /254 nm ≤0.2 mAU,195 nm, ≥80%,≥99.9%,0.786 g/mL at 25 °C(lit.),LC-MS CHROMASOLV ®,HPLC-gradient /210 nm ≤1 mAU,Ag: ≤0.1 mg/kg,≤12 mAU baseline drift, (210 nm),≤0.001% free acid (as CH 3 COOH),81-82 °C(lit.),−48 °C(lit.),1.41 (vs air),973 °F,in accordance for suitability for LC-MS,72.8 mmHg ( 20 °C),limited shelf life, expiry date on the label,n 20/D 1.344(lit.),16 %
Acetonitrile,Trace SELECT ® , for metal speciation analysis, ≥99.9%,CH,741857,200-835-2,MFCD00001878, | 01324 | 75-05-8 | Fluka | 乙腈 | 39031501 | ≥99.9%,973 °F,81-82 °C(lit.),−48 °C(lit.),0.786 g/mL at 25 °C(lit.) | Acetonitrile and Acetonitrile Solutions , Chromatography Reagents & Solvents , GC Solvents , GC-MS Solvents , Heavy Metals , High Purity Solvents for Direct Dissolution and Inorganic Trace Analysis , ICP-OES/-MS , Reagents for Inorganic Trace Analysis , Solvent by Type , Solvent by Application , Solvents , Solvents for LC-ICP-MS , Solvents for Metal Speciation Analysis , Solvents for Speciation Analysis (LC-ICP-MS) , Spectroscopy , Toxins (other than pesticide/drug residues) , Trace Analysis Reagents & Solvents , 分析/色谱 , 分析试剂 , 应用 , 食品和饮料分析 | 72.8 mmHg ( 20 °C) | 195 nm, ≥80%,Zr: ≤0.5 μg/kg,Trace SELECT ®,for metal speciation analysis,Ag: ≤0.5 μg/kg,16 %,n 20/D 1.344(lit.),bromide (Br - ): ≤10 μg/kg | , |  |  | 195 nm, ≥80%,Zr: ≤0.5 μg/kg,≥99.9%,16 %,0.786 g/mL at 25 °C(lit.),Trace SELECT ®,for metal speciation analysis,Ag: ≤0.5 μg/kg,≤0.01% water (Karl Fischer),81-82 °C(lit.),−48 °C(lit.),1.41 (vs air),973 °F,bromide (Br - ): ≤10 μg/kg,n 20/D 1.344(lit.),72.8 mmHg ( 20 °C)
Acetonitrile,CHROMASOLV ® Plus, for HPLC, ≥99.9%,CH,741857,200-835-2,MFCD00001878,24861719 | 34998 | 75-05-8 | Sigma-Aldrich | 乙腈 | (PDF),39031501 | ≥99.9%,973 °F,81-82 °C(lit.),−48 °C(lit.),0.786 g/mL at 25 °C(lit.) | 3-MCPD , Acetonitrile and Acetonitrile Solutions , Acrylamide , Adulterants , Allergens , Amino Acids , Artificial Sweeteners , Beverage Testing , Bisphenol A (BPA), BADGE, BFDGE, and NOGE , CHROMASOLV Plus , Chromatography Reagents & Solvents , Fats (fatty acids, FAMEs, glycerides), Edible Oils, Sterols , Food Dyes , HPLC & UHPLC Solvents (CHROMASOLV) , HPLC Plus Grade Solvents (CHROMASOLV) , HPLC Solvents , HPLC/UHPLC Solvents (CHROMASOLV) , Mono-, Di-, and Triglycerides , Mycotoxins , NOWPak Products , Non-Nutritional Ingredients and Additives , Nucleotides and Nucleosides , Nutritional (other than carbohydrates, fats, proteins) , Organic Acids , PAHs , PFOA and PFOS , Peptides , Perchlorate , Phycotoxins , Phytochemicals , Preservatives , Processing/Packaging Contaminants , Products , Proteins , Proteins (amino acids, peptides, proteins, nitrogen) , Returnable Containers , Semi-Bulk Solvents , Semicarbazide , Solvent by Type , Solvent Packaging Options , Solvent by Application , Solvents , Spices , Toxins (other than pesticide/drug residues) , Veterinary Drug Residues , 分析/色谱 , 分析试剂 , 应用 , 碳水化合物（糖，糖化物），膳食纤维 , 糖和糖类化合物 , 食品和饮料分析 | 72.8 mmHg ( 20 °C) | λ: 400 nm A max : ≤0.0044,≤12 mAU baseline drift, (210 nm),CHROMASOLV ® Plus,HPLC-gradient /210 nm ≤1 mAU,H 2 O reference,10 ng/L (as heptachlor epoxide),λ: 195 nm A max : ≤0.10,n 20/D 1.344(lit.),16 % | , |  |  | λ: 400 nm A max : ≤0.0044,72.8 mmHg ( 20 °C),≥99.9%,16 %,0.786 g/mL at 25 °C(lit.),CHROMASOLV ® Plus,HPLC-gradient /210 nm ≤1 mAU,≤0.0001% free alkali (as NH 3 ),81-82 °C(lit.),10 ng/L (as heptachlor epoxide),1.41 (vs air),973 °F,≤12 mAU baseline drift, (210 nm),H 2 O reference,n 20/D 1.344(lit.),λ: 195 nm A max : ≤0.10,−48 °C(lit.)
Acetonitrile,CHROMASOLV ® Plus, for HPLC, ≥99.9%,CH,741857,200-835-2,MFCD00001878,24885279 | 675415 | 75-05-8 | Sigma-Aldrich | 乙腈 | (PDF) | ≥99.9%,525 °F,81-82 °C(lit.),−48 °C(lit.),0.786 g/mL at 25 °C(lit.) | Acetonitrile and Acetonitrile Solutions , Solvent by Type , Solvents | 72.8 mmHg ( 20 °C) | λ: 228 nm A max : ≤0.005,≤0.0002%,CHROMASOLV ® Plus,16 %,n 20/D 1.344(lit.),λ: 195 nm A max : ≤0.10 | , |  |  | λ: 228 nm A max : ≤0.005,≥99.9%,≤0.0002%,16 %,0.786 g/mL at 25 °C(lit.),CHROMASOLV ® Plus,≤0.01% water,81-82 °C(lit.),−48 °C(lit.),1.41 (vs air),525 °F,λ: 195 nm A max : ≤0.10,n 20/D 1.344(lit.),72.8 mmHg ( 20 °C)
Acetonitrile,CHROMASOLV ® gradient grade, for HPLC, ≥99.9%,CH,741857,200-835-2,MFCD00001878,24861580 | 34851 | 75-05-8 | Sigma-Aldrich | 乙腈 | (PDF),39031501 | ≥99.9%,973 °F,81-82 °C(lit.),room temp,0.786 g/mL at 25 °C(lit.) | 3-MCPD , Acetonitrile and Acetonitrile Solutions , Acrylamide , Adulterants , Allergens , Amber Glass Bottles , Amino Acids , Artificial Sweeteners , Beverage Testing , Bisphenol A (BPA), BADGE, BFDGE, and NOGE , CHROMASOLV Gradient , CHROMASOLV Gradient Grade , Chondroitin Testing Essential Reagents , Chondroitin and Chondroitinases , Chromatography Reagents & Solvents , Complex Carbohydrate Analysis , Fats (fatty acids, FAMEs, glycerides), Edible Oils, Sterols , Food Dyes , HPLC & UHPLC Solvents (CHROMASOLV) , HPLC Gradient Grade Solvents (CHROMASOLV) , HPLC Solvents , HPLC/UHPLC Solvents (CHROMASOLV) , Melamine , Mono-, Di-, and Triglycerides , Mycotoxins , Non-Nutritional Ingredients and Additives , Nucleotides and Nucleosides , Nutraceuticals/Antioxidan ts , Nutritional (other than carbohydrates, fats, proteins) , Organic Acids , PAHs , PFOA and PFOS , Peptides , Perchlorate , Pesticide and Metabolite Residues , Phycotoxins , Phytochemicals , Preservatives , Processing/Packaging Contaminants , Products , Proteins , Proteins (amino acids, peptides, proteins, nitrogen) , Reagents for Chondroitin Sulfate Analysis , Returnable Containers , Semicarbazide , Solvent by Type , Solvent Bottles , Solvent Packaging Options , Solvent by Application , Solvents , Spices , Toxins (other than pesticide/drug residues) , Veterinary Drug Residues , Vitamins, Co-Factors, and Enzymes , 分析/色谱 , 分析试剂 , 应用 , 生化试剂 , 碳水化合物（糖，糖化物），膳食纤维 , 糖和糖类化合物 , 酶、抑制剂和底物 , 食品和饮料分析 | 72.8 mmHg ( 20 °C) | λ: 400 nm A max : ≤0.0044,≤15 mAU baseline drift, (210 nm),CHROMASOLV ® gradient grade,HPLC-gradient /210 nm ≤3 mAU,16 %,n 20/D 1.344(lit.),λ: 195 nm A max : ≤0.12 | , |  |  | λ: 400 nm A max : ≤0.0044,≥99.9%,16 %,0.786 g/mL at 25 °C(lit.),CHROMASOLV ® gradient grade,HPLC-gradient /210 nm ≤3 mAU,≤0.0002% free alkali (as NH 3 ),room temp,81-82 °C(lit.),−48 °C(lit.),1.41 (vs air),973 °F,≤15 mAU baseline drift, (210 nm),λ: 195 nm A max : ≤0.12,n 20/D 1.344(lit.),72.8 mmHg ( 20 °C)
Acetonitrile,CHROMASOLV ® (gradient grade +), suitable for PAH analysis, ≥99.9% (GC),CH,741857,200-835-2,MFCD00001878,24844939 | 00683 | 75-05-8 | Fluka | 乙腈 | 39031501,(PDF) | ≥99.9% (GC),973 °F,81-82 °C(lit.),−48 °C(lit.),0.786 g/mL at 25 °C(lit.) | Acetonitrile and Acetonitrile Solutions , Chromatography Reagents & Solvents , HPLC & UHPLC Solvents (CHROMASOLV) , HPLC Gradient Grade Solvents (CHROMASOLV) , Solvent by Type , Solvents , 分析/色谱 , 分析试剂 | 72.8 mmHg ( 20 °C) | λ: 230 nm A max : ≤0.005,≤0.001%,CHROMASOLV ® (gradient grade +),absorption /210 nm <1.5 mAU,1 cm path, H 2 O reference,λ: 200 nm A max : ≤0.04,limited shelf life, expiry date on the label,n 20/D 1.344(lit.),16 % | , |  |  | λ: 230 nm A max : ≤0.005,72.8 mmHg ( 20 °C),≥99.9% (GC),≤0.001%,16 %,0.786 g/mL at 25 °C(lit.),CHROMASOLV ® (gradient grade +),absorption /210 nm <1.5 mAU,≤0.0005% free alkali (as NH 3 ),81-82 °C(lit.),−48 °C(lit.),1.41 (vs air),973 °F,1 cm path, H 2 O reference,limited shelf life, expiry date on the label,n 20/D 1.344(lit.),λ: 200 nm A max : ≤0.04
Acetonitrile,CHROMASOLV ® gradient grade, for HPLC, ≥99.9%,CH,741857,200-835-2,MFCD00001878,24867326 | 439134 | 75-05-8 | Sigma-Aldrich | 乙腈 | (PDF) | ≥99.9%,973 °F,81-82 °C(lit.),−48 °C(lit.),0.786 g/mL at 25 °C(lit.) | Acetonitrile and Acetonitrile Solutions , CHROMASOLV Gradient , Composite Drums , Drums Product Line , HPLC Gradient Grade Solvents (CHROMASOLV) , HPLC/UHPLC Solvents (CHROMASOLV) , NOWPak Products , PVC Coated Bottles , Semi-Bulk Solvents , Solvent by Type , Solvent Bottles , Solvent Packaging Options , Solvent by Application , Solvents , VerSA-Flow Products | 72.8 mmHg ( 20 °C) | λ: 230 nm A max : ≤0.0044,<0.0002%,CHROMASOLV ® gradient grade,≤15 mAU,H 2 O reference,≤0.5 mAU (@254 nm),sub-micron filtration,λ: 195 nm A max : ≤0.12,n 20/D 1.344(lit.),16 % | , |  |  | λ: 230 nm A max : ≤0.0044,72.8 mmHg ( 20 °C),≥99.9%,<0.0002%,16 %,0.786 g/mL at 25 °C(lit.),CHROMASOLV ® gradient grade,≤15 mAU,≤0.0002% free alkali (as NH 3 ),81-82 °C(lit.),≤0.5 mAU (@254 nm),1.41 (vs air),973 °F,sub-micron filtration,H 2 O reference,n 20/D 1.344(lit.),λ: 195 nm A max : ≤0.12,−48 °C(lit.)
Acetonitrile solution,contains 0.1 % (v/v) formic acid, for HPLC,CH,4124158,200-835-2,MFCD00001878,24880545 | 576956 | 75-05-8 | Sigma-Aldrich | 乙腈 溶液 | (PDF) | ,,,,0.782 g/mL at 25 °C | Acetonitrile and Acetonitrile Solutions , Amber Glass Bottles , Blends - CHROMASOLV for HPLC , Blends- CHROMASOLV for HPLC , Chromatography Reagents & Solvents , HPLC & UHPLC Solvents (CHROMASOLV) , HPLC Grade Solvents (CHROMASOLV) , HPLC/UHPLC Solvents (CHROMASOLV) , Pre-Blended Mobile Phase Solvents , Products , Returnable Containers , Semi-Bulk Solvents , Solvent by Type , Solvent Bottles , Solvent Packaging Options , Solvent by Application , Solvents , VerSA-Flow Products , 分析/色谱 , 分析试剂 |  | for HPLC,0.1 % (v/v) formic acid | , |  |  | for HPLC,0.1 % (v/v) formic acid,0.782 g/mL at 25 °C
Acetonitrile solution,contains 0.1 % (v/v) trifluoroacetic acid, for HPLC,CH,4124158,200-835-2,MFCD00001878,24880756 | 574732 | 75-05-8 | Sigma-Aldrich | 乙腈 溶液 | (PDF) | ,,,,0.782 g/mL at 25 °C | Acetonitrile and Acetonitrile Solutions , Amber Glass Bottles , Blends - CHROMASOLV for HPLC , Blends- CHROMASOLV for HPLC , Chromatography Reagents & Solvents , Composite Drums , Drums Product Line , HPLC & UHPLC Solvents (CHROMASOLV) , HPLC Grade Solvents (CHROMASOLV) , HPLC/UHPLC Solvents (CHROMASOLV) , NOWPak Products , Pre-Blended Mobile Phase Solvents , Products , Returnable Containers , Semi-Bulk Solvents , Solvent by Type , Solvent Bottles , Solvent Packaging Options , Solvent by Application , Solvents , VerSA-Flow Products , 分析/色谱 , 分析试剂 |  | for HPLC,0.1 % (v/v) trifluoroacetic acid | , |  |  | for HPLC,0.1 % (v/v) trifluoroacetic acid,0.782 g/mL at 25 °C
Acetonitrile solution,contains 0.035 % (v/v) trifluoroacetic acid, for HPLC,CH,4124158,200-835-2,MFCD00001878,24880238 | 565423 | 75-05-8 | Sigma-Aldrich | 乙腈 溶液 | (PDF) | ,,,,0.782 g/mL at 25 °C | Acetonitrile and Acetonitrile Solutions , Amber Glass Bottles , Blends - CHROMASOLV for HPLC , Blends- CHROMASOLV for HPLC , Chromatography Reagents & Solvents , HPLC & UHPLC Solvents (CHROMASOLV) , HPLC Grade Solvents (CHROMASOLV) , HPLC/UHPLC Solvents (CHROMASOLV) , Pre-Blended Mobile Phase Solvents , Products , Returnable Containers , Semi-Bulk Solvents , Solvent by Type , Solvent Bottles , Solvent Packaging Options , Solvent by Application , Solvents , VerSA-Flow Products , 分析/色谱 , 分析试剂 |  | for HPLC,0.035 % (v/v) trifluoroacetic acid | , |  |  | for HPLC,0.035 % (v/v) trifluoroacetic acid,0.782 g/mL at 25 °C
Acetonitrile,LC-MS Ultra CHROMASOLV ® , tested for UHPLC-MS,CH,741857,200-835-2,MFCD00001878, | 14261 | 75-05-8 | Fluka | 乙腈 | (PDF),39031501 | ≥99.9% (GC),973 °F,81-82 °C(lit.),−48 °C(lit.),0.786 g/mL at 25 °C(lit.) | Acetonitrile and Acetonitrile Solutions , Beverage Testing , Chromatography Reagents & Solvents , Clear Borosilicate Glass Bottles , HPLC Solvents , HPLC/UHPLC Solvents (CHROMASOLV) , Pesticide and Metabolite Residues , Solvent by Type , Solvent Bottles , Solvent Packaging Options , Solvent by Application , Solvents , UHPLC-MS Grade Solvents and Blends (CHROMASOLV) , UHPLC-MS Solvents , UHPLC-MS and UHPLC-UV Solvents, Additives and Blends (Application tested) , Veterinary Drug Residues , 分析/色谱 , 分析试剂 , 应用 , 食品和饮料分析 | 72.8 mmHg ( 20 °C) | UHPLC-gradient /254 nm ≤3 mAU (drift),191 nm, ≥30%,tested for UHPLC-MS,LC-MS Ultra CHROMASOLV ®,UHPLC-gradient /210 nm ≤2 mAU (peak),Al: ≤0.02 mg/kg,passes test for suitability for UHPLC-MS,16 %,limited shelf life, expiry date on the label,n 20/D 1.344(lit.) | , |  |  | UHPLC-gradient /254 nm ≤3 mAU (drift),191 nm, ≥30%,≥99.9% (GC),tested for UHPLC-MS,0.786 g/mL at 25 °C(lit.),LC-MS Ultra CHROMASOLV ®,UHPLC-gradient /210 nm ≤2 mAU (peak),Al: ≤0.02 mg/kg,≤0.0001% free alkali (as NH 3 ),81-82 °C(lit.),−48 °C(lit.),1.41 (vs air),973 °F,passes test for suitability for UHPLC-MS,72.8 mmHg ( 20 °C),limited shelf life, expiry date on the label,n 20/D 1.344(lit.),16 %
Acetonitrile,≥99.8%, for HPLC,CH,741857,,MFCD00001878, | 01-0650 | 75-05-8 | SAJ | 乙腈 |  | ≥99.8%,973 °F,81-82 °C(lit.),−48 °C(lit.),0.786 g/mL at 25 °C(lit.) | Acetonitrile and Acetonitrile Solutions , Solvent by Type , Solvents | 72.8 mmHg ( 20 °C) | for HPLC,16 %,n 20/D 1.344(lit.),available only in Japan | , |  |  | ≥99.8%,16 %,0.786 g/mL at 25 °C(lit.),for HPLC,81-82 °C(lit.),−48 °C(lit.),1.41 (vs air),973 °F,72.8 mmHg ( 20 °C),n 20/D 1.344(lit.),available only in Japan
Acetonitrile,for residue analysis, suitable for 5000 per JIS,CH,741857,,MFCD00001878, | 01-0623 | 75-05-8 | SAJ | 乙腈 |  | ,973 °F,81-82 °C(lit.),−48 °C(lit.),0.786 g/mL at 25 °C(lit.) | Acetonitrile and Acetonitrile Solutions , Residue Analysis (Japan only) , Solvent by Type , Solvent by Application , Solvents , Solvents by Special Grades (Japan Customers Only) | 72.8 mmHg ( 20 °C) | for residue analysis,n 20/D 1.344(lit.),16 %,suitable for 5000 per JIS,available only in Japan | , |  |  | 16 %,0.786 g/mL at 25 °C(lit.),for residue analysis,81-82 °C(lit.),−48 °C(lit.),1.41 (vs air),973 °F,suitable for 5000 per JIS,72.8 mmHg ( 20 °C),n 20/D 1.344(lit.),available only in Japan
Acetonitrile,for chromatography,CH,741857,,MFCD00001878, | 01-0645 | 75-05-8 | SAJ | 乙腈 |  | ,973 °F,81-82 °C(lit.),−48 °C(lit.),0.786 g/mL at 25 °C(lit.) | Acetonitrile and Acetonitrile Solutions , Solvent by Type , Solvents | 72.8 mmHg ( 20 °C) | for chromatography,16 %,n 20/D 1.344(lit.),available only in Japan | , |  |  | 16 %,0.786 g/mL at 25 °C(lit.),for chromatography,81-82 °C(lit.),−48 °C(lit.),1.41 (vs air),973 °F,72.8 mmHg ( 20 °C),n 20/D 1.344(lit.),available only in Japan
Acetonitrile 50%, Water 47.5 % and Trifluoroacetic acid 2.5%,for mass spectrometry,,,,, | 19182 |  | Fluka | 乙腈 50%，水 47.5 % 和三氟乙酸 2.5% |  | 47.5% water basis (Karl Fischer),,,trifluoroacetic acid, 2.5%, | Acetonitrile and Acetonitrile Solutions , Chromatography Reagents & Solvents , HPLC & UHPLC Solvents (CHROMASOLV) , HPLC Grade Solvents (CHROMASOLV) , HPLC/UHPLC Solvents (CHROMASOLV) , Solvent by Type , Solvent by Application , Solvents , 分析/色谱 , 分析试剂 |  | for mass spectrometry,Zn: ≤5 mg/kg,Ba: ≤5 mg/kg | , |  |  | for mass spectrometry,Zn: ≤5 mg/kg,Ba: ≤5 mg/kg,47.5% water basis (Karl Fischer),trifluoroacetic acid, 2.5%
Acetonitrile solution,contains 0.1 % (v/v) ammonium hydroxide,CH,4124158,,MFCD00001878,24883009 | 639133 | 75-05-8 | Sigma-Aldrich | 乙腈 溶液 | (PDF) | ,,,,0.782 g/mL at 25 °C | Acetonitrile and Acetonitrile Solutions , Amber Glass Bottles , Blends - CHROMASOLV for HPLC , Blends- CHROMASOLV for HPLC , Chromatography Reagents & Solvents , HPLC & UHPLC Solvents (CHROMASOLV) , HPLC Grade Solvents (CHROMASOLV) , HPLC/UHPLC Solvents (CHROMASOLV) , NOWPak Products , Pre-Blended Mobile Phase Solvents , Products , Returnable Containers , Semi-Bulk Solvents , Solvent by Type , Solvent Bottles , Solvent Packaging Options , Solvent by Application , Solvents , VerSA-Flow Products , 分析/色谱 , 分析试剂 |  | 0.1 % (v/v) ammonium hydroxide | , |  |  | 0.1 % (v/v) ammonium hydroxide,0.782 g/mL at 25 °C
Acetonitrile solution,contains 0.05 % (v/v) trifluoroacetic acid,CH,4124158,200-835-2,MFCD00001878,24880755 | 574724 | 75-05-8 | Sigma-Aldrich | 乙腈 溶液 | (PDF) | ,,,,0.782 g/mL at 25 °C | Acetonitrile and Acetonitrile Solutions , Amber Glass Bottles , Blends - CHROMASOLV for HPLC , Blends- CHROMASOLV for HPLC , Chromatography Reagents & Solvents , HPLC & UHPLC Solvents (CHROMASOLV) , HPLC Grade Solvents (CHROMASOLV) , HPLC/UHPLC Solvents (CHROMASOLV) , Pre-Blended Mobile Phase Solvents , Products , Returnable Containers , Semi-Bulk Solvents , Solvent by Type , Solvent Bottles , Solvent Packaging Options , Solvent by Application , Solvents , VerSA-Flow Products , 分析/色谱 , 分析试剂 |  | 0.05 % (v/v) trifluoroacetic acid | , |  |  | 0.05 % (v/v) trifluoroacetic acid,0.782 g/mL at 25 °C
Benzene,ACS reagent, ≥99.0%,C,969212,200-753-7,MFCD00003009,24885346 | 676985 | 71-43-2 | Sigma-Aldrich | 苯 | (PDF) | ≥99.0%,1043 °F,80 °C(lit.),5.5 °C(lit.),0.874 g/mL at 25 °C(lit.) | Aluminum Bottles , Benzene and Benzene Solutions , Solvent by Type , Solvent Bottles , Solvent Packaging Options , Solvents | 166 mmHg ( 37.7 °C) | ≤0.05% Water (Karl Fischer),≤0.001%,ACS reagent,APHA: ≤10,8 %,n 20/D 1.501(lit.) | , |  |  | ≤0.05% Water (Karl Fischer),≥99.0%,≤0.001%,0.874 g/mL at 25 °C(lit.),ACS reagent,H 2 SO 4 , passes test (darkened),APHA: ≤10,80 °C(lit.),5.5 °C(lit.),2.77 (vs air),1043 °F,166 mmHg ( 37.7 °C),n 20/D 1.501(lit.),8 %
Benzene,ACS reagent, ≥99.0%,C,969212,200-753-7,MFCD00003009,24859203 | 319953 | 71-43-2 | Sigma-Aldrich | 苯 | (PDF) | ≥99.0%,1043 °F,80 °C(lit.),5.5 °C(lit.),0.874 g/mL at 25 °C(lit.) | ACS Grade , ACS Grade Solvents , ACS and Reagent Grade Solvents , Amber Glass Bottles , Benzene and Benzene Solutions , Carbon Steel Cans with NPT Threads , Semi-Bulk Solvents , Solvent by Type , Solvent Bottles , Solvent Packaging Options , Solvent by Application , Solvents | 166 mmHg ( 37.7 °C) | ≤0.05% water (Karl Fischer),≤0.001%,ACS reagent,APHA: ≤10,8 %,n 20/D 1.501(lit.) | , |  |  | ≤0.05% water (Karl Fischer),≥99.0%,≤0.001%,0.874 g/mL at 25 °C(lit.),ACS reagent,H 2 SO 4 , passes test (darkened),APHA: ≤10,80 °C(lit.),5.5 °C(lit.),2.77 (vs air),1043 °F,166 mmHg ( 37.7 °C),n 20/D 1.501(lit.),8 %
Benzene,ACS spectrophotometric grade, ≥99%,C,969212,200-753-7,MFCD00003009,24849458 | 154628 | 71-43-2 | Sigma-Aldrich | 苯 |  | ≥99%,1043 °F,80 °C(lit.),5.5 °C(lit.),0.874 g/mL at 25 °C(lit.) | Amber Glass Bottles , Benzene and Benzene Solutions , Solvent by Type , Solvent Bottles , Solvent Packaging Options , Solvent by Application , Solvents , Spectrophotometric Grade , Spectrophotometric Solvents , Spectroscopy Solvents (IR, NMR, UV/Vis) | 166 mmHg ( 37.7 °C) | λ: 380-400 nm A max : 0.01,≤0.001%,ACS spectrophotometric grade,H 2 O reference,APHA: ≤10,λ: 280 nm A max : 1.0,n 20/D 1.501(lit.),8 % | , |  |  | λ: 380-400 nm A max : 0.01,≥99%,≤0.001%,8 %,0.874 g/mL at 25 °C(lit.),ACS spectrophotometric grade,166 mmHg ( 37.7 °C),H 2 SO 4 , passes test (darkened),APHA: ≤10,80 °C(lit.),5.5 °C(lit.),2.77 (vs air),1043 °F,H 2 O reference,n 20/D 1.501(lit.),λ: 280 nm A max : 1.0
Benzene,puriss., absolute, over molecular sieve (H 2 O ≤0.005%), ≥99.5% (GC),C,969212,200-753-7,MFCD00003009,24847673 | 12553 | 71-43-2 | Sigma-Aldrich | 苯 |  | ≥99.5% (GC),1043 °F,80 °C(lit.),5.5 °C(lit.),0.874 g/mL at 25 °C(lit.) | Benzene and Benzene Solutions , Solvent by Type , Solvents | 166 mmHg ( 37.7 °C) | n 20/D 1.501,absolute,8 %,over molecular sieve (H 2 O ≤0.005%),n 20/D 1.501(lit.) | , |  |  | n 20/D 1.501,≥99.5% (GC),0.874 g/mL at 25 °C(lit.),absolute,over molecular sieve (H 2 O ≤0.005%),80 °C(lit.),5.5 °C(lit.),2.77 (vs air),1043 °F,166 mmHg ( 37.7 °C),n 20/D 1.501(lit.),8 %
Benzene,analytical standard,C,969212,200-753-7,MFCD00003009,24847664 | 12540 | 71-43-2 | Fluka | 苯 | (PDF) | ≥99.9% (GC),1043 °F,80 °C(lit.),5.5 °C(lit.),0.874 g/mL at 25 °C(lit.) | A-B , Alpha Sort , Alphabetical Index of Analytical Standards , Analytical Standard , Analytical Standards , Aromatics , B , BA - BH , Benzene , Benzene and Benzene Solutions , Chemical Class , Chromatography , Environmental Standards , Hydrocarbons , Neats and Solutions , Processing/Packaging Contaminants , Solvent by Type , Solvents , Volatiles/ Semivolatiles , 分析/色谱 , 应用 , 食品和饮料分析 | 166 mmHg ( 37.7 °C) | analytical standard,n 20/D 1.501,8 %,limited shelf life, expiry date on the label,n 20/D 1.501(lit.) | , |  |  | n 20/D 1.501,≥99.9% (GC),0.874 g/mL at 25 °C(lit.),analytical standard,80 °C(lit.),5.5 °C(lit.),2.77 (vs air),1043 °F,166 mmHg ( 37.7 °C),limited shelf life, expiry date on the label,n 20/D 1.501(lit.),8 %
Benzene,purum, ≥99.0% (GC),C,969212,200-753-7,MFCD00003009, | 12560 | 71-43-2 | Fluka | 苯 | (PDF) | ≥99.0% (GC),1043 °F,80 °C(lit.),5.5 °C(lit.),0.874 g/mL at 25 °C(lit.) | Benzene and Benzene Solutions , Solvent by Type , Solvents | 166 mmHg ( 37.7 °C) | n 20/D 1.501,purum,8 %,n 20/D 1.501(lit.) | , |  |  | n 20/D 1.501,≥99.0% (GC),0.874 g/mL at 25 °C(lit.),purum,thiophene, none detected,80 °C(lit.),5.5 °C(lit.),2.77 (vs air),1043 °F,166 mmHg ( 37.7 °C),n 20/D 1.501(lit.),8 %
Benzene,CHROMASOLV ® Plus, for HPLC, ≥99.9%,C,969212,200-753-7,MFCD00003009,24856389 | 270709 | 71-43-2 | Sigma-Aldrich | 苯 | (PDF) | ≥99.9%,1043 °F,80 °C(lit.),5.5 °C(lit.),0.874 g/mL at 25 °C(lit.) | Amber Glass Bottles , Benzene and Benzene Solutions , CHROMASOLV Plus , Carcinogens , Chromatography Reagents & Solvents , HPLC & UHPLC Solvents (CHROMASOLV) , HPLC Plus Grade Solvents (CHROMASOLV) , HPLC/UHPLC Solvents (CHROMASOLV) , Solvent by Type , Solvent Bottles , Solvent Packaging Options , Solvent by Application , Solvents , 分析/色谱 , 分析试剂 , 癌症研究 , 细胞生物学 | 166 mmHg ( 37.7 °C) | λ: 350-400 nm A max : 0.01,<0.0005%,CHROMASOLV ® Plus,H 2 O reference,APHA: ≤20,λ: 280 nm A max : 1.0,n 20/D 1.501(lit.),8 % | , |  |  | λ: 350-400 nm A max : 0.01,≥99.9%,<0.0005%,8 %,0.874 g/mL at 25 °C(lit.),CHROMASOLV ® Plus,166 mmHg ( 37.7 °C),≤0.02% water (Karl Fischer),APHA: ≤20,80 °C(lit.),5.5 °C(lit.),2.77 (vs air),1043 °F,H 2 O reference,n 20/D 1.501(lit.),λ: 280 nm A max : 1.0
Benzene,for residue analysis, suitable for 5000 per JIS,C,969212,,MFCD00003009, | 03-0873 | 71-43-2 | SAJ | 苯 |  | ,1043 °F,80 °C(lit.),5.5 °C(lit.),0.874 g/mL at 25 °C(lit.) | Benzene and Benzene Solutions , Residue Analysis (Japan only) , Solvent by Type , Solvent by Application , Solvents , Solvents by Special Grades (Japan Customers Only) | 166 mmHg ( 37.7 °C) | 74.6 mmHg ( 20 °C),for residue analysis,suitable for 5000 per JIS,8 %,n 20/D 1.501(lit.),available only in Japan | , |  |  | 74.6 mmHg ( 20 °C),8 %,0.874 g/mL at 25 °C(lit.),for residue analysis,80 °C(lit.),5.5 °C(lit.),2.77 (vs air),1043 °F,suitable for 5000 per JIS,166 mmHg ( 37.7 °C),n 20/D 1.501(lit.),available only in Japan
Benzene,for HPLC,C,969212,200-753-7,MFCD00003009, | 03-0910 | 71-43-2 | SAJ | 苯 |  | ,1043 °F,80 °C(lit.),5.5 °C(lit.),0.874 g/mL at 25 °C(lit.) | Benzene and Benzene Solutions , Solvent by Type , Solvent by Application , Solvents , Spectrophotometric Solvents , Spectroscopy Solvents (IR, NMR, UV/Vis) | 166 mmHg ( 37.7 °C) | for HPLC,74.6 mmHg ( 20 °C),8 %,n 20/D 1.501(lit.),available only in Japan | , |  |  | 74.6 mmHg ( 20 °C),8 %,0.874 g/mL at 25 °C(lit.),for HPLC,80 °C(lit.),5.5 °C(lit.),2.77 (vs air),1043 °F,166 mmHg ( 37.7 °C),n 20/D 1.501(lit.),available only in Japan
Chloroform,contains amylenes as stabilizer, ACS reagent, ≥99.8%,CHCl,1731042,200-663-8,MFCD00000826,24870802 | 472476 | 67-66-3 | Sigma-Aldrich | 氯仿 | (PDF) | ≥99.8%,,60.5-61.5 °C(lit.),−63 °C(lit.),1.48 g/mL at 25 °C | ACS Grade , ACS Grade Solvents , ACS and Reagent Grade Solvents , Amber Glass Bottles , Chloroform , Solvent by Type , Solvent Bottles , Solvent Packaging Options , Solvent by Application , Solvents | 160 mmHg ( 20 °C) | 1.492 g/mL at 25 °C(lit.),0.001%,ACS reagent,Pb: ≤0.05 ppm,amylenes as stabilizer,APHA: ≤10,n 20/D 1.445(lit.) | , |  |  | 1.492 g/mL at 25 °C(lit.),≥99.8%,0.001%,1.48 g/mL at 25 °C,ACS reagent,Pb: ≤0.05 ppm,amylenes as stabilizer,Acetone and aldehyde, passes test,APHA: ≤10,60.5-61.5 °C(lit.),−63 °C(lit.),4.1 (vs air),160 mmHg ( 20 °C),n 20/D 1.445(lit.)
Chloroform,ACS reagent, ≥99.8%, contains 0.5-1.0% ethanol as stabilizer,CHCl,1731042,,MFCD00000826, | 437581 | 67-66-3 | Sigma-Aldrich | 氯仿 | (PDF) | ≥99.8%,,60.5-61.5 °C(lit.),−63 °C(lit.),1.492 g/mL at 25 °C(lit.) | ACS Grade , ACS Grade Solvents , ACS and Reagent Grade Solvents , Chloroform , PVC Coated Bottles , Solvent by Type , Solvent Bottles , Solvent Packaging Options , Solvent by Application , Solvents | 160 mmHg ( 20 °C) | 60.5-61.5 °C,≤0.001%,ACS reagent,Pb: ≤0.05 ppm,0.5-1.0% ethanol as stabilizer,APHA: ≤10,n 20/D 1.445(lit.) | , |  |  | 60.5-61.5 °C,≥99.8%,≤0.001%,1.492 g/mL at 25 °C(lit.),ACS reagent,Pb: ≤0.05 ppm,0.5-1.0% ethanol as stabilizer,APHA: ≤10,60.5-61.5 °C(lit.),−63 °C(lit.),4.1 (vs air),160 mmHg ( 20 °C),n 20/D 1.445(lit.)
Chloroform,contains ethanol as stabilizer, ACS reagent, ≥99.8%,CHCl,1731042,,MFCD00000826,24859205 | 319988 | 67-66-3 | Sigma-Aldrich | 氯仿 | (PDF) | ≥99.8%,,60.5-61.5 °C(lit.),−63 °C(lit.),1.48 g/mL at 25 °C | ACS Grade , ACS Grade Solvents , ACS and Reagent Grade Solvents , Amber Glass Bottles , Carbon Steel Cans with NPT Threads , Chloroform , Semi-Bulk Solvents , Solvent by Type , Solvent Bottles , Solvent Packaging Options , Solvent by Application , Solvents | 160 mmHg ( 20 °C) | 1.492 g/mL at 25 °C(lit.),≤0.001%,ACS reagent,Pb: ≤0.05 ppm,ethanol as stabilizer,APHA: ≤10,n 20/D 1.445(lit.) | , |  |  | 1.492 g/mL at 25 °C(lit.),≥99.8%,≤0.001%,1.48 g/mL at 25 °C,ACS reagent,Pb: ≤0.05 ppm,ethanol as stabilizer,Acetone and aldehyde, passes test,APHA: ≤10,60.5-61.5 °C(lit.),−63 °C(lit.),4.1 (vs air),160 mmHg ( 20 °C),n 20/D 1.445(lit.)
Chloroform,ACS reagent, ≥99.8%, contains amylenes as stabilizer,CHCl,1731042,200-663-8,MFCD00000826,24871551 | 480150 | 67-66-3 | Sigma-Aldrich | 氯仿 | (PDF) | ≥99.8%,,60.5-61.5 °C(lit.),−63 °C(lit.),1.492 g/mL at 25 °C(lit.) | ACS Grade , ACS Grade Solvents , ACS and Reagent Grade Solvents , Chloroform , PVC Coated Bottles , Solvent by Type , Solvent Bottles , Solvent Packaging Options , Solvent by Application , Solvents | 160 mmHg ( 20 °C) | <0.03% water,<0.001%,ACS reagent,Pb: ≤0.05 ppm,amylenes as stabilizer,APHA: ≤10,n 20/D 1.445(lit.) | , |  |  | <0.03% water,≥99.8%,<0.001%,1.492 g/mL at 25 °C(lit.),ACS reagent,Pb: ≤0.05 ppm,amylenes as stabilizer,Acetone and aldehyde, passes test,APHA: ≤10,60.5-61.5 °C(lit.),−63 °C(lit.),4.1 (vs air),160 mmHg ( 20 °C),n 20/D 1.445(lit.)
Chloroform,puriss. p.a., ACS reagent, ≥99.8% (chloroform + ethanol, GC),CHCl,1731042,,MFCD00000826,24855558 | 25690 | 67-66-3 | Sigma-Aldrich | 氯仿 |  | ≥99.8% (chloroform + ethanol, GC),,60.5-61.5 °C(lit.),−63 °C(lit.),1.492 g/mL at 25 °C(lit.) | ACS Grade , ACS Grade Solvents , ACS and Reagent Grade Solvents , Amber Glass Bottles , Analytical Reagents for General Use , C-D, Puriss p.a. ACS , Chloroform , Puriss p.a. , Puriss p.a. ACS , Solvent by Type , Solvent Bottles , Solvent Packaging Options , Solvent by Application , Solvents , 分析/色谱 , 分析试剂 | 160 mmHg ( 20 °C) | negative for detection of phosgene,≤0.001%,puriss. p.a.,Al: ≤0.5 mg/kg,~1% ethanol as stabilizer,negative for detection of free chlorine,n 20/D 1.445(lit.) | , |  |  | negative for detection of phosgene,≥99.8% (chloroform + ethanol, GC),≤0.001%,1.492 g/mL at 25 °C(lit.),puriss. p.a.,Al: ≤0.5 mg/kg,~1% ethanol as stabilizer,≤0.0002% ketone (as CH 3 COCH 3 ),60.5-61.5 °C(lit.),−63 °C(lit.),4.1 (vs air),negative for detection of free chlorine,160 mmHg ( 20 °C),n 20/D 1.445(lit.)
Chloroform,ACS reagent, for determinations with dithizone, 99.0-99.4%,CHCl,1731042,200-663-8,MFCD00000826,24859342 | 31029 | 67-66-3 | Fluka | 氯仿 |  | 99.0-99.4% (GC),,60.5-61.5 °C(lit.),−63 °C(lit.),1.492 g/mL at 25 °C(lit.) | ACS Grade Solvents , ACS and Reagent Grade Solvents , Analytical Reagents for General Use , C-D, Puriss p.a. ACS , Chloroform , Puriss p.a. ACS , Solvent by Type , Solvent by Application , Solvents , Spectroscopy , UV/Vis Solvents , UV/Visible (UV/VIS) Spectroscopy , 分析/色谱 , 分析试剂 | 160 mmHg ( 20 °C) | Zn: ≤0.1 mg/kg,ACS reagent,Al: ≤0.5 mg/kg,~1% ethanol as stabilizer,passes test for suitability of determ. w. dithizone,chloride (Cl - ): ≤1 mg/kg,n 20/D 1.445(lit.) | , |  |  | Zn: ≤0.1 mg/kg,99.0-99.4% (GC),1.492 g/mL at 25 °C(lit.),ACS reagent,Al: ≤0.5 mg/kg,~1% ethanol as stabilizer,free acid and chloride, complies,60.5-61.5 °C(lit.),−63 °C(lit.),4.1 (vs air),passes test for suitability of determ. w. dithizone,160 mmHg ( 20 °C),n 20/D 1.445(lit.),chloride (Cl - ): ≤1 mg/kg
Chloroform,ACS spectrophotometric grade, ≥99.8%, contains 0.5-1.0% ethanol as stabilizer,CHCl,1731042,,MFCD00000826,24862725 | 366919 | 67-66-3 | Sigma-Aldrich | 氯仿 | (PDF) | ≥99.8%,,60.5-61.5 °C(lit.),−63 °C(lit.),1.48 g/mL at 25 °C (represents the value for the density of chloroform with ethanol stabilizer) | Amber Glass Bottles , Chloroform , Solvent by Type , Solvent Bottles , Solvent Packaging Options , Solvent by Application , Solvents , Spectrophotometric Grade , Spectrophotometric Solvents , Spectroscopy Solvents (IR, NMR, UV/Vis) | 160 mmHg ( 20 °C) | λ: 290-400 nm A max : 0.01,<0.001%,ACS spectrophotometric grade,Pb: ≤0.05 ppm,0.5-1.0% ethanol as stabilizer,APHA: ≤10,H 2 O reference,n 20/D 1.445(lit.),λ: 245 nm A max : 1.00 | , |  |  | λ: 290-400 nm A max : 0.01,≥99.8%,<0.001%,1.48 g/mL at 25 °C (represents the value for the density of chloroform with ethanol stabilizer),ACS spectrophotometric grade,Pb: ≤0.05 ppm,0.5-1.0% ethanol as stabilizer,Acetone and aldehyde, passes test,APHA: ≤10,60.5-61.5 °C(lit.),−63 °C(lit.),4.1 (vs air),λ: 245 nm A max : 1.00,n 20/D 1.445(lit.),160 mmHg ( 20 °C),H 2 O reference
Chloroform,ACS spectrophotometric grade, ≥99.8%, contains amylenes as stabilizer,CHCl,1731042,200-663-8,MFCD00000826, | 154733 | 67-66-3 | Sigma-Aldrich | 氯仿 | (PDF) | ≥99.8%,,60.5-61.5 °C(lit.),−63 °C(lit.),1.492 g/mL at 25 °C(lit.) | Amber Glass Bottles , Chloroform , Solvent by Type , Solvent Bottles , Solvent Packaging Options , Solvent by Application , Solvents , Spectrophotometric Grade , Spectrophotometric Solvents , Spectroscopy Solvents (IR, NMR, UV/Vis) | 160 mmHg ( 20 °C) | λ: 290-400 nm A max : 0.01,<0.001%,ACS spectrophotometric grade,Pb: ≤0.05 ppm,amylenes as stabilizer,APHA: ≤10,H 2 O reference,n 20/D 1.445(lit.),λ: 245 nm A max : 1.00 | , |  |  | λ: 290-400 nm A max : 0.01,≥99.8%,<0.001%,1.492 g/mL at 25 °C(lit.),ACS spectrophotometric grade,Pb: ≤0.05 ppm,amylenes as stabilizer,Acetone and aldehyde, passes test,APHA: ≤10,60.5-61.5 °C(lit.),−63 °C(lit.),4.1 (vs air),λ: 245 nm A max : 1.00,n 20/D 1.445(lit.),160 mmHg ( 20 °C),H 2 O reference
Chloroform,contains ~0.5% ethanol as stabilizer, for IR spectroscopy, ≥99.5%,CHCl,1731042,200-663-8,MFCD00000826,24855547 | 25670 | 67-66-3 | Fluka | 氯仿 | (PDF) | ≥99.5% (chloroform + ethanol, GC),,60.5-61.5 °C(lit.),−63 °C(lit.),1.492 g/mL at 25 °C(lit.) | Chloroform , IR Solvents , IR Spectroscopy Solvents , Infrared (IR) Spectroscopy , Solvent by Type , Solvent by Application , Solvents , Spectroscopy , Spectroscopy Solvents (IR, NMR, UV/Vis) , 分析/色谱 , 分析试剂 | 160 mmHg ( 20 °C) | n 20/D 1.446,≤0.001%,for IR spectroscopy,~0.5% ethanol as stabilizer,complies for IR spectroscopy,n 20/D 1.445(lit.) | , |  |  | n 20/D 1.446,≥99.5% (chloroform + ethanol, GC),≤0.001%,1.492 g/mL at 25 °C(lit.),for IR spectroscopy,~0.5% ethanol as stabilizer,≤0.1% water,60.5-61.5 °C(lit.),−63 °C(lit.),4.1 (vs air),complies for IR spectroscopy,160 mmHg ( 20 °C),n 20/D 1.445(lit.)
Chloroform,contains ~1% ethanol as stabilizer, for residue analysis, ≥99.8%,CHCl,1731042,,MFCD00000826,24855545 | 25669 | 67-66-3 | Fluka | 氯仿 | (PDF) | ≥99.8% (chloroform + ethanol, GC),,60.5-61.5 °C(lit.),−63 °C(lit.),1.492 g/mL at 25 °C(lit.) | 3-MCPD , Acrylamide , Adulterants , Allergens , Benzene , Beverage Testing , Bisphenol A (BPA), BADGE, BFDGE, and NOGE , Chloroform , Chromatography Reagents & Solvents , Derivatization of Fatty Acids to FAMEs , Dioxins/Furans/PCBs , Disinfection Product Residues and Solvents , Edible Oils , Essential Oils , FAMEs by Boiling Point Elution , FAMEs by Degree of Unsaturation , Fats (fatty acids, FAMEs, glycerides), Edible Oils, Sterols , Flavors & Fragrances , Fractionation of FAMEs Using Silver-Ion SPE , Free Fatty Acids , Furans , GC Solvents , Honey , Melamine , Mono-, Di-, and Triglycerides , Nitrosamines , Non-Nutritional Ingredients and Additives , Nutritional (other than carbohydrates, fats, proteins) , Omega 3 and Omega 6 FAMEs , Organic Acids , PAHs , Pesticide Residue Analysis (PRA) Solvents , Pesticide and Metabolite Residues , Phthalate Esters , Processing/Packaging Contaminants , Solvent by Type , Solvent by Application , Solvents , Solvents for GC applications , Solvents for Organic Residue Analysis , Sterols , Toxins (other than pesticide/drug residues) , Trace Analysis Reagents & Solvents , Veterinary Drug Residues , cis/trans FAME Isomers , 分析/色谱 , 分析试剂 , 应用 , 食品和饮料分析 | 160 mmHg ( 20 °C) | for residue analysis,n 20/D 1.445,~1% ethanol as stabilizer,n 20/D 1.445(lit.),≤0.0005% | , |  |  | n 20/D 1.445,≥99.8% (chloroform + ethanol, GC),≤0.0005%,1.492 g/mL at 25 °C(lit.),for residue analysis,~1% ethanol as stabilizer,≤0.05% water,60.5-61.5 °C(lit.),−63 °C(lit.),4.1 (vs air),160 mmHg ( 20 °C),n 20/D 1.445(lit.)
Chloroform,CHROMASOLV ® Plus, for HPLC, ≥99.9%, contains amylenes as stabilizer,CHCl,1731042,200-663-8,MFCD00000826,24883757 | 650498 | 67-66-3 | Sigma-Aldrich | 氯仿 | (PDF) | ≥99.9%,,60.5-61.5 °C(lit.),−63 °C(lit.),1.48 g/mL at 25 °C | Amber Glass Bottles , CHROMASOLV Plus , Chloroform , Chromatography Reagents & Solvents , HPLC & UHPLC Solvents (CHROMASOLV) , HPLC Plus Grade Solvents (CHROMASOLV) , HPLC/UHPLC Solvents (CHROMASOLV) , Solvent by Type , Solvent Bottles , Solvent Packaging Options , Solvent by Application , Solvents , 分析/色谱 , 分析试剂 | 160 mmHg ( 20 °C) | λ: 275-400 nm A max : 0.005,≤0.0001%,CHROMASOLV ® Plus,amylenes as stabilizer,<10 ng/L (as heptachlor epoxide),H 2 O reference,n 20/D 1.445(lit.),λ: 245 nm A max : 1.00 | , |  |  | λ: 275-400 nm A max : 0.005,≥99.9%,≤0.0001%,1.48 g/mL at 25 °C,CHROMASOLV ® Plus,amylenes as stabilizer,≤0.02% water,60.5-61.5 °C(lit.),<10 ng/L (as heptachlor epoxide),4.1 (vs air),λ: 245 nm A max : 1.00,n 20/D 1.445(lit.),160 mmHg ( 20 °C),H 2 O reference,−63 °C(lit.)
Chloroform,CHROMASOLV ® Plus, for HPLC, ≥99.9%, contains 0.5-1.0% ethanol as stabilizer,CHCl,1731042,,MFCD00000826,24883756 | 650471 | 67-66-3 | Sigma-Aldrich | 氯仿 | (PDF) | ≥99.9%,,60.5-61.5 °C(lit.),−63 °C(lit.),1.48 g/mL at 25 °C | Amber Glass Bottles , CHROMASOLV Plus , Chloroform , Chromatography Reagents & Solvents , HPLC & UHPLC Solvents (CHROMASOLV) , HPLC Plus Grade Solvents (CHROMASOLV) , HPLC/UHPLC Solvents (CHROMASOLV) , Solvent by Type , Solvent Bottles , Solvent Packaging Options , Solvent by Application , Solvents , 分析/色谱 , 分析试剂 | 160 mmHg ( 20 °C) | λ: 275-400 nm A max : 0.005,<0.0001%,CHROMASOLV ® Plus,0.5-1.0% ethanol as stabilizer,<10 ng/L (as heptachlor epoxide),H 2 O reference,n 20/D 1.445(lit.),λ: 245 nm A max : 1.00 | , |  |  | λ: 275-400 nm A max : 0.005,≥99.9%,<0.0001%,1.48 g/mL at 25 °C,CHROMASOLV ® Plus,0.5-1.0% ethanol as stabilizer,≤0.5 ppb Fluorescence (quinine) at 365 nm,60.5-61.5 °C(lit.),<10 ng/L (as heptachlor epoxide),4.1 (vs air),λ: 245 nm A max : 1.00,n 20/D 1.445(lit.),160 mmHg ( 20 °C),H 2 O reference,−63 °C(lit.)
Chloroform,CHROMASOLV ® , for HPLC, ≥99.8%, contains 0.5-1.0% ethanol as stabilizer,CHCl,1731042,,MFCD00000826,24867327 | 439142 | 67-66-3 | Sigma-Aldrich | 氯仿 | (PDF) | ≥99.8%,,60.5-61.5 °C(lit.),−63 °C(lit.),1.48 g/mL at 25 °C | Chloroform , Chromatography Reagents & Solvents , HPLC & UHPLC Solvents (CHROMASOLV) , HPLC Grade Solvents (CHROMASOLV) , HPLC/UHPLC Solvents (CHROMASOLV) , Solvent by Type , Solvent by Application , Solvents , 分析/色谱 , 分析试剂 | 160 mmHg ( 20 °C) | λ: 290-400 nm A max : 0.01,<0.0003%,CHROMASOLV ®,Pb: ≤0.05 ppm,0.5-1.0% ethanol as stabilizer,APHA: ≤10,H 2 O reference,n 20/D 1.445(lit.),λ: 245 nm A max : 1.00 | , |  |  | λ: 290-400 nm A max : 0.01,≥99.8%,<0.0003%,1.48 g/mL at 25 °C,CHROMASOLV ®,Pb: ≤0.05 ppm,0.5-1.0% ethanol as stabilizer,<0.01% water,APHA: ≤10,60.5-61.5 °C(lit.),−63 °C(lit.),4.1 (vs air),λ: 245 nm A max : 1.00,n 20/D 1.445(lit.),160 mmHg ( 20 °C),H 2 O reference
Chloroform,CHROMASOLV ® , for HPLC, ≥99.8%, contains 0.5-1.0% ethanol as stabilizer,CHCl,1731042,,MFCD00000826,24862727 | 366927 | 67-66-3 | Sigma-Aldrich | 氯仿 | (PDF) | ≥99.8%,,60.5-61.5 °C(lit.),room temp,1.48 g/mL at 25 °C | Chloroform , Chromatography Reagents & Solvents , HPLC & UHPLC Solvents (CHROMASOLV) , HPLC Grade Solvents (CHROMASOLV) , HPLC/UHPLC Solvents (CHROMASOLV) , Solvent by Type , Solvent by Application , Solvents , 分析/色谱 , 分析试剂 | 160 mmHg ( 20 °C) | λ: 400 nm A max : 0.01,<0.0003%,CHROMASOLV ®,Pb: ≤0.05 ppm,0.5-1.0% ethanol as stabilizer,APHA: ≤10,passes test for HPLC,glass distillation,H 2 O reference,n 20/D 1.445(lit.),λ: 245 nm A max : 1.00 | , |  |  | λ: 400 nm A max : 0.01,≥99.8%,<0.0003%,1.48 g/mL at 25 °C,CHROMASOLV ®,Pb: ≤0.05 ppm,0.5-1.0% ethanol as stabilizer,Acetone and aldehyde, passes test,room temp,APHA: ≤10,60.5-61.5 °C(lit.),−63 °C(lit.),4.1 (vs air),glass distillation,passes test for HPLC,λ: 245 nm A max : 1.00,n 20/D 1.445(lit.),160 mmHg ( 20 °C),H 2 O reference
Chloroform,CHROMASOLV ® , for HPLC, ≥99.8%, amylene stabilized,CHCl,1731042,200-663-8,MFCD00000826,24861582 | 34854 | 67-66-3 | Sigma-Aldrich | 氯仿 | (PDF) | ≥99.8%,,60.5-61.5 °C(lit.),−63 °C(lit.),1.48 g/mL at 25 °C | Amber Glass Bottles , CHROMASOLV for HPLC , Chloroform , Chromatography Reagents & Solvents , HPLC & UHPLC Solvents (CHROMASOLV) , HPLC Grade Solvents (CHROMASOLV) , HPLC/UHPLC Solvents (CHROMASOLV) , NOWPak Products , Semi-Bulk Solvents , Solvent by Type , Solvent Bottles , Solvent Packaging Options , Solvent by Application , Solvents , 分析/色谱 , 分析试剂 | 160 mmHg ( 20 °C) | passes test for suitability of determ. w. dithizone,250 nm, ≥50%,≤0.0005%,amylene stabilized,CHROMASOLV ®,absorption / in accordance,Pb: ≤0.05 mg/kg,H 2 O reference,APHA: ≤10,passes test for reaction against H 2 SO 4,λ: 250 nm A max : ≤1.00,n 20/D 1.445(lit.),chloride (Cl - ): in accordance | , |  |  | passes test for suitability of determ. w. dithizone,250 nm, ≥50%,chloride (Cl - ): in accordance,≥99.8%,≤0.0005%,amylene stabilized,1.48 g/mL at 25 °C,CHROMASOLV ®,absorption / in accordance,Pb: ≤0.05 mg/kg,Free acid, in accordance,APHA: ≤10,60.5-61.5 °C(lit.),−63 °C(lit.),4.1 (vs air),160 mmHg ( 20 °C),passes test for reaction against H 2 SO 4,H 2 O reference,n 20/D 1.445(lit.),λ: 250 nm A max : ≤1.00
Chloroform,≥99%, PCR Reagent, contains amylenes as stabilizer,CHCl,1731042,200-663-8,MFCD00000826,24892970 | C7559 | 67-66-3 | Sigma | 氯仿 | (PDF) | ≥99%,,60.5-61.5 °C(lit.),−63 °C(lit.),1.492 g/mL at 25 °C(lit.) | Chloroform , Solvent by Type , Solvents | 160 mmHg ( 20 °C) | PCR Reagent,vial of 1.5 mL,amylenes as stabilizer,DNase, RNase, none detected,n 20/D 1.445(lit.) | , |  |  | ≥99%,1.492 g/mL at 25 °C(lit.),PCR Reagent,amylenes as stabilizer,vial of 1.5 mL,60.5-61.5 °C(lit.),−63 °C(lit.),4.1 (vs air),DNase, RNase, none detected,160 mmHg ( 20 °C),n 20/D 1.445(lit.)
Chloroform,ReagentPlus ® , ≥99.8%, contains 0.5-1.0% ethanol as stabilizer,CHCl,1731042,200-663-8,MFCD00000826,24848086 | 132950 | 67-66-3 | Sigma-Aldrich | 氯仿 | (PDF) | ≥99.8%,,60.5-61.5 °C(lit.),−63 °C(lit.),1.48 g/mL at 25 °C | ReagentPlus , ACS and Reagent Grade Solvents , Amber Glass Bottles , Carbon Steel Cans with NPT Threads , Chloroform , Reagent , Reagent Grade Solvents , Semi-Bulk Solvents , Solvent by Type , Solvent Bottles , Solvent Packaging Options , Solvent by Application , Solvents | 160 mmHg ( 20 °C) | ReagentPlus ®,APHA: ≤10,0.5-1.0% ethanol as stabilizer,n 20/D 1.445(lit.),1.492 g/mL at 25 °C(lit.) | , |  |  | 1.492 g/mL at 25 °C(lit.),≥99.8%,1.48 g/mL at 25 °C,ReagentPlus ®,0.5-1.0% ethanol as stabilizer,APHA: ≤10,60.5-61.5 °C(lit.),−63 °C(lit.),4.1 (vs air),160 mmHg ( 20 °C),n 20/D 1.445(lit.)
Chloroform,contains 100-200 ppm amylenes as stabilizer, ≥99.5%,CHCl,1731042,200-663-8,MFCD00000826,24892487 | C2432 | 67-66-3 | Sigma-Aldrich | 氯仿 | (PDF) | ≥99.5%,,60.5-61.5 °C(lit.),−63 °C(lit.),1.492 g/mL at 25 °C(lit.) | Amber Glass Bottles , Biochemicals , Chloroform , Core Bioreagents , DNA和RNA纯化 , General Reagents , Life Science Reagents for Cloning , Life Science Reagents for Nucleic Acid Purification , Life Science Reagents for PCR , Nanodisc Essentials , Nanodisc Reagents for Membrane Protein Research , Plant Biotechnology , Reagent , Reagents , Research Essentials , Solvent by Type , Solvent Bottles , Solvent Packaging Options , Solvents , Sure/Seal Bottles , 分子生物学 , 分子生物学试剂 , 植物分子生物学 , 植物核酸纯化 , 生化试剂 , 蛋白质及衍生物 , 试剂 | 160 mmHg ( 20 °C) | 100-200 ppm amylenes as stabilizer,n 20/D 1.445(lit.) | , |  |  | ≥99.5%,1.492 g/mL at 25 °C(lit.),100-200 ppm amylenes as stabilizer,60.5-61.5 °C(lit.),−63 °C(lit.),4.1 (vs air),160 mmHg ( 20 °C),n 20/D 1.445(lit.)
Chloroform,for residue analysis, suitable for 5000 per JIS,CHCl,1731042,,MFCD00000826, | 05-3433 | 67-66-3 | SAJ | 氯仿 |  | ,,60.5-61.5 °C(lit.),−63 °C(lit.),1.492 g/mL at 25 °C(lit.) | Chloroform , Residue Analysis (Japan only) , Solvent by Type , Solvent by Application , Solvents , Solvents by Special Grades (Japan Customers Only) | 160 mmHg ( 20 °C) | for residue analysis,n 20/D 1.445(lit.),suitable for 5000 per JIS,available only in Japan | , |  |  | 1.492 g/mL at 25 °C(lit.),for residue analysis,suitable for 5000 per JIS,−63 °C(lit.),4.1 (vs air),60.5-61.5 °C(lit.),160 mmHg ( 20 °C),n 20/D 1.445(lit.),available only in Japan
Chloroform,for HPLC,CHCl,1731042,,MFCD00000826, | 05-3450 | 67-66-3 | SAJ | 氯仿 |  | ,,60.5-61.5 °C(lit.),−63 °C(lit.),1.492 g/mL at 25 °C(lit.) | Chloroform , Solvent by Type , Solvent by Application , Solvents , Spectrophotometric Solvents , Spectroscopy Solvents (IR, NMR, UV/Vis) | 160 mmHg ( 20 °C) | for HPLC,n 20/D 1.445(lit.),available only in Japan | , |  |  | 1.492 g/mL at 25 °C(lit.),for HPLC,60.5-61.5 °C(lit.),−63 °C(lit.),4.1 (vs air),160 mmHg ( 20 °C),n 20/D 1.445(lit.),available only in Japan
Dichloromethane,contains amylene as stabilizer, ACS reagent, ≥99.5%,CH,1730800,200-838-9,MFCD00000881,24894031 | D65100 | 75-09-2 | Sigma-Aldrich | 二氯甲烷 | (PDF) | ≥99.5%,1223 °F,39.8-40 °C(lit.),−97 °C(lit.),1.325 g/mL at 25 °C(lit.) | ACS Grade , ACS Grade Solvents , ACS and Reagent Grade Solvents , Amber Glass Bottles , Carbon Steel Cans with NPT Threads , Closed Head Drums , Dichloromethane (Methylene chloride) , Drums Product Line , Semi-Bulk Solvents , Solvent by Type , Solvent Bottles , Solvent Packaging Options , Solvent by Application , Solvents | 24.45 psi ( 55 °C) | clear,≤0.002%,ACS reagent,amylene as stabilizer,APHA: ≤10,22 %,n 20/D 1.424(lit.) | , |  |  | clear,≥99.5%,≤0.002%,1.325 g/mL at 25 °C(lit.),ACS reagent,amylene as stabilizer,Free halogens, passes test,APHA: ≤10,39.8-40 °C(lit.),−97 °C(lit.),2.9 (vs air),1223 °F,24.45 psi ( 55 °C),n 20/D 1.424(lit.),22 %
Dichloromethane,ACS reagent, ≥99.5%, contains 50 ppm amylene as stabilizer,CH,1730800,200-838-9,MFCD00000881, | 320269 | 75-09-2 | Sigma-Aldrich | 二氯甲烷 | (PDF) | ≥99.5%,1223 °F,39.8-40 °C(lit.),−97 °C(lit.),1.325 g/mL at 25 °C(lit.) | ACS Grade , ACS Grade Solvents , ACS and Reagent Grade Solvents , Dichloromethane (Methylene chloride) , PVC Coated Bottles , Solvent by Type , Solvent Bottles , Solvent Packaging Options , Solvent by Application , Solvents | 24.45 psi ( 55 °C) | clear,≤0.002%,ACS reagent,50 ppm amylene as stabilizer,APHA: ≤10,22 %,n 20/D 1.424(lit.) | , |  |  | clear,≥99.5%,≤0.002%,1.325 g/mL at 25 °C(lit.),ACS reagent,50 ppm amylene as stabilizer,Free halogens, passes test,APHA: ≤10,39.8-40 °C(lit.),−97 °C(lit.),2.9 (vs air),1223 °F,24.45 psi ( 55 °C),n 20/D 1.424(lit.),22 %
Dichloromethane,puriss. p.a., ACS reagent, reag. ISO, ≥99.9% (GC),CH,1730800,200-838-9,MFCD00000881,24859304 | 32222 | 75-09-2 | Sigma-Aldrich | 二氯甲烷 |  | ≥99.9% (GC),1223 °F,39.8-40 °C(lit.),−97 °C(lit.),1.320-1.330 g/L at 20 °C | ACS Grade , Amber Glass Bottles , Analytical Reagents for General Use , C-D, Puriss p.a. ACS , Dichloromethane (Methylene chloride) , Puriss p.a. , Puriss p.a. ACS , Solvent by Type , Solvent Bottles , Solvent Packaging Options , Solvents , 分析/色谱 , 分析试剂 | 24.45 psi ( 55 °C) | Zn: ≤0.1 mg/kg,puriss. p.a.,Al: ≤0.5 mg/kg,~25 mg/L amylene as stabilizer,passes test for reaction against H 2 SO 4,22 %,n 20/D 1.4235-1.4245,chloride (Cl - ): ≤0.5 mg/kg | , |  |  | Zn: ≤0.1 mg/kg,≥99.9% (GC),22 %,1.320-1.330 g/L at 20 °C,puriss. p.a.,Al: ≤0.5 mg/kg,~25 mg/L amylene as stabilizer,≤0.00002% free chlorine (Cl),39.8-40 °C(lit.),−97 °C(lit.),2.9 (vs air),1223 °F,passes test for reaction against H 2 SO 4,chloride (Cl - ): ≤0.5 mg/kg,n 20/D 1.4235-1.4245,24.45 psi ( 55 °C)
Dichloromethane,AMD CHROMASOLV ® , ≥99.8% (GC),CH,1730800,200-838-9,MFCD00000881,24861487 | 34897 | 75-09-2 | Sigma-Aldrich | 二氯甲烷 |  | ≥99.8% (GC),1223 °F,39.8-40 °C(lit.),−97 °C(lit.),1.325 g/mL at 25 °C(lit.) | Dichloromethane (Methylene chloride) , Solvent by Type , Solvents | 24.45 psi ( 55 °C) | 260 nm, ≥98%,235 nm, ≥20%,AMD CHROMASOLV ®,0.002-0.005 % (v/v) amylene as stabilizer,passes test for AMD technique,22 %,n 20/D 1.424(lit.) | , |  |  | 260 nm, ≥98%,235 nm, ≥20%,≥99.8% (GC),1.325 g/mL at 25 °C(lit.),AMD CHROMASOLV ®,0.002-0.005 % (v/v) amylene as stabilizer,≤0.001% free acid (as HCl),39.8-40 °C(lit.),−97 °C(lit.),2.9 (vs air),1223 °F,passes test for AMD technique,24.45 psi ( 55 °C),n 20/D 1.424(lit.),22 %
Dichloromethane,CHROMASOLV ® Plus, for HPLC, ≥99.9%, contains 50-150 ppm amylene as stabilizer,CH,1730800,200-838-9,MFCD00000881,24883755 | 650463 | 75-09-2 | Sigma-Aldrich | 二氯甲烷 | (PDF) | ≥99.9%,1223 °F,39.8-40 °C(lit.),−97 °C(lit.),1.325 g/mL at 25 °C(lit.) | Amber Glass Bottles , CHROMASOLV Plus , Chromatography Reagents & Solvents , Dichloromethane (Methylene chloride) , HPLC & UHPLC Solvents (CHROMASOLV) , HPLC Plus Grade Solvents (CHROMASOLV) , HPLC/UHPLC Solvents (CHROMASOLV) , Solvent by Type , Solvent Bottles , Solvent Packaging Options , Solvent by Application , Solvents , 分析/色谱 , 分析试剂 | 24.45 psi ( 55 °C) | λ: 300-400 nm A max : 0.005,≤0.0001%,CHROMASOLV ® Plus,50-150 ppm amylene as stabilizer,≤10 ng/L (as heptachlor epoxide),H 2 O reference,λ: 235 nm A max : 1.0,n 20/D 1.424(lit.),22 % | , |  |  | λ: 300-400 nm A max : 0.005,≥99.9%,≤0.0001%,22 %,1.325 g/mL at 25 °C(lit.),CHROMASOLV ® Plus,50-150 ppm amylene as stabilizer,≤ 1.0 ppb Fluorescence (quinine) at 365 nm,39.8-40 °C(lit.),≤10 ng/L (as heptachlor epoxide),2.9 (vs air),1223 °F,λ: 235 nm A max : 1.0,n 20/D 1.424(lit.),24.45 psi ( 55 °C),H 2 O reference,−97 °C(lit.)
Dichloromethane,CHROMASOLV ® , for HPLC, ≥99.9%, contains 40-150 ppm amylene as stabilizer,CH,1730800,200-838-9,MFCD00000881,24867491 | 439223 | 75-09-2 | Sigma-Aldrich | 二氯甲烷 | (PDF) | ≥99.9%,1223 °F,39.8-40 °C(lit.),−97 °C(lit.),1.325 g/mL at 25 °C(lit.) | CHROMASOLV for HPLC , Chromatography Reagents & Solvents , Closed Head Drums , Dichloromethane (Methylene chloride) , Drums Product Line , HPLC & UHPLC Solvents (CHROMASOLV) , HPLC Grade Solvents (CHROMASOLV) , HPLC/UHPLC Solvents (CHROMASOLV) , Semi-Bulk Solvents , Solvent by Type , Solvent Packaging Options , Solvent by Application , Solvents , 分析/色谱 , 分析试剂 | 24.45 psi ( 55 °C) | λ: 340-400 nm A max : 0.01,<0.0003%,CHROMASOLV ®,40-150 ppm amylene as stabilizer,APHA: ≤10,passes test for HPLC,H 2 O reference,λ: 235 nm A max : 1.00,n 20/D 1.424(lit.),22 % | , |  |  | λ: 340-400 nm A max : 0.01,≥99.9%,<0.0003%,22 %,1.325 g/mL at 25 °C(lit.),CHROMASOLV ®,40-150 ppm amylene as stabilizer,Free halogens, passes test,APHA: ≤10,39.8-40 °C(lit.),−97 °C(lit.),2.9 (vs air),1223 °F,passes test for HPLC,λ: 235 nm A max : 1.00,n 20/D 1.424(lit.),24.45 psi ( 55 °C),H 2 O reference
Dichloromethane,CHROMASOLV ® , for HPLC, ≥99.8%, contains amylene as stabilizer,CH,1730800,200-838-9,MFCD00000881,24861586 | 34856 | 75-09-2 | Sigma-Aldrich | 二氯甲烷 | (PDF) | ≥99.8%,1223 °F,39.8-40 °C(lit.),−97 °C(lit.),1.325 g/mL at 25 °C(lit.) | Amber Glass Bottles , CHROMASOLV for HPLC , Chromatography Reagents & Solvents , Dichloromethane (Methylene chloride) , HPLC & UHPLC Solvents (CHROMASOLV) , HPLC Grade Solvents (CHROMASOLV) , HPLC/UHPLC Solvents (CHROMASOLV) , Products , Returnable Containers , Solvent by Type , Solvent Bottles , Solvent Packaging Options , Solvent by Application , Solvents , 分析/色谱 , 分析试剂 | 24.45 psi ( 55 °C) | 260 nm, ≥98%,235 nm, ≥20%,APHA: ≤10,absorption / in accordance,amylene as stabilizer,CHROMASOLV ®,22 %,n 20/D 1.424(lit.) | , |  |  | 260 nm, ≥98%,235 nm, ≥20%,≥99.8%,1.325 g/mL at 25 °C(lit.),CHROMASOLV ®,absorption / in accordance,amylene as stabilizer,free chlorine, in accordance,APHA: ≤10,39.8-40 °C(lit.),−97 °C(lit.),2.9 (vs air),1223 °F,24.45 psi ( 55 °C),n 20/D 1.424(lit.),22 %
Dichloromethane,suitable for PCB analysis,CH,1730800,,MFCD00000881, | 07-2205 | 75-09-2 | SAJ | 二氯甲烷 |  | ,1223 °F,39.8-40 °C(lit.),−97 °C(lit.),1.325 g/mL at 25 °C(lit.) | Dichloromethane (Methylene chloride) , Solvent by Type , Solvents | 24.45 psi ( 55 °C) | 6.83 psi ( 20 °C),n 20/D 1.424(lit.),22 %,suitable for PCB analysis,available only in Japan | , |  |  | 6.83 psi ( 20 °C),22 %,1.325 g/mL at 25 °C(lit.),39.8-40 °C(lit.),−97 °C(lit.),2.9 (vs air),1223 °F,suitable for PCB analysis,24.45 psi ( 55 °C),n 20/D 1.424(lit.),available only in Japan
Dichloromethane,suitable for 5000 per JIS, for residue analysis,CH,1730800,,MFCD00000881, | 07-2206 | 75-09-2 | SAJ | 二氯甲烷 |  | ,1223 °F,39.8-40 °C(lit.),−97 °C(lit.),1.325 g/mL at 25 °C(lit.) | Dichloromethane (Methylene chloride) , Residue Analysis (Japan only) , Solvent by Type , Solvent by Application , Solvents , Solvents by Special Grades (Japan Customers Only) | 24.45 psi ( 55 °C) | 6.83 psi ( 20 °C),for residue analysis,methanol as stabilizer,suitable for 5000 per JIS,22 %,n 20/D 1.424(lit.),available only in Japan | , |  |  | 6.83 psi ( 20 °C),22 %,1.325 g/mL at 25 °C(lit.),for residue analysis,methanol as stabilizer,39.8-40 °C(lit.),−97 °C(lit.),2.9 (vs air),1223 °F,suitable for 5000 per JIS,24.45 psi ( 55 °C),n 20/D 1.424(lit.),available only in Japan
Dichloromethane,for HPLC,CH,1730800,200-838-9,MFCD00000881, | 07-2230 | 75-09-2 | SAJ | 二氯甲烷 |  | ,1223 °F,39.8-40 °C(lit.),−97 °C(lit.),1.325 g/mL at 25 °C(lit.) | Dichloromethane (Methylene chloride) , Solvent by Type , Solvent by Application , Solvents , Spectrophotometric Solvents , Spectroscopy Solvents (IR, NMR, UV/Vis) | 24.45 psi ( 55 °C) | 6.83 psi ( 20 °C),for HPLC,methanol as stabilizer,22 %,n 20/D 1.424(lit.),available only in Japan | , |  |  | 6.83 psi ( 20 °C),22 %,1.325 g/mL at 25 °C(lit.),for HPLC,methanol as stabilizer,39.8-40 °C(lit.),−97 °C(lit.),2.9 (vs air),1223 °F,24.45 psi ( 55 °C),n 20/D 1.424(lit.),available only in Japan
Diethyl ether,ACS reagent, ≥98.0%, contains ~2% ethanol and ~10ppm BHT as inhibitor,(CH,1696894,200-467-2,MFCD00011646,24885338 | 676845 | 60-29-7 | Sigma-Aldrich | 二乙醚 | (PDF) | ≥98.0%,320 °F,34.6 °C(lit.),−116 °C(lit.),0.706 g/mL at 25 °C(lit.) | Aluminum Bottles , Diethyl Ether , Solvent by Type , Solvent Bottles , Solvent Packaging Options , Solvents | 28.5 psi ( 55 °C) | ≤1 ppm Peroxide (as H 2 O 2 ),≤0.001%,ACS reagent,~2% ethanol and ~10ppm BHT as inhibitor,APHA: ≤10,36.5 %,n 20/D 1.3530(lit.) | , |  |  | ≤1 ppm Peroxide (as H 2 O 2 ),≥98.0%,≤0.001%,0.706 g/mL at 25 °C(lit.),ACS reagent,~2% ethanol and ~10ppm BHT as inhibitor,≤0.0002 meq/g Titr. acid,APHA: ≤10,34.6 °C(lit.),−116 °C(lit.),2.6 (vs air),320 °F,28.5 psi ( 55 °C),n 20/D 1.3530(lit.),36.5 %
Diethyl ether,contains BHT as inhibitor, puriss. p.a., ACS reagent, reag. ISO, reag. Ph. Eur., ≥99.8%,(CH,1696894,200-467-2,MFCD00011646,24859288 | 32203 | 60-29-7 | Sigma-Aldrich | 二乙醚 |  | ≥99.8% (GC),320 °F,34.6 °C(lit.),−116 °C(lit.),0.706 g/mL at 25 °C(lit.) | ACS Grade , Amber Glass Bottles , Analytical Reagents for General Use , C-D, Puriss p.a. ACS , Diethyl Ether , Puriss p.a. , Puriss p.a. ACS , Solvent by Type , Solvent Bottles , Solvent Packaging Options , Solvents , 分析/色谱 , 分析试剂 |  | Zn: ≤0.05 mg/kg,puriss. p.a.,Al: ≤0.5 mg/kg,BHT as inhibitor,passes test for reaction against H 2 SO 4,36.5 %,n 20/D 1.3530(lit.) | , |  |  | Zn: ≤0.05 mg/kg,≥99.8% (GC),0.706 g/mL at 25 °C(lit.),puriss. p.a.,Al: ≤0.5 mg/kg,BHT as inhibitor,≤0.00003% peroxides (as H 2 O 2 ),34.6 °C(lit.),−116 °C(lit.),2.6 (vs air),320 °F,passes test for reaction against H 2 SO 4,36.5 %,n 20/D 1.3530(lit.)
Diethyl ether,anhydrous, ACS reagent, ≥99.0%, contains BHT as inhibitor,(CH,1696894,200-467-2,MFCD00011646,24885180 | 673811 | 60-29-7 | Sigma-Aldrich | 二乙醚 | (PDF) | ≥99.0%,320 °F,34.6 °C(lit.),−116 °C(lit.),0.706 g/mL at 25 °C(lit.) | Aluminum Bottles , Diethyl Ether , Solvent by Type , Solvent Bottles , Solvent Packaging Options , Solvents | 28.66 psi ( 55 °C) | ≤1 ppm Peroxide (as H 2 O 2 ),≤0.001%,ACS reagent,BHT as inhibitor,APHA: ≤10,36.5 %,n 20/D 1.3530(lit.) | , |  |  | ≤1 ppm Peroxide (as H 2 O 2 ),≥99.0%,≤0.001%,0.706 g/mL at 25 °C(lit.),ACS reagent,BHT as inhibitor,Alcohol (as CH 3 CH 2 OH), passes test,APHA: ≤10,34.6 °C(lit.),−116 °C(lit.),2.6 (vs air),320 °F,28.66 psi ( 55 °C),n 20/D 1.3530(lit.),36.5 %
Diethyl ether,for pesticide residue analysis,(CH,1696894,200-467-2,MFCD00011646,24859037 | 31671 | 60-29-7 | Fluka | 二乙醚 | (PDF) | ≥99.8% (diethyl ether + ethanol, GC),320 °F,34.6 °C(lit.),−116 °C(lit.),0.706 g/mL at 25 °C(lit.) | 3-MCPD , Acrylamide , Adulterants , Allergens , Benzene , Beverage Testing , Bisphenol A (BPA), BADGE, BFDGE, and NOGE , Chromatography Reagents & Solvents , Derivatization of Fatty Acids to FAMEs , Diethyl Ether , Dioxins/Furans/PCBs , Disinfection Product Residues and Solvents , Edible Oils , Essential Oils , FAMEs by Boiling Point Elution , FAMEs by Degree of Unsaturation , Fats (fatty acids, FAMEs, glycerides), Edible Oils, Sterols , Flavors & Fragrances , Fractionation of FAMEs Using Silver-Ion SPE , Free Fatty Acids , Furans , GC Solvents , Honey , Melamine , Mono-, Di-, and Triglycerides , Nitrosamines , Non-Nutritional Ingredients and Additives , Nutritional (other than carbohydrates, fats, proteins) , Omega 3 and Omega 6 FAMEs , Organic Acids , PAHs , Pesticide Residue Analysis (PRA) Solvents , Pesticide and Metabolite Residues , Phthalate Esters , Processing/Packaging Contaminants , Solvent by Type , Solvent by Application , Solvents , Solvents for GC applications , Solvents for Organic Residue Analysis , Sterols , Toxins (other than pesticide/drug residues) , Trace Analysis Reagents & Solvents , Veterinary Drug Residues , cis/trans FAME Isomers , 分析/色谱 , 分析试剂 , 应用 , 食品和饮料分析 |  | n 20/D 1.353,≤0.0005%,for pesticide residue analysis,~2% ethanol as stabilizer,36.5 %,n 20/D 1.3530(lit.) | , |  |  | n 20/D 1.353,≥99.8% (diethyl ether + ethanol, GC),≤0.0005%,0.706 g/mL at 25 °C(lit.),for pesticide residue analysis,~2% ethanol as stabilizer,≤0.05% water,34.6 °C(lit.),−116 °C(lit.),2.6 (vs air),320 °F,36.5 %,n 20/D 1.3530(lit.)
Diethyl ether,CHROMASOLV ® , for HPLC, ≥99.9%, inhibitor-free,(CH,1696894,200-467-2,MFCD00011646,24858760 | 309966 | 60-29-7 | Sigma-Aldrich | 二乙醚 | (PDF) | ≥99.9%,320 °F,34.6 °C(lit.),−116 °C(lit.),0.706 g/mL at 25 °C(lit.) | Chromatography Reagents & Solvents , Diethyl Ether , HPLC & UHPLC Solvents (CHROMASOLV) , HPLC Grade Solvents (CHROMASOLV) , HPLC/UHPLC Solvents (CHROMASOLV) , Solvent by Type , Solvent Bottles , Solvent Packaging Options , Solvent by Application , Solvents , Sure/Seal Bottles , 分析/色谱 , 分析试剂 | 28.69 psi ( 55 °C) | λ: 300-400 nm A max : 0.01,<0.0003%,CHROMASOLV ®,H 2 O reference,glass distillation,λ: 218 nm A max : 1.0,n 20/D 1.3530(lit.),36.5 % | , |  |  | λ: 300-400 nm A max : 0.01,≥99.9%,<0.0003%,36.5 %,0.706 g/mL at 25 °C(lit.),CHROMASOLV ®,28.69 psi ( 55 °C),≤0.03% water,34.6 °C(lit.),−116 °C(lit.),2.6 (vs air),320 °F,glass distillation,H 2 O reference,n 20/D 1.3530(lit.),λ: 218 nm A max : 1.0
Diethyl ether,tested according to Ph.Eur.,(CH,1696894,200-467-2,MFCD00011646, | 31701 | 60-29-7 | Fluka | 二乙醚 | (PDF) | ,320 °F,34.6 °C(lit.),−116 °C(lit.),0.706 g/mL at 25 °C(lit.) | Diethyl Ether , Solvent by Type , Solvents |  | testing conforms to Pharmacopeia,~0.0006% BHT as stabilizer,n 20/D 1.3530(lit.),36.5 % | , |  |  | 0.706 g/mL at 25 °C(lit.),testing conforms to Pharmacopeia,~0.0006% BHT as stabilizer,34.6 °C(lit.),−116 °C(lit.),2.6 (vs air),320 °F,36.5 %,n 20/D 1.3530(lit.)
Diethyl ether,reagent grade, ≥98%, contains ~2% ethanol and ~10ppm BHT as inhibitor,(CH,1696894,200-467-2,MFCD00011646,24861375 | 346144 | 60-29-7 | Sigma-Aldrich | 二乙醚 | (PDF) | ≥98%,320 °F,34.6 °C(lit.),−116 °C(lit.),0.706 g/mL at 25 °C(lit.) | ACS and Reagent Grade Solvents , Diethyl Ether , Reagent Grade Solvents , Solvent by Type , Solvent Bottles , Solvent Packaging Options , Solvent by Application , Solvents , Sure/Seal Bottles | 28.5 psi ( 55 °C) | reagent grade,356 °F,36.5 %,~2% ethanol and ~10ppm BHT as inhibitor,n 20/D 1.3530(lit.) | , |  |  | 356 °F,≥98%,0.706 g/mL at 25 °C(lit.),reagent grade,~2% ethanol and ~10ppm BHT as inhibitor,34.6 °C(lit.),−116 °C(lit.),2.6 (vs air),320 °F,28.5 psi ( 55 °C),n 20/D 1.3530(lit.),36.5 %
Diethyl ether,reagent grade, contains 1 ppm BHT as stabilizer,(CH,1696894,200-467-2,MFCD00011646,24885337 | 676837 | 60-29-7 | Sigma-Aldrich | 二乙醚 | (PDF) | ,320 °F,34.6 °C(lit.),−116 °C(lit.),0.706 g/mL at 25 °C(lit.) | Aluminum Bottles , Diethyl Ether , Solvent by Type , Solvent Bottles , Solvent Packaging Options , Solvents |  | reagent grade,36.5 %,1 ppm BHT as stabilizer,n 20/D 1.3530(lit.) | , |  |  | 0.706 g/mL at 25 °C(lit.),reagent grade,1 ppm BHT as stabilizer,≤1 ppm peroxide (as H 2 O 3 ),34.6 °C(lit.),−116 °C(lit.),2.6 (vs air),320 °F,36.5 %,n 20/D 1.3530(lit.)
Diethyl ether,analytical standard,(CH,1696894,200-467-2,MFCD00011646,24889462 | 91238 | 60-29-7 | Fluka | 二乙醚 | (PDF) | ≥99.9% (GC),320 °F,34.6 °C(lit.),−116 °C(lit.),0.706 g/mL at 25 °C(lit.) | Alpha Sort , Alphabetical Index of Analytical Standards , Analytical Standards , Chemical Class , Chromatography , D , DID - DIN , Diethyl Ether , Environmental Standards , Solvent by Type , Solvents , Volatiles/ Semivolatiles , 分析/色谱 |  | n 20/D 1.353,analytical standard,~0.0005% 2,6-di- tert. -butyl-4-methylphenol as stabilizer,36.5 %,limited shelf life, expiry date on the label,n 20/D 1.3530(lit.) | , |  |  | n 20/D 1.353,≥99.9% (GC),0.706 g/mL at 25 °C(lit.),analytical standard,~0.0005% 2,6-di- tert. -butyl-4-methylphenol as stabilizer,34.6 °C(lit.),−116 °C(lit.),2.6 (vs air),320 °F,36.5 %,limited shelf life, expiry date on the label,n 20/D 1.3530(lit.)
Diethyl ether,for residue analysis, suitable for 5000 per JIS,(CH,1696894,,MFCD00011646, | 09-1833 | 60-29-7 | SAJ | 二乙醚 |  | ,320 °F,34.6 °C(lit.),−116 °C(lit.),0.706 g/mL at 25 °C(lit.) | Diethyl Ether , Residue Analysis (Japan only) , Solvent by Type , Solvent by Application , Solvents , Solvents by Special Grades (Japan Customers Only) |  | for residue analysis,n 20/D 1.3530(lit.),36.5 %,suitable for 5000 per JIS,available only in Japan | , |  |  | 0.706 g/mL at 25 °C(lit.),for residue analysis,34.6 °C(lit.),−116 °C(lit.),2.6 (vs air),320 °F,suitable for 5000 per JIS,36.5 %,n 20/D 1.3530(lit.),available only in Japan
Diethyl ether,,(CH,1696894,,MFCD00011646, | 09-1855 | 60-29-7 | SAJ | 二乙醚 |  | ,320 °F,34.6 °C(lit.),−116 °C(lit.),0.706 g/mL at 25 °C(lit.) | Diethyl Ether , Solvent by Type , Solvents |  | 36.5 %,n 20/D 1.3530(lit.),available only in Japan | , |  |  | 0.706 g/mL at 25 °C(lit.),34.6 °C(lit.),−116 °C(lit.),2.6 (vs air),320 °F,36.5 %,n 20/D 1.3530(lit.),available only in Japan
N,N -Dimethylformamide,ACS reagent, ≥99.8%,HCON(CH,605365,200-679-5,MFCD00003284,24859200 | 319937 | 68-12-2 | Sigma-Aldrich | N,N -二甲基甲酰胺 | (PDF) | ≥99.8%,833 °F,153 °C(lit.),−61 °C(lit.),0.944 g/mL(lit.) | ACS Grade , ACS Grade Solvents , ACS and Reagent Grade Solvents , Amber Glass Bottles , Carbon Steel Flex-Spout Cans , Dimethylformamide (DMF) , Semi-Bulk Solvents , Solvent by Type , Solvent Bottles , Solvent Packaging Options , Solvent by Application , Solvents | 2.7 mmHg ( 20 °C) | APHA: ≤15,≤0.005%,ACS reagent,clear,15.2 %,n 20/D 1.430(lit.) | , |  |  | APHA: ≤15,≥99.8%,≤0.005%,0.944 g/mL(lit.),ACS reagent,≤0.0005 meq/g Titr. acid,clear,153 °C(lit.),−61 °C(lit.),2.5 (vs air),833 °F,2.7 mmHg ( 20 °C),n 20/D 1.430(lit.),15.2 %
N,N -Dimethylformamide,ACS reagent, ≥99.8%,HCON(CH,605365,200-679-5,MFCD00003284,24867382 | 437573 | 68-12-2 | Sigma-Aldrich | N,N -二甲基甲酰胺 | (PDF) | ≥99.8%,833 °F,153 °C(lit.),−61 °C(lit.),0.944 g/mL(lit.) | ACS Grade , ACS Grade Solvents , ACS and Reagent Grade Solvents , Dimethylformamide (DMF) , PVC Coated Bottles , Semi-Bulk Solvents , Solvent by Type , Solvent Bottles , Solvent Packaging Options , Solvent by Application , Solvents , VerSA-Flow Products | 2.7 mmHg ( 20 °C) | ≤0.15% water,≤0.005%,ACS reagent,APHA: ≤15,15.2 %,n 20/D 1.430(lit.) | , |  |  | ≤0.15% water,≥99.8%,≤0.005%,0.944 g/mL(lit.),ACS reagent,≤0.0005 meq/g Titr. acid,APHA: ≤15,153 °C(lit.),−61 °C(lit.),2.5 (vs air),833 °F,2.7 mmHg ( 20 °C),n 20/D 1.430(lit.),15.2 %
N,N -Dimethylformamide,ACS spectrophotometric grade, ≥99.8%,HCON(CH,605365,200-679-5,MFCD00003284,24849479 | 154814 | 68-12-2 | Sigma-Aldrich | N,N -二甲基甲酰胺 | (PDF),39031202 | ≥99.8%,833 °F,153 °C(lit.),−61 °C(lit.),0.944 g/mL(lit.) | Amber Glass Bottles , Dimethylformamide (DMF) , Solvent by Type , Solvent Bottles , Solvent Packaging Options , Solvent by Application , Solvents , Spectrophotometric Grade , Spectrophotometric Solvents , Spectroscopy Solvents (IR, NMR, UV/Vis) | 2.7 mmHg ( 20 °C) | λ: 340-400 nm A max : 0.01,≤0.005%,ACS spectrophotometric grade,H 2 O reference,APHA: ≤15,λ: 270 nm A max : 1.00,n 20/D 1.430(lit.),15.2 % | , |  |  | λ: 340-400 nm A max : 0.01,≥99.8%,≤0.005%,15.2 %,0.944 g/mL(lit.),ACS spectrophotometric grade,2.7 mmHg ( 20 °C),≤0.0005 meq/g Titr. acid,APHA: ≤15,153 °C(lit.),−61 °C(lit.),2.5 (vs air),833 °F,H 2 O reference,n 20/D 1.430(lit.),λ: 270 nm A max : 1.00
N,N -Dimethylformamide,for pesticide residue analysis,HCON(CH,605365,200-679-5,MFCD00003284, | 34489 | 68-12-2 | Fluka | N,N -二甲基甲酰胺 |  | ,833 °F,153 °C(lit.),−61 °C(lit.),0.944 g/mL(lit.) | Chromatography Reagents & Solvents , Dimethylformamide (DMF) , GC Solvents , Pesticide Residue Analysis (PRA) Solvents , Solvent by Type , Solvent by Application , Solvents , Solvents for GC applications , Solvents for Organic Residue Analysis , Trace Analysis Reagents & Solvents , 分析/色谱 , 分析试剂 | 2.7 mmHg ( 20 °C) | ≤5 ng/L suitability for residue analysis,for pesticide residue analysis,15.2 %,n 20/D 1.430(lit.) | , |  |  | ≤5 ng/L suitability for residue analysis,0.944 g/mL(lit.),for pesticide residue analysis,≤0.001% non-volatile matter,153 °C(lit.),−61 °C(lit.),2.5 (vs air),833 °F,2.7 mmHg ( 20 °C),n 20/D 1.430(lit.),15.2 %
N,N -Dimethylformamide,purum, ≥98.0% (GC),HCON(CH,605365,200-679-5,MFCD00003284, | 40255 | 68-12-2 | Fluka | N,N -二甲基甲酰胺 | (PDF) | ≥98.0% (GC),833 °F,153 °C(lit.),−61 °C(lit.),0.944 g/mL(lit.) | Dimethylformamide (DMF) , Plastic Bottles , Solvent by Type , Solvent Bottles , Solvent Packaging Options , Solvents | 2.7 mmHg ( 20 °C) | purum,n 20/D 1.431,15.2 %,n 20/D 1.430(lit.) | , |  |  | n 20/D 1.431,≥98.0% (GC),0.944 g/mL(lit.),purum,153 °C(lit.),−61 °C(lit.),2.5 (vs air),833 °F,2.7 mmHg ( 20 °C),n 20/D 1.430(lit.),15.2 %
N,N -Dimethylformamide,CHROMASOLV ® Plus, for HPLC, ≥99.9%,HCON(CH,605365,200-679-5,MFCD00003284,24856379 | 270547 | 68-12-2 | Sigma-Aldrich | N,N -二甲基甲酰胺 | (PDF) | ≥99.9%,833 °F,153 °C(lit.),−61 °C(lit.),0.944 g/mL(lit.) | Amber Glass Bottles , CHROMASOLV Plus , Chromatography Reagents & Solvents , Dimethylformamide (DMF) , HPLC & UHPLC Solvents (CHROMASOLV) , HPLC Plus Grade Solvents (CHROMASOLV) , HPLC/UHPLC Solvents (CHROMASOLV) , Solvent by Type , Solvent Bottles , Solvent Packaging Options , Solvent by Application , Solvents , 分析/色谱 , 分析试剂 | 2.7 mmHg ( 20 °C) | λ: 340-400 nm A max : 0.01,<0.0005%,CHROMASOLV ® Plus,H 2 O reference,glass distillation,λ: 270 nm A max : 1.00,n 20/D 1.430(lit.),15.2 % | , |  |  | λ: 340-400 nm A max : 0.01,≥99.9%,<0.0005%,15.2 %,0.944 g/mL(lit.),CHROMASOLV ® Plus,2.7 mmHg ( 20 °C),≤0.030% water,153 °C(lit.),−61 °C(lit.),2.5 (vs air),833 °F,glass distillation,H 2 O reference,n 20/D 1.430(lit.),λ: 270 nm A max : 1.00
N,N -Dimethylformamide,CHROMASOLV ® Plus, for HPLC, ≥99.9%,HCON(CH,605365,200-679-5,MFCD00003284,24883591 | 648531 | 68-12-2 | Sigma-Aldrich | N,N -二甲基甲酰胺 | (PDF) | ≥99.9%,833 °F,153 °C(lit.),−61 °C(lit.),0.944 g/mL(lit.) | CHROMASOLV Plus , Chromatography Reagents & Solvents , Dimethylformamide (DMF) , HPLC & UHPLC Solvents (CHROMASOLV) , HPLC Plus Grade Solvents (CHROMASOLV) , HPLC/UHPLC Solvents (CHROMASOLV) , PVC Coated Bottles , Solvent by Type , Solvent Bottles , Solvent Packaging Options , Solvent by Application , Solvents , 分析/色谱 , 分析试剂 | 2.7 mmHg ( 20 °C) | /400 nm 0.010,≤0.0005%,CHROMASOLV ® Plus,/270 nm 1.00,15.2 %,n 20/D 1.430(lit.) | , |  |  | /400 nm 0.010,≥99.9%,≤0.0005%,0.944 g/mL(lit.),CHROMASOLV ® Plus,/270 nm 1.00,≤0.030% water,153 °C(lit.),−61 °C(lit.),2.5 (vs air),833 °F,2.7 mmHg ( 20 °C),n 20/D 1.430(lit.),15.2 %
N,N -Dimethylformamide,for molecular biology, ≥99%,HCON(CH,605365,200-679-5,MFCD00003284,24893883 | D4551 | 68-12-2 | Sigma | N,N -二甲基甲酰胺 | (PDF) | ≥99%,833 °F,153 °C(lit.),room temp,0.944 g/mL(lit.) | Biochemicals , Core Bioreagents , Dimethylformamide (DMF) , Life Science Reagents for Protein Expression and Purification , Life Science Reagents for Transfection , Research Essentials , Solvent by Type , Solvents , 分子生物学 , 分子生物学试剂 | 2.7 mmHg ( 20 °C) | for molecular biology,n 20/D 1.430(lit.),15.2 %,suitable for solvent for chromogenic substrates (X-Gal, etc.) used in molecular biology applications.,liquid | , |  |  | ≥99%,liquid,0.944 g/mL(lit.),for molecular biology,room temp,153 °C(lit.),−61 °C(lit.),2.5 (vs air),833 °F,suitable for solvent for chromogenic substrates (X-Gal, etc.) used in molecular biology applications.,2.7 mmHg ( 20 °C),n 20/D 1.430(lit.),15.2 %
N,N -Dimethylformamide,analytical standard,HCON(CH,605365,200-679-5,MFCD00003284,24886401 | 72438 | 68-12-2 | Fluka | N,N -二甲基甲酰胺 | (PDF) | ≥99.9% (GC),833 °F,153 °C(lit.),−61 °C(lit.),0.944 g/mL(lit.) | 2000/60/EC , Aldehydes / DNPH / DAIH , Aliphatics , Alpha Sort , Alphabetical Index of Analytical Standards , Amides , Amines , Analytical Standards , Chemical Class , Chromatography , D , DID - DIN , Dimethylformamide (DMF) , Environmental Standards , European Community: ISO, DIN and DL 152 , Method and Regulation Specific , Neats , Solvent by Type , Solvents , Standards for Personal Care and Cosmetic Products , Volatiles/ Semivolatiles , neats , prohibited substances (EU-REGULATION No 1223/2009) , 分析/色谱 | 2.7 mmHg ( 20 °C) | analytical standard,n 20/D 1.430,15.2 %,limited shelf life, expiry date on the label,n 20/D 1.430(lit.) | , |  |  | n 20/D 1.430,≥99.9% (GC),0.944 g/mL(lit.),analytical standard,153 °C(lit.),−61 °C(lit.),2.5 (vs air),833 °F,2.7 mmHg ( 20 °C),limited shelf life, expiry date on the label,n 20/D 1.430(lit.),15.2 %
N,N -Dimethylformamide,suitable for neutral marker for measuring electroosmotic flow (EOF), ~99%,HCON(CH,605365,200-679-5,MFCD00003284, | D8300 | 68-12-2 | Sigma | N,N -二甲基甲酰胺 | (PDF) | ~99%,833 °F,153 °C(lit.),−61 °C(lit.),0.944 g/mL(lit.) | Dimethylformamide (DMF) , Solvent by Type , Solvents | 2.7 mmHg ( 20 °C) | n 20/D 1.430(lit.),15.2 %,suitable for neutral marker for measuring electroosmotic flow (EOF) | , |  |  | ~99%,0.944 g/mL(lit.),153 °C(lit.),−61 °C(lit.),2.5 (vs air),833 °F,suitable for neutral marker for measuring electroosmotic flow (EOF),2.7 mmHg ( 20 °C),n 20/D 1.430(lit.),15.2 %
N,N -Dimethylformamide,≥99% (GC),HCON(CH,605365,200-679-5,MFCD00003284,24849438 | 15440 | 68-12-2 | Sigma-Aldrich | N,N -二甲基甲酰胺 |  | ≥99% (GC),833 °F,153 °C(lit.),−61 °C(lit.),0.944 g/mL(lit.) | Amides , Building Blocks , C2 to C7 , Carbonyl Compounds , Chemical Synthesis , Dimethylformamide (DMF) , Organic Building Blocks , Plastic Bottles , Solvent by Type , Solvent Bottles , Solvent Packaging Options , Solvents | 2.7 mmHg ( 20 °C) | 15.2 %,n 20/D 1.430(lit.) | , |  |  | ≥99% (GC),0.944 g/mL(lit.),≤0.1% water (Karl Fischer),153 °C(lit.),−61 °C(lit.),2.5 (vs air),833 °F,2.7 mmHg ( 20 °C),n 20/D 1.430(lit.),15.2 %
N,N -Dimethylformamide,GC-Headspace tested, ≥99.9%,HCON(CH,605365,200-679-5,MFCD00003284, | 51781 | 68-12-2 | Fluka | N,N -二甲基甲酰胺 |  | ≥99.9% (GC),833 °F,153 °C(lit.),−61 °C(lit.),0.944 g/mL(lit.) | Chromatography Reagents & Solvents , Dimethylformamide (DMF) , GC Headspace Solvents , GC Solvents , Solvent by Type , Solvent by Application , Solvents , Solvents for GC applications , 分析/色谱 , 分析试剂 | 2.7 mmHg ( 20 °C) | n 20/D 1.430,n 20/D 1.430(lit.),15.2 %,GC-Headspace tested | , |  |  | n 20/D 1.430,≥99.9% (GC),0.944 g/mL(lit.),153 °C(lit.),−61 °C(lit.),2.5 (vs air),833 °F,GC-Headspace tested,2.7 mmHg ( 20 °C),n 20/D 1.430(lit.),15.2 %
N,N -Dimethylformamide,ReagentPlus ® , ≥99%,HCON(CH,605365,200-679-5,MFCD00003284, | D158550 | 68-12-2 | Sigma-Aldrich | N,N -二甲基甲酰胺 | (PDF) | ≥99%,833 °F,153 °C(lit.),−61 °C(lit.),0.944 g/mL(lit.) | ReagentPlus , ReagentPlus Solvent Grade Products , ACS and Reagent Grade Solvents , Amber Glass Bottles , Carbon Steel Flex-Spout Cans , Dimethylformamide (DMF) , Semi-Bulk Solvents , Solvent by Type , Solvent Bottles , Solvent Packaging Options , Solvent by Application , Solvents | 2.7 mmHg ( 20 °C) | ReagentPlus ®,15.2 %,n 20/D 1.430(lit.) | , |  |  | ≥99%,0.944 g/mL(lit.),ReagentPlus ®,≤0.1% Water (Karl Fischer),153 °C(lit.),−61 °C(lit.),2.5 (vs air),833 °F,2.7 mmHg ( 20 °C),n 20/D 1.430(lit.),15.2 %
Dimethyl sulfoxide,ACS reagent, ≥99.9%,(CH,506008,200-664-3,MFCD00002089,24870796 | 472301 | 67-68-5 | Sigma-Aldrich | 二甲基亚砜 | (PDF) | ≥99.9%,573 °F,189 °C(lit.),16-19 °C(lit.),1.10 g/mL(lit.) | ACS Grade , ACS Grade Solvents , ACS and Reagent Grade Solvents , Amber Glass Bottles , Composite Drums , Dimethyl Sulfoxide (DMSO) , Drums Product Line , Semi-Bulk Solvents , Solvent by Type , Solvent Bottles , Solvent Packaging Options , Solvent by Application , Solvents , VerSA-Flow Products | 0.42 mmHg ( 20 °C) | ≤0.1% water,≤0.01%,ACS reagent,clear, colorless,42 %, 63 °F,n 20/D 1.479(lit.) | , |  |  | ≤0.1% water,≥99.9%,≤0.01%,1.10 g/mL(lit.),ACS reagent,≤0.001 meq/g Titr. acid,clear, colorless,189 °C(lit.),16-19 °C(lit.),2.7 (vs air),573 °F,0.42 mmHg ( 20 °C),n 20/D 1.479(lit.),42 %, 63 °F
Dimethyl sulfoxide,puriss. p.a., ACS reagent, ≥99.9% (GC),(CH,506008,200-664-3,MFCD00002089,24866073 | 41640 | 67-68-5 | Sigma-Aldrich | 二甲基亚砜 |  | ≥99.9% (GC),573 °F,189 °C(lit.),16-19 °C(lit.),1.10 g/mL(lit.) | Analytical Reagents for General Use , C-D, Puriss p.a. ACS , Dimethyl Sulfoxide (DMSO) , Plastic Bottles , Puriss p.a. ACS , Solvent by Type , Solvent Bottles , Solvent Packaging Options , Solvents , 分析/色谱 , 分析试剂 | 0.42 mmHg ( 20 °C) | Zn: ≤0.1 mg/kg,≤0.005%,puriss. p.a.,Al: ≤0.5 mg/kg,PREMIUM,42 %, 63 °F,n 20/D 1.479(lit.) | , |  |  | Zn: ≤0.1 mg/kg,≥99.9% (GC),≤0.005%,1.10 g/mL(lit.),puriss. p.a.,Al: ≤0.5 mg/kg,≤0.001% free acid (as CH 3 COOH),189 °C(lit.),PREMIUM,2.7 (vs air),573 °F,0.42 mmHg ( 20 °C),n 20/D 1.479(lit.),42 %, 63 °F,16-19 °C(lit.)
Dimethyl sulfoxide,puriss. p.a., dried, ≤0.02% water,(CH,506008,200-664-3,MFCD00002089,24861675 | 34943 | 67-68-5 | Sigma-Aldrich | 二甲基亚砜 |  | ≥99.9% (GC),573 °F,189 °C(lit.),16-19 °C(lit.),1.10 g/mL(lit.) | Amber Glass Bottles , Analytical Reagents for General Use , C-D, Puriss p.a. , Dimethyl Sulfoxide (DMSO) , Puriss p.a. , Solvent by Type , Solvent Bottles , Solvent Packaging Options , Solvents , 分析/色谱 , 分析试剂 | 0.42 mmHg ( 20 °C) | ≤0.03% water (Karl Fischer),puriss. p.a.,dried,Fe: ≤1 mg/kg,42 %, 63 °F,n 20/D 1.479(lit.) | , |  |  | ≤0.03% water (Karl Fischer),≥99.9% (GC),1.10 g/mL(lit.),puriss. p.a.,dried,Fe: ≤1 mg/kg,≤0.0001% heavy metals (as Pb),189 °C(lit.),16-19 °C(lit.),2.7 (vs air),573 °F,0.42 mmHg ( 20 °C),n 20/D 1.479(lit.),42 %, 63 °F
Dimethyl sulfoxide,for UV-spectroscopy, ≥99.8% (GC),(CH,506008,200-664-3,MFCD00002089, | 41641 | 67-68-5 | Fluka | 二甲基亚砜 | (PDF) | ≥99.8% (GC),573 °F,189 °C(lit.),16-19 °C(lit.),1.10 g/mL(lit.) | Dimethyl Sulfoxide (DMSO) , Solvent by Type , Solvents , Spectroscopy , UV/Vis Solvents , UV/Visible (UV/VIS) Spectroscopy , 分析/色谱 , 分析试剂 | 0.42 mmHg ( 20 °C) | λ: 360 nm A max : 0.003,≤0.002%,for UV-spectroscopy,1 cm path, H 2 O reference,λ: 265 nm A max : 0.8,n 20/D 1.479(lit.),42 %, 63 °F | , |  |  | λ: 360 nm A max : 0.003,≥99.8% (GC),≤0.002%,42 %, 63 °F,1.10 g/mL(lit.),for UV-spectroscopy,0.42 mmHg ( 20 °C),≤0.2% water,189 °C(lit.),16-19 °C(lit.),2.7 (vs air),573 °F,1 cm path, H 2 O reference,n 20/D 1.479(lit.),λ: 265 nm A max : 0.8
Dimethyl sulfoxide,sterile-filtered, BioPerformance Certified, meets EP, USP testing specifications, suitable for hybridoma,(CH,506008,200-664-3,MFCD00002089,24893688 | D2438 | 67-68-5 | Sigma | 二甲基亚砜 | (PDF) | (USP XXIV),573 °F,189 °C(lit.),16-19 °C(lit.),1.10 g/mL(lit.) | Apoptosis and Cell Cycle , Cell Freezing Media and Reagents , Core Bioreagents , Cryopreservation , Dimethyl Sulfoxide (DMSO) , General Reagents , General Stem Cell Biology , Life Science Reagents for Nucleic Acid Purification , Life Science Reagents for Protein Expression and Purification , Other Apoptosis Related Reagents , Research Essentials , Solvent by Type , Solvents , 干细胞生物学 , 细胞信号转导和神经科学 , 细胞培养 , 细胞生物学 , 试剂和添加剂 | 0.42 mmHg ( 20 °C) | suitable for hybridoma,BioPerformance Certified,n 20/D 1.479(lit.),meets EP, USP testing specifications,GMP,42 %, 63 °F,sterile-filtered | , |  |  | suitable for hybridoma,(USP XXIV),1.10 g/mL(lit.),BioPerformance Certified,sterile-filtered,189 °C(lit.),GMP,2.7 (vs air),573 °F,meets EP, USP testing specifications,0.42 mmHg ( 20 °C),n 20/D 1.479(lit.),42 %, 63 °F,16-19 °C(lit.)
Dimethyl sulfoxide,BioReagent, for molecular biology, ≥99.9%,(CH,506008,200-664-3,MFCD00002089,24894214 | D8418 | 67-68-5 | Sigma | 二甲基亚砜 | (PDF) | ≥99.9%,573 °F,189 °C(lit.),room temp,1.10 g/mL(lit.) | β-Glucuronidase Drug Analysis Bundle , Analytical and Industrial Enzymes , Biochemicals , Core Bioreagents , DMSO - Dimethyl sulfoxide , Dimethyl Sulfoxide (DMSO) , Life Science Reagents for RNAi , Research Essentials , Solvent by Type , Solvents , 分子生物学 , 分子生物学试剂 , 生化试剂 , 酶、抑制剂和底物 | 0.42 mmHg ( 20 °C) | ≤0.1% water (Karl Fischer),BioReagent,DNase and RNase, none detected,liquid,for molecular biology,UV absorption / passes test,42 %, 63 °F,n 20/D 1.479(lit.) | , |  |  | ≤0.1% water (Karl Fischer),BioReagent,≥99.9%,liquid,1.10 g/mL(lit.),for molecular biology,UV absorption / passes test,≤0.001 meq/g Titratable acid,room temp,189 °C(lit.),16-19 °C(lit.),2.7 (vs air),573 °F,DNase and RNase, none detected,0.42 mmHg ( 20 °C),n 20/D 1.479(lit.),42 %, 63 °F
Dimethyl sulfoxide,Hybri-Max ™ , sterile-filtered, BioReagent, suitable for hybridoma, ≥99.7%,(CH,506008,200-664-3,MFCD00002089,24893703 | D2650 | 67-68-5 | Sigma | 二甲基亚砜 | (PDF) | ≥99.7%,573 °F,189 °C(lit.),16-19 °C(lit.),1.10 g/mL(lit.) | BRDU 细胞增殖检测试剂 , Cell Freezing Media and Reagents , Chemical ER Chaperones , Core Bioreagents , Cryopreservation , Dimethyl Sulfoxide (DMSO) , Endoplasmic Reticulum Stress , General Reagents , General Stem Cell Biology , Hybridoma Platform , Hybridoma Reagents , Life Science Reagents for Cell Culture , Research Essentials , Solvent by Type , Solvents , 干细胞生物学 , 无血清培养基 , 细胞信号转导和神经科学 , 细胞培养 , 细胞生物学 , 试剂和添加剂 | 0.42 mmHg ( 20 °C) | BioReagent,Hybri-Max ™,n 20/D 1.479(lit.),suitable for hybridoma,PREMIUM,42 %, 63 °F,sterile-filtered | , |  |  | BioReagent,≥99.7%,1.10 g/mL(lit.),Hybri-Max ™,sterile-filtered,endotoxin, tested,189 °C(lit.),PREMIUM,2.7 (vs air),573 °F,suitable for hybridoma,0.42 mmHg ( 20 °C),n 20/D 1.479(lit.),42 %, 63 °F,16-19 °C(lit.)
Dimethyl sulfoxide,≥99.5% (GC), plant cell culture tested,(CH,506008,200-664-3,MFCD00002089,24893881 | D4540 | 67-68-5 | Sigma | 二甲基亚砜 | (PDF) | ≥99.5% (GC),573 °F,189 °C(lit.),16-19 °C(lit.),1.10 g/mL(lit.) | Apoptosis and Cell Cycle , Dimethyl Sulfoxide (DMSO) , Other Apoptosis Related Reagents , Plant Biotechnology , Plant Growth Regulators , Solvent by Type , Solvents , 分子生物学 , 植物组织培养 , 细胞信号转导和神经科学 , 细胞生物学 | 0.42 mmHg ( 20 °C) | n 20/D 1.479(lit.),42 %, 63 °F,plant cell culture tested | , |  |  | ≥99.5% (GC),1.10 g/mL(lit.),<0.1% water (Karl Fischer),189 °C(lit.),16-19 °C(lit.),2.7 (vs air),573 °F,plant cell culture tested,0.42 mmHg ( 20 °C),n 20/D 1.479(lit.),42 %, 63 °F
Dimethyl sulfoxide,meets EP testing specifications, meets USP testing specifications,(CH,506008,200-664-3,MFCD00002089,24893438 | D1435 | 67-68-5 | Sigma-Aldrich | 二甲基亚砜 | (PDF) | ,573 °F,189 °C(lit.),16-19 °C(lit.),1.100-1.104 g/mL at 25 °C (relative density (EP)) | Cell Freezing Media and Reagents , Dimethyl Sulfoxide (DMSO) , Hepatocytes , Primary Human Cell Culture , Solvent by Type , Solvents , 特殊培养基系统 , 细胞培养 , 试剂和添加剂 | 0.42 mmHg ( 20 °C) | meets USP testing specifications,n 20/D 1.478-1.479,42 %, 63 °F,meets EP testing specifications,λ: 285 nm A max : ≤0.20 | , |  |  | meets USP testing specifications,42 %, 63 °F,1.100-1.104 g/mL at 25 °C (relative density (EP)),≤0.1% water (Karl Fischer, USP),189 °C(lit.),16-19 °C(lit.),2.7 (vs air),573 °F,meets EP testing specifications,λ: 285 nm A max : ≤0.20,n 20/D 1.478-1.479,0.42 mmHg ( 20 °C)
Dimethyl sulfoxide,CHROMASOLV ® Plus, for HPLC, ≥99.7%,(CH,506008,200-664-3,MFCD00002089,24861602 | 34869 | 67-68-5 | Sigma-Aldrich | 二甲基亚砜 | (PDF) | ≥99.7%,573 °F,189 °C(lit.),16-19 °C(lit.),1.10 g/mL(lit.) | β-Glucuronidase Drug Analysis Bundle , Amber Glass Bottles , Analytical and Industrial Enzymes , CHROMASOLV Plus , Chromatography Reagents & Solvents , Composite Drums , DMSO - Dimethyl sulfoxide , Dimethyl Sulfoxide (DMSO) , Drums Product Line , HPLC & UHPLC Solvents (CHROMASOLV) , HPLC Plus Grade Solvents (CHROMASOLV) , HPLC/UHPLC Solvents (CHROMASOLV) , NOWPak Products , Semi-Bulk Solvents , Solvent by Type , Solvent Bottles , Solvent Packaging Options , Solvent by Application , Solvents , 分析/色谱 , 分析试剂 , 生化试剂 , 酶、抑制剂和底物 | 0.42 mmHg ( 20 °C) | CHROMASOLV ® Plus,350 nm, ≥98%,42 %, 63 °F,n 20/D 1.479(lit.),270 nm, ≥20% | , |  |  | 350 nm, ≥98%,270 nm, ≥20%,≥99.7%,1.10 g/mL(lit.),CHROMASOLV ® Plus,≤0.002% non-volatile matter,189 °C(lit.),16-19 °C(lit.),2.7 (vs air),573 °F,0.42 mmHg ( 20 °C),n 20/D 1.479(lit.),42 %, 63 °F
Dimethyl sulfoxide,PCR Reagent,(CH,506008,200-664-3,MFCD00002089,24894271 | D9170 | 67-68-5 | Sigma | 二甲基亚砜 | (PDF) | ,573 °F,189 °C(lit.),16-19 °C(lit.),1.10 g/mL(lit.) | Biostabilization Agents , Core Bioreagents , Dimethyl Sulfoxide (DMSO) , General Reagents , Life Science Reagents for PCR , PCR / 扩增 , PCR Enhancers , PCR Reaction Components , Research Essentials , Solvent by Type , Solvents , 分子生物学 , 生化试剂 , 生物分子稳定性 | 0.42 mmHg ( 20 °C) | PCR Reagent,vial of 1 mL,42 %, 63 °F,n 20/D 1.479(lit.),Agriculture | , |  |  | 42 %, 63 °F,1.10 g/mL(lit.),PCR Reagent,vial of 1 mL,189 °C(lit.),16-19 °C(lit.),2.7 (vs air),573 °F,Agriculture,n 20/D 1.479(lit.),0.42 mmHg ( 20 °C)
Dimethyl sulfoxide,ReagentPlus ® , ≥99.5%,(CH,506008,200-664-3,MFCD00002089,24893977 | D5879 | 67-68-5 | Sigma-Aldrich | 二甲基亚砜 | (PDF) | ≥99.5%,573 °F,189 °C(lit.),16-19 °C(lit.),1.10 g/mL(lit.) | Dimethyl Sulfoxide (DMSO) , Plastic Bottles , Solvent by Type , Solvent Bottles , Solvent Packaging Options , Solvents | 0.42 mmHg ( 20 °C) | ReagentPlus ®,42 %, 63 °F,n 20/D 1.479(lit.) | , |  |  | ≥99.5%,1.10 g/mL(lit.),ReagentPlus ®,≤0.1% water (Karl Fischer),189 °C(lit.),16-19 °C(lit.),2.7 (vs air),573 °F,0.42 mmHg ( 20 °C),n 20/D 1.479(lit.),42 %, 63 °F
Dimethyl sulfoxide,GC-Headspace tested, ≥99.9%,(CH,506008,200-664-3,MFCD00002089, | 51779 | 67-68-5 | Fluka | 二甲基亚砜 |  | ≥99.9% (GC),573 °F,189 °C(lit.),16-19 °C(lit.),1.10 g/mL(lit.) | Chromatography Reagents & Solvents , Dimethyl Sulfoxide (DMSO) , GC Headspace Solvents , GC Solvents , Solvent by Type , Solvent by Application , Solvents , Solvents for GC applications , 分析/色谱 , 分析试剂 | 0.42 mmHg ( 20 °C) | n 20/D 1.479,n 20/D 1.479(lit.),42 %, 63 °F,limited shelf life, expiry date on the label,GC-Headspace tested | , |  |  | n 20/D 1.479,≥99.9% (GC),1.10 g/mL(lit.),189 °C(lit.),16-19 °C(lit.),2.7 (vs air),573 °F,GC-Headspace tested,0.42 mmHg ( 20 °C),limited shelf life, expiry date on the label,n 20/D 1.479(lit.),42 %, 63 °F
Dimethyl sulfoxide,JIS special grade, ≥99.0%,(CH,506008,200-664-3,MFCD00002089, | 07-4860 | 67-68-5 | SAJ | 二甲基亚砜 |  | ≥99.0%,573 °F,189 °C(lit.),16-19 °C(lit.),1.10 g/mL(lit.) | Dimethyl Sulfoxide (DMSO) , JIS Special Grade (Japan only) , Solvent by Type , Solvent by Application , Solvents , Solvents by Special Grades (Japan Customers Only) | 0.42 mmHg ( 20 °C) | JIS special grade,42 %, 63 °F,n 20/D 1.479(lit.),available only in Japan | , |  |  | ≥99.0%,42 %, 63 °F,1.10 g/mL(lit.),JIS special grade,189 °C(lit.),16-19 °C(lit.),2.7 (vs air),573 °F,0.42 mmHg ( 20 °C),n 20/D 1.479(lit.),available only in Japan
Dimethyl sulfoxide,for HPLC,(CH,506008,,MFCD00002089, | 07-4871 | 67-68-5 | SAJ | 二甲基亚砜 |  | ,573 °F,189 °C(lit.),16-19 °C(lit.),1.10 g/mL(lit.) | Dimethyl Sulfoxide (DMSO) , Solvent by Type , Solvent by Application , Solvents , Spectrophotometric Solvents , Spectroscopy Solvents (IR, NMR, UV/Vis) | 0.42 mmHg ( 20 °C) | for HPLC,42 %, 63 °F,n 20/D 1.479(lit.),available only in Japan | , |  |  | 42 %, 63 °F,1.10 g/mL(lit.),for HPLC,189 °C(lit.),16-19 °C(lit.),2.7 (vs air),573 °F,0.42 mmHg ( 20 °C),n 20/D 1.479(lit.),available only in Japan
Dimethyl sulfoxide solution,50 wt. % in H 2 O,C,,,MFCD00002089,24885165 | 673439 | 67-68-5 | Sigma-Aldrich | 二甲基亚砜 溶液 | (PDF) | ,,,,1.069 g/mL at 25 °C | Dimethyl Sulfoxide (DMSO) , Solvent by Type , Solvents |  | 50 wt. % in H 2 O | , |  |  | 50 wt. % in H 2 O,1.069 g/mL at 25 °C
,200 proof, ACS reagent, meets USP testing specifications, Excise Tax-free, Permit for use required,CH,,200-578-6,MFCD00003568, | 792780 | 64-17-5 | Sigma-Aldrich | Ethyl alcohol, Pure |  | ,,,, | Ethanol (Ethyl Alcohol) , Ethyl alcohol, Pure (Tax-Free) , Solvent by Type , Solvents |  | Permit for use required,ACS reagent,Excise tax-free with license,not available in EU,Clinical Research Cosmetics, Personal Care, and Cleaning Products Flavors and Fragrances Food and Beverages Life Science and Biopharma,200 proof | , |  |  | Permit for use required,ACS reagent,Excise tax-free with license,not available in EU,Clinical Research Cosmetics, Personal Care, and Cleaning Products Flavors and Fragrances Food and Beverages Life Science and Biopharma,200 proof
,190 proof, ACS reagent, meets USP testing specifications, Excise Tax-free, Permit for use required,CH,,200-578-6,MFCD00003568, | 792799 | 64-17-5 | Sigma-Aldrich | Ethyl alcohol, Pure |  | ,,,, | Ethanol (Ethyl Alcohol) , Ethyl alcohol, Pure (Tax-Free) , Solvent by Type , Solvents |  | Permit for use required,ACS reagent,Excise tax-free with license,not available in EU,Clinical Research Cosmetics, Personal Care, and Cleaning Products Flavors and Fragrances Food and Beverages Life Science and Biopharma,190 proof | , |  |  | Permit for use required,ACS reagent,Excise tax-free with license,not available in EU,Clinical Research Cosmetics, Personal Care, and Cleaning Products Flavors and Fragrances Food and Beverages Life Science and Biopharma,190 proof
,160 proof, Excise Tax-free, Permit for use required,CH,,200-578-6,MFCD00003568, | 792802 | 64-17-5 | Sigma-Aldrich | Ethyl alcohol, Pure |  | ,,,, | Ethanol (Ethyl Alcohol) , Ethyl alcohol, Pure (Tax-Free) , Solvent by Type , Solvents |  | Permit for use required,160 proof,not available in EU,Excise tax-free with license | , |  |  | Permit for use required,160 proof,not available in EU,Excise tax-free with license
,140 proof, meets water USP testing specifications, Excise Tax-free, Permit for use required,CH,,200-578-6,MFCD00003568, | 792829 | 64-17-5 | Sigma-Aldrich | Ethyl alcohol, Pure |  | ,,,, | Ethanol (Ethyl Alcohol) , Ethyl alcohol, Pure (Tax-Free) , Solvent by Type , Solvents |  | Permit for use required,Clinical Research,Excise tax-free with license,140 proof,not available in EU | , |  |  | Permit for use required,Clinical Research,Excise tax-free with license,140 proof,not available in EU
,140 proof, Excise Tax-free, Permit for use required,CH,,200-578-6,MFCD00003568, | 792810 | 64-17-5 | Sigma-Aldrich | Ethyl alcohol, Pure |  | ,,,, | Ethanol (Ethyl Alcohol) , Ethyl alcohol, Pure (Tax-Free) , Solvent by Type , Solvents |  | Permit for use required,Clinical Research,Excise tax-free with license,140 proof,not available in EU | , |  |  | Permit for use required,Clinical Research,Excise tax-free with license,140 proof,not available in EU
,ACS reagent,,,,MFCD00003568, | 793175 | 64-17-5 | Sigma-Aldrich | Reagent Alcohol |  | ,,,, | Ethanol (Ethyl Alcohol) , Reagent Alcohol (Tax-Free) , Solvent by Type , Solvents |  | ACS reagent,Sales restrictions may apply | , |  |  | ACS reagent,Sales restrictions may apply
,95%,,,,MFCD00003568, | 793183 | 64-17-5 | Sigma-Aldrich | Reagent Alcohol |  | ,,,, | Ethanol (Ethyl Alcohol) , Reagent Alcohol (Tax-Free) , Solvent by Type , Solvents |  | 95%,Sales restrictions may apply | , |  |  | 95%,Sales restrictions may apply
,80%,,,,MFCD00003568, | 793191 | 64-17-5 | Sigma-Aldrich | Reagent Alcohol |  | ,,,, | Ethanol (Ethyl Alcohol) , Reagent Alcohol (Tax-Free) , Solvent by Type , Solvents |  | 80%,Sales restrictions may apply | , |  |  | 80%,Sales restrictions may apply
,70%,,,,MFCD00003568, | 793213 | 64-17-5 | Sigma-Aldrich | Reagent Alcohol |  | ,,,, | Ethanol (Ethyl Alcohol) , Reagent Alcohol (Tax-Free) , Solvent by Type , Solvents |  | 70%,Sales restrictions may apply | , |  |  | 70%,Sales restrictions may apply
,200 proof, SDA 2B-3, contains Toluene,,,,MFCD00003568, | 792896 | 64-17-5 | Sigma-Aldrich | Specially Denatured Alcohol |  | ,,,,0.7909 g/mL at 20 °C | Ethanol (Ethyl Alcohol) , Solvent by Type , Solvents , Specially Denatured Alcohol (Tax-Free) |  | 200 proof,Toluene,Life Science and Biopharma,Permit for use required | , |  |  | Life Science and Biopharma,200 proof,Toluene,Permit for use required,0.7909 g/mL at 20 °C
,190 proof, SDA 2B-3, contains Toluene,,,,MFCD00003568, | 792918 | 64-17-5 | Sigma-Aldrich | Specially Denatured Alcohol |  | ,,,, | Ethanol (Ethyl Alcohol) , Solvent by Type , Solvents , Specially Denatured Alcohol (Tax-Free) |  | 190 proof,Toluene,Life Science and Biopharma,Permit for use required | , |  |  | 190 proof,Toluene,Life Science and Biopharma,Permit for use required
,200 proof, SDA 2B-4, contains Heptanes,,,,MFCD00003568, | 792926 | 64-17-5 | Sigma-Aldrich | Specially Denatured Alcohol |  | ,,,, | Ethanol (Ethyl Alcohol) , Solvent by Type , Solvents , Specially Denatured Alcohol (Tax-Free) |  | 200 proof,Heptanes,Life Science and Biopharma,Permit for use required | , |  |  | 200 proof,Heptanes,Life Science and Biopharma,Permit for use required
,190 proof, SDA 2B-4, contains Heptanes,,,,MFCD00003568, | 792934 | 64-17-5 | Sigma-Aldrich | Specially Denatured Alcohol |  | ,,,, | Ethanol (Ethyl Alcohol) , Solvent by Type , Solvents , Specially Denatured Alcohol (Tax-Free) |  | 190 proof,Heptanes,Life Science and Biopharma,Permit for use required | , |  |  | 190 proof,Heptanes,Life Science and Biopharma,Permit for use required
,200 proof, SDA 2B-4, contains n-Heptane,,,,MFCD00003568, | 792942 | 64-17-5 | Sigma-Aldrich | Specially Denatured Alcohol |  | ,,,, | Ethanol (Ethyl Alcohol) , Solvent by Type , Solvents , Specially Denatured Alcohol (Tax-Free) |  | 200 proof,n-Heptane,Life Science and Biopharma,Permit for use required | , |  |  | 200 proof,n-Heptane,Life Science and Biopharma,Permit for use required
,190 proof, SDA 2B-4, contains n-Heptane,,,,MFCD00003568, | 792950 | 64-17-5 | Sigma-Aldrich | Specially Denatured Alcohol |  | ,,,, | Ethanol (Ethyl Alcohol) , Solvent by Type , Solvents , Specially Denatured Alcohol (Tax-Free) |  | 190 proof,n-Heptane,Life Science and Biopharma,Permit for use required | , |  |  | 190 proof,n-Heptane,Life Science and Biopharma,Permit for use required
,200 proof, SDA 2B-5, contains n-Hexane,,,,MFCD00003568, | 792969 | 64-17-5 | Sigma-Aldrich | Specially Denatured Alcohol |  | ,,,, | Ethanol (Ethyl Alcohol) , Solvent by Type , Solvents , Specially Denatured Alcohol (Tax-Free) |  | 200 proof,n-Hexane,Life Science and Biopharma,Permit for use required | , |  |  | 200 proof,n-Hexane,Life Science and Biopharma,Permit for use required
,190 proof, SDA 2B-5, contains n-Hexane,,,,MFCD00003568, | 792977 | 64-17-5 | Sigma-Aldrich | Specially Denatured Alcohol |  | ,,,, | Ethanol (Ethyl Alcohol) , Solvent by Type , Solvents , Specially Denatured Alcohol (Tax-Free) |  | 190 proof,n-Hexane,Life Science and Biopharma,Permit for use required | , |  |  | 190 proof,n-Hexane,Life Science and Biopharma,Permit for use required
,200 proof, SDA 3A, contains Methanol,,,,MFCD00003568, | 792985 | 64-17-5 | Sigma-Aldrich | Specially Denatured Alcohol |  | ,,,, | Ethanol (Ethyl Alcohol) , Solvent by Type , Solvents , Specially Denatured Alcohol (Tax-Free) |  | 200 proof,Methanol,Life Science and Biopharma,Permit for use required | , |  |  | 200 proof,Methanol,Life Science and Biopharma,Permit for use required
,190 proof, SDA 3A, contains Methanol,,,,MFCD00003568, | 792993 | 64-17-5 | Sigma-Aldrich | Specially Denatured Alcohol |  | ,,,, | Ethanol (Ethyl Alcohol) , Solvent by Type , Solvents , Specially Denatured Alcohol (Tax-Free) |  | 190 proof,Methanol,Life Science and Biopharma,Permit for use required | , |  |  | 190 proof,Methanol,Life Science and Biopharma,Permit for use required
,200 proof, SDA 3C, contains Isopropanol,,,,MFCD00003568, | 793000 | 64-17-5 | Sigma-Aldrich | Specially Denatured Alcohol |  | ,,,, | Ethanol (Ethyl Alcohol) , Solvent by Type , Solvents , Specially Denatured Alcohol (Tax-Free) |  | 200 proof,Isopropanol,Flavors and Fragrances Food and Beverages Life Science and Biopharma,Permit for use required | , |  |  | 200 proof,Isopropanol,Flavors and Fragrances Food and Beverages Life Science and Biopharma,Permit for use required
,190 proof, SDA 3C, contains Isopropanol,,,,MFCD00003568, | 793019 | 64-17-5 | Sigma-Aldrich | Specially Denatured Alcohol |  | ,,,, | Ethanol (Ethyl Alcohol) , Solvent by Type , Solvents , Specially Denatured Alcohol (Tax-Free) |  | 190 proof,Isopropanol,Flavors and Fragrances Food and Beverages Life Science and Biopharma,Permit for use required | , |  |  | 190 proof,Isopropanol,Flavors and Fragrances Food and Beverages Life Science and Biopharma,Permit for use required
,200 proof, SDA 23A, contains Acetone,,,,MFCD00003568, | 793035 | 64-17-5 | Sigma-Aldrich | Specially Denatured Alcohol |  | ,,,, | Ethanol (Ethyl Alcohol) , Solvent by Type , Solvents , Specially Denatured Alcohol (Tax-Free) |  | 200 proof,Acetone,Permit for use required | , |  |  | 200 proof,Acetone,Permit for use required
,190 proof, SDA 23A, contains Acetone,,,,MFCD00003568, | 793043 | 64-17-5 | Sigma-Aldrich | Specially Denatured Alcohol |  | ,,,, | Ethanol (Ethyl Alcohol) , Solvent by Type , Solvents , Specially Denatured Alcohol (Tax-Free) |  | 190 proof,Acetone,Permit for use required | , |  |  | 190 proof,Acetone,Permit for use required
,200 proof, SDA 30, contains Methanol,,,,MFCD00003568, | 793051 | 64-17-5 | Sigma-Aldrich | Specially Denatured Alcohol |  | ,,,, | Ethanol (Ethyl Alcohol) , Solvent by Type , Solvents , Specially Denatured Alcohol (Tax-Free) |  | 200 proof,Methanol,Permit for use required | , |  |  | 200 proof,Methanol,Permit for use required
,190 proof, SDA 30, contains Methanol,,,,MFCD00003568, | 793078 | 64-17-5 | Sigma-Aldrich | Specially Denatured Alcohol |  | ,,,, | Ethanol (Ethyl Alcohol) , Solvent by Type , Solvents , Specially Denatured Alcohol (Tax-Free) |  | 190 proof,Methanol,Permit for use required | , |  |  | 190 proof,Methanol,Permit for use required
,200 proof, SDA 35A, contains Ethyl acetate,,,,MFCD00003568, | 793094 | 64-17-5 | Sigma-Aldrich | Specially Denatured Alcohol |  | ,,,, | Ethanol (Ethyl Alcohol) , Solvent by Type , Solvents , Specially Denatured Alcohol (Tax-Free) |  | 200 proof,Ethyl acetate,Food and Beverages,Permit for use required | , |  |  | 200 proof,Ethyl acetate,Food and Beverages,Permit for use required
,190 proof, SDA 35A, contains Ethyl acetate,,,,MFCD00003568, | 793108 | 64-17-5 | Sigma-Aldrich | Specially Denatured Alcohol |  | ,,,, | Ethanol (Ethyl Alcohol) , Solvent by Type , Solvents , Specially Denatured Alcohol (Tax-Free) |  | 190 proof,Ethyl acetate,Food and Beverages,Permit for use required | , |  |  | 190 proof,Ethyl acetate,Food and Beverages,Permit for use required
,200 proof, SDA 39C, contains Diethyl phthalate,,,200-578-6,MFCD00003568, | 793116 | 64-17-5 | Sigma-Aldrich | Specially Denatured Alcohol |  | ,,,, | Ethanol (Ethyl Alcohol) , Solvent by Type , Solvents , Specially Denatured Alcohol (Tax-Free) |  | 200 proof,Diethyl phthalate,Cosmetics, Personal Care, and Cleaning Products Flavors and Fragrances,Permit for use required | , |  |  | 200 proof,Diethyl phthalate,Cosmetics, Personal Care, and Cleaning Products Flavors and Fragrances,Permit for use required
,190 proof, SDA 39C, contains Diethyl phthalate,,,,MFCD00003568, | 793124 | 64-17-5 | Sigma-Aldrich | Specially Denatured Alcohol |  | ,,,, | Ethanol (Ethyl Alcohol) , Solvent by Type , Solvents , Specially Denatured Alcohol (Tax-Free) |  | 190 proof,Diethyl phthalate,Cosmetics, Personal Care, and Cleaning Products Flavors and Fragrances,Permit for use required | , |  |  | 190 proof,Diethyl phthalate,Cosmetics, Personal Care, and Cleaning Products Flavors and Fragrances,Permit for use required
,200 proof, SDA 40 (40-2), contains 0.14 % (v/v) tert -Butyl alcohol and Brucine sulfate,,,200-578-6,MFCD00003568, | 793132 | 64-17-5 | Sigma-Aldrich | Specially Denatured Alcohol |  | ,,,, | Ethanol (Ethyl Alcohol) , Solvent by Type , Solvents , Specially Denatured Alcohol (Tax-Free) |  | 200 proof,0.14 % (v/v) tert -Butyl alcohol and Brucine sulfate,Cosmetics, Personal Care, and Cleaning Products Cosmetics, Personal Care, and Cleaning Products Flavors and Fragrances Food and Beverages,Permit for use required | , |  |  | 200 proof,0.14 % (v/v) tert -Butyl alcohol and Brucine sulfate,Cosmetics, Personal Care, and Cleaning Products Cosmetics, Personal Care, and Cleaning Products Flavors and Fragrances Food and Beverages,Permit for use required
,190 proof, SDA 40 (40-2), contains 0.14 % (v/v) tert -Butyl alcohol and Brucine sulfate,,,,MFCD00003568, | 793140 | 64-17-5 | Sigma-Aldrich | Specially Denatured Alcohol |  | ,,,, | Ethanol (Ethyl Alcohol) , Solvent by Type , Solvents , Specially Denatured Alcohol (Tax-Free) |  | 190 proof,0.14 % (v/v) tert -Butyl alcohol and Brucine sulfate,Cosmetics, Personal Care, and Cleaning Products Flavors and Fragrances Food and Beverages,Permit for use required | , |  |  | 190 proof,0.14 % (v/v) tert -Butyl alcohol and Brucine sulfate,Cosmetics, Personal Care, and Cleaning Products Flavors and Fragrances Food and Beverages,Permit for use required
,200 proof, SDA 40B, contains tert -Butyl alcohol and denatonium benzoate,,,200-578-6,MFCD00003568, | 793159 | 64-17-5 | Sigma-Aldrich | Specially Denatured Alcohol |  | ,,,, | Ethanol (Ethyl Alcohol) , Solvent by Type , Solvents , Specially Denatured Alcohol (Tax-Free) |  | 200 proof,tert -Butyl alcohol and denatonium benzoate,Cosmetics, Personal Care, and Cleaning Products Flavors and Fragrances Food and Beverages,Permit for use required | , |  |  | 200 proof,tert -Butyl alcohol and denatonium benzoate,Cosmetics, Personal Care, and Cleaning Products Flavors and Fragrances Food and Beverages,Permit for use required
,190 proof, SDA 40B, contains tert -Butyl alcohol and denatonium benzoate,,,,MFCD00003568, | 793167 | 64-17-5 | Sigma-Aldrich | Specially Denatured Alcohol |  | ,,,, | Ethanol (Ethyl Alcohol) , Solvent by Type , Solvents , Specially Denatured Alcohol (Tax-Free) |  | 190 proof,tert -Butyl alcohol and denatonium benzoate,Cosmetics, Personal Care, and Cleaning Products Flavors and Fragrances Food and Beverages,Permit for use required | , |  |  | 190 proof,tert -Butyl alcohol and denatonium benzoate,Cosmetics, Personal Care, and Cleaning Products Flavors and Fragrances Food and Beverages,Permit for use required
,200 proof, ACS reagent, ≥99.5%,CH,,200-578-6,MFCD00003568,24869605 | 459844 | 64-17-5 | Sigma-Aldrich | Ethyl alcohol, Pure | (PDF) | ≥99.5%,,78.3 °C,-114 °C,0.789 g/mL at 20 °C | ACS Grade , ACS Grade Solvents , ACS and Reagent Grade Solvents , Amber Glass Bottles , DNA和RNA纯化 , Ethanol (Ethyl Alcohol) , Ethanol (Tax-Paid) , Other Biochemical , Phytochemicals by Chemical Classification , Solvent by Type , Solvent Bottles , Solvent Packaging Options , Solvent by Application , Solvents , 分子生物学 , 细胞生物学 , 营养研究 , 试剂 |  | ≤0.2% water,≤0.001%,ACS reagent,H 2 O: passes test,APHA: ≤10,PREMIUM,200 proof,Agriculture | , |  |  | ≤0.2% water,≥99.5%,≤0.001%,0.789 g/mL at 20 °C,ACS reagent,H 2 O: passes test,H 2 SO 4 , passes test (darkened),APHA: ≤10,78.3 °C,PREMIUM,200 proof,Agriculture,-114 °C
,190 proof, ACS spectrophotometric grade, 95.0%,CH,,200-578-6,MFCD00003568,24872841 | 493511 | 64-17-5 | Sigma-Aldrich | Ethyl alcohol, Pure | (PDF) | 95.0%,,78.3 °C,-114 °C,0.816 g/mL at 25 °C | Amber Glass Bottles , Ethanol (Ethyl Alcohol) , Ethanol (Tax-Paid) , Solvent by Type , Solvent Bottles , Solvent Packaging Options , Solvent by Application , Solvents , Spectrophotometric Grade , Spectrophotometric Solvents , Spectroscopy Solvents (IR, NMR, UV/Vis) |  | λ: 270-400 nm A max : 0.01,≤0.001%,ACS spectrophotometric grade,H 2 O reference,H 2 O: passes test,APHA: ≤10,λ: 210 nm A max : 0.40,190 proof | , |  |  | λ: 270-400 nm A max : 0.01,95.0%,≤0.001%,0.816 g/mL at 25 °C,ACS spectrophotometric grade,H 2 O reference,H 2 O: passes test,H 2 SO 4 , passes test (darkened),APHA: ≤10,78.3 °C,-114 °C,λ: 210 nm A max : 0.40,190 proof
,200 proof, HPLC/ spectrophotometric grade,CH,,200-578-6,MFCD00003568,24869602 | 459828 | 64-17-5 | Sigma-Aldrich | Ethyl alcohol, Pure | (PDF) | ,,78.3 °C,-114 °C,0.789 g/mL at 20 °C | Amber Glass Bottles , Ethanol (Ethyl Alcohol) , Ethanol (Tax-Paid) , HPLC and Spectrophotometric , HPLC/Spectrophotometric , NOWPak Products , Semi-Bulk Solvents , Solvent by Type , Solvent Bottles , Solvent Packaging Options , Solvents |  | λ: 270-400 nm A max : 0.01,<0.001%,HPLC/spectrophotometric grade,200 proof,λ: 210 nm A max : 0.40,H 2 O reference | , |  |  | λ: 270-400 nm A max : 0.01,<0.001%,0.789 g/mL at 20 °C,HPLC/spectrophotometric grade,H 2 O reference,≤0.2% water,78.3 °C,-114 °C,λ: 210 nm A max : 0.40,200 proof
,200 proof, for molecular biology,CH,,200-578-6,MFCD00003568,24894641 | E7023 | 64-17-5 | Sigma-Aldrich | Ethyl alcohol, Pure | (PDF) | ,,78.3 °C,-114 °C,0.789 g/mL at 20 °C | Amber Glass Bottles , Core Bioreagents , DNA和RNA纯化 , Ethanol (Ethyl Alcohol) , Ethanol (Tax-Paid) , General Reagents , Life Science Reagents for Cell Culture , Life Science Reagents for Cloning , Life Science Reagents for DNA/RNA Electrophoresis , Life Science Reagents for Northern and Southern Blotting , Life Science Reagents for Nucleic Acid Purification , Life Science Reagents for PCR , Life Science Reagents for Protein Electrophoresis , Life Science Reagents for Protein Expression and Purification , Life Science Reagents for RNAi , Life Science Reagents for Transfection , Molecular Biology , Plant Biotechnology , Plant Growth Regulators , Research Essentials , Solvent by Type , Solvent Bottles , Solvent Packaging Options , Solvents , 分子生物学 , 植物组织培养 , 试剂 |  | for molecular biology,human ... GABRA1 (2554), GLRA1 (2741), GLRA2 (2742),Agriculture,200 proof,PREMIUM | , |  |  | 0.789 g/mL at 20 °C,for molecular biology,78.3 °C,PREMIUM,human ... GABRA1 (2554), GLRA1 (2741), GLRA2 (2742),200 proof,Agriculture,-114 °C
,190 proof, for molecular biology,CH,,200-578-6,MFCD00003568,24894642 | E7148 | 64-17-5 | Sigma-Aldrich | Ethyl alcohol, Pure | (PDF) | ,,78.3 °C,-114 °C,0.816 g/mL at 25 °C | Amber Glass Bottles , DNA和RNA纯化 , Ethanol (Ethyl Alcohol) , Ethanol (Tax-Paid) , Molecular Biology , Solvent by Type , Solvent Bottles , Solvent Packaging Options , Solvents , 分子生物学 , 试剂 |  | 190 proof,for molecular biology | , |  |  | for molecular biology,190 proof,78.3 °C,-114 °C,0.816 g/mL at 25 °C
Ethyl acetate,ACS reagent, ≥99.5%,CH,506104,205-500-4,MFCD00009171,24859197 | 319902 | 141-78-6 | Sigma-Aldrich | 乙酸乙酯 | (PDF) | ≥99.5%,801 °F,76.5-77.5 °C(lit.),−84 °C(lit.),0.902 g/mL at 25 °C(lit.) | ACS Grade , ACS Grade Solvents , ACS and Reagent Grade Solvents , Amber Glass Bottles , Carbon Steel Flex-Spout Cans , Closed Head Drums , Drums Product Line , Ethyl Acetate , Ethyl Ester , Fatty Acyls , Fatty Esters , Semi-Bulk Solvents , Solvent by Type , Solvent Bottles , Solvent Packaging Options , Solvent by Application , Solvents , 生化试剂 , 脂类 | 73 mmHg ( 20 °C) | ≤0.200% water,≤0.0030%,ACS reagent,APHA: ≤10,2.2-11.5 %, 38 °F,n 20/D 1.3720(lit.) | , |  |  | ≤0.200% water,≥99.5%,≤0.0030%,0.902 g/mL at 25 °C(lit.),ACS reagent,H 2 SO 4 , passes test (darkened),APHA: ≤10,76.5-77.5 °C(lit.),−84 °C(lit.),3 (20 °C, vs air),801 °F,73 mmHg ( 20 °C),n 20/D 1.3720(lit.),2.2-11.5 %, 38 °F
Ethyl acetate,ACS reagent, ≥99.5%,CH,506104,205-500-4,MFCD00009171, | 437549 | 141-78-6 | Sigma-Aldrich | 乙酸乙酯 | (PDF) | ≥99.5%,801 °F,76.5-77.5 °C(lit.),−84 °C(lit.),0.902 g/mL at 25 °C(lit.) | ACS Grade , ACS Grade Solvents , ACS and Reagent Grade Solvents , Ethyl Acetate , PVC Coated Bottles , Solvent by Type , Solvent Bottles , Solvent Packaging Options , Solvent by Application , Solvents | 73 mmHg ( 20 °C) | ≤0.2% water,≤0.003%,ACS reagent,APHA: ≤10,2.2-11.5 %, 38 °F,n 20/D 1.3720(lit.) | , |  |  | ≤0.2% water,≥99.5%,≤0.003%,0.902 g/mL at 25 °C(lit.),ACS reagent,H 2 SO 4 , passes test (darkened),APHA: ≤10,76.5-77.5 °C(lit.),−84 °C(lit.),3 (20 °C, vs air),801 °F,73 mmHg ( 20 °C),n 20/D 1.3720(lit.),2.2-11.5 %, 38 °F
Ethyl acetate,ACS reagent, ≥99.5%,CH,506104,205-500-4,MFCD00009171,24885335 | 676810 | 141-78-6 | Sigma-Aldrich | 乙酸乙酯 | (PDF) | ≥99.5%,801 °F,76.5-77.5 °C(lit.),−84 °C(lit.),0.902 g/mL at 25 °C(lit.) | Aluminum Bottles , Ethyl Acetate , Solvent by Type , Solvent Bottles , Solvent Packaging Options , Solvents | 73 mmHg ( 20 °C) | ≤0.2% water,≤0.003%,ACS reagent,APHA: ≤10,2.2-11.5 %, 38 °F,n 20/D 1.3720(lit.) | , |  |  | ≤0.2% water,≥99.5%,≤0.003%,0.902 g/mL at 25 °C(lit.),ACS reagent,H 2 SO 4 , passes test,APHA: ≤10,76.5-77.5 °C(lit.),−84 °C(lit.),3 (20 °C, vs air),801 °F,73 mmHg ( 20 °C),n 20/D 1.3720(lit.),2.2-11.5 %, 38 °F
Ethyl acetate,puriss. p.a., ACS reagent, reag. ISO, reag. Ph. Eur., ≥99.5% (GC),CH,506104,205-500-4,MFCD00009171,24860028 | 33211 | 141-78-6 | Sigma-Aldrich | 乙酸乙酯 |  | ≥99.5% (GC),801 °F,76.5-77.5 °C(lit.),−84 °C(lit.),0.902 g/mL at 25 °C(lit.) | Analytical Reagents for General Use , E-L, Puriss p.a. ACS , Ethyl Acetate , Puriss p.a. ACS , Solvent by Type , Solvents , 分析/色谱 , 分析试剂 | 73 mmHg ( 20 °C) | Zn: ≤0.1 mg/kg,puriss. p.a.,Al: ≤0.5 mg/kg,APHA: >10,passes test for reaction against H 2 SO 4,2.2-11.5 %, 38 °F,n 20/D 1.3710-1.3730 | , |  |  | Zn: ≤0.1 mg/kg,≥99.5% (GC),0.902 g/mL at 25 °C(lit.),puriss. p.a.,Al: ≤0.5 mg/kg,≤0.001% non-volatile matter,APHA: >10,76.5-77.5 °C(lit.),−84 °C(lit.),3 (20 °C, vs air),801 °F,passes test for reaction against H 2 SO 4,73 mmHg ( 20 °C),n 20/D 1.3710-1.3730,2.2-11.5 %, 38 °F
Ethyl acetate,analytical standard,CH,506104,205-500-4,MFCD00009171,24881246 | 58958 | 141-78-6 | Fluka | 乙酸乙酯 | (PDF) | ≥99.9% (GC),801 °F,76.5-77.5 °C(lit.),−84 °C(lit.),0.902 g/mL at 25 °C(lit.) | A-F , Alcoholic & Nonalcoholic Beverages , Alpha Sort , Alphabetical Index of Analytical Standards , Analytical Standards , Beer , Chemical Class , Chromatography , E , E-L , EQ - EZ , Environmental Standards , Ester , Esters , Ethyl Acetate , Food & Beverage Standards , Solvent by Type , Solvents , Volatiles/ Semivolatiles , Whiskey , Wine , 分析/色谱 , 化合物分类 , 按字母排序 , 食品饮料类产品 , 香精香料 | 73 mmHg ( 20 °C) | analytical standard,2.2-11.5 %, 38 °F,limited shelf life, expiry date on the label,n 20/D 1.3720(lit.) | , |  |  | ≥99.9% (GC),0.902 g/mL at 25 °C(lit.),analytical standard,76.5-77.5 °C(lit.),−84 °C(lit.),3 (20 °C, vs air),801 °F,73 mmHg ( 20 °C),limited shelf life, expiry date on the label,n 20/D 1.3720(lit.),2.2-11.5 %, 38 °F
Ethyl acetate,for pesticide residue analysis,CH,506104,205-500-4,MFCD00009171,24861117 | 31063 | 141-78-6 | Fluka | 乙酸乙酯 |  | ,801 °F,76.5-77.5 °C(lit.),−84 °C(lit.),0.902 g/mL at 25 °C(lit.) | Chromatography Reagents & Solvents , Ethyl Acetate , GC Solvents , Pesticide Residue Analysis (PRA) Solvents , Solvent by Type , Solvent by Application , Solvents , Solvents for GC applications , Solvents for Organic Residue Analysis , Trace Analysis Reagents & Solvents , 分析/色谱 , 分析试剂 | 73 mmHg ( 20 °C) | ≤5 ng/L suitability for residue analysis,for pesticide residue analysis,2.2-11.5 %, 38 °F,n 20/D 1.3720(lit.) | , |  |  | ≤5 ng/L suitability for residue analysis,0.902 g/mL at 25 °C(lit.),for pesticide residue analysis,≤0.0005% non-volatile matter,76.5-77.5 °C(lit.),−84 °C(lit.),3 (20 °C, vs air),801 °F,73 mmHg ( 20 °C),n 20/D 1.3720(lit.),2.2-11.5 %, 38 °F
Ethyl acetate,≥99.0% (GC),CH,506104,205-500-4,MFCD00009171, | 45780 | 141-78-6 | Fluka | 乙酸乙酯 | (PDF) | ≥99.0% (GC),801 °F,76.5-77.5 °C(lit.),−84 °C(lit.),0.902 g/mL at 25 °C(lit.) | Carthamus tinctorius (Safflower oil) , Ephedra sinica , Ethyl Acetate , Panax ginseng , Phytochemicals by Plant (Food/Spice/Herb) , Solvent by Type , Solvents , Zingiber officinale (Ginger) , 细胞生物学 , 营养研究 | 73 mmHg ( 20 °C) | n 20/D 1.373,2.2-11.5 %, 38 °F,n 20/D 1.3720(lit.) | , |  |  | n 20/D 1.373,≥99.0% (GC),0.902 g/mL at 25 °C(lit.),≤0.04% ethanol,76.5-77.5 °C(lit.),−84 °C(lit.),3 (20 °C, vs air),801 °F,73 mmHg ( 20 °C),n 20/D 1.3720(lit.),2.2-11.5 %, 38 °F
Ethyl acetate,LC-MS CHROMASOLV ®,CH,506104,205-500-4,MFCD00009171,24861703 | 34972 | 141-78-6 | Fluka | 乙酸乙酯 |  | ≥99.7% (GC),801 °F,76.5-77.5 °C(lit.),−84 °C(lit.),0.902 g/mL at 25 °C(lit.) | Amber Glass Bottles , CHROMASOLV LC-MS , Chromatography Reagents & Solvents , Ethyl Acetate , HPLC/UHPLC Solvents (CHROMASOLV) , LC-MS Grade Solvents and Blends (CHROMASOLV) , LC-MS Solvents , LC-MS Solvents & Reagents (CHROMASOLV) , Solvent by Type , Solvent Bottles , Solvent Packaging Options , Solvent by Application , Solvents , Solvents and Solutions for Mass Spectrometry , 分子生物学 , 分析/色谱 , 分析试剂 , 蛋白质组学 , 质谱 | 73 mmHg ( 20 °C) | Na: ≤0.1 mg/kg,260 nm, ≤50%,LC-MS CHROMASOLV ®,Ca: ≤0.1 mg/kg,passes test for suitability for LC-MS,2.2-11.5 %, 38 °F,n 20/D 1.3720(lit.) | , |  |  | Na: ≤0.1 mg/kg,260 nm, ≤50%,≥99.7% (GC),0.902 g/mL at 25 °C(lit.),LC-MS CHROMASOLV ®,Ca: ≤0.1 mg/kg,≤0.0005% free alkali (as NH 3 ),76.5-77.5 °C(lit.),−84 °C(lit.),3 (20 °C, vs air),801 °F,passes test for suitability for LC-MS,73 mmHg ( 20 °C),n 20/D 1.3720(lit.),2.2-11.5 %, 38 °F
Ethyl acetate,capillary GC grade, ≥99.5%,CH,506104,205-500-4,MFCD00009171,24865956 | 414743 | 141-78-6 | Aldrich | 乙酸乙酯 | (PDF) | ≥99.5%,801 °F,76.5-77.5 °C(lit.),−84 °C(lit.),0.902 g/mL at 25 °C(lit.) | Amber Glass Bottles , Ethyl Acetate , GC Capillary , Solvent by Type , Solvent Bottles , Solvent Packaging Options , Solvents | 73 mmHg ( 20 °C) | 76.5-77.5 °C,1 μg/L (as toluene),<0.0001%,capillary GC grade,2 ng/L (as lindane),2.2-11.5 %, 38 °F,n 20/D 1.3720(lit.) | , |  |  | 76.5-77.5 °C,1 μg/L (as toluene),≥99.5%,<0.0001%,0.902 g/mL at 25 °C(lit.),capillary GC grade,2 ng/L (as lindane),76.5-77.5 °C(lit.),−84 °C(lit.),3 (20 °C, vs air),801 °F,73 mmHg ( 20 °C),n 20/D 1.3720(lit.),2.2-11.5 %, 38 °F
Ethyl acetate,PRA grade, ≥99.5%,CH,506104,205-500-4,MFCD00009171, | 324027 | 141-78-6 | Aldrich | 乙酸乙酯 | (PDF) | ≥99.5%,801 °F,76.5-77.5 °C(lit.),−84 °C(lit.),0.902 g/mL at 25 °C(lit.) | Amber Glass Bottles , Ethyl Acetate , PRA , Solvent by Type , Solvent Bottles , Solvent Packaging Options , Solvents | 73 mmHg ( 20 °C) | 76.5-77.5 °C,<0.0001%,PRA grade,<10 ng/L (as heptachlor epoxide),2.2-11.5 %, 38 °F,n 20/D 1.3720(lit.) | , |  |  | 76.5-77.5 °C,≥99.5%,<0.0001%,0.902 g/mL at 25 °C(lit.),PRA grade,<10 ng/L (as heptachlor epoxide),76.5-77.5 °C(lit.),−84 °C(lit.),3 (20 °C, vs air),801 °F,73 mmHg ( 20 °C),n 20/D 1.3720(lit.),2.2-11.5 %, 38 °F
Ethyl acetate,puriss. p.a., free of higher boiling impurities, ≥99.9% (GC),CH,506104,205-500-4,MFCD00009171,24869381 | 45767 | 141-78-6 | Sigma-Aldrich | 乙酸乙酯 |  | ≥99.9% (GC),801 °F,76.5-77.5 °C(lit.),−84 °C(lit.),0.902 g/mL at 25 °C(lit.) | Analytical Reagents for General Use , E-H, Puriss p.a. , Ethyl Acetate , Puriss p.a. , Solvent by Type , Solvents , 分析/色谱 , 分析试剂 | 73 mmHg ( 20 °C) | Zn: ≤0.1 mg/kg,≤0.001%,puriss. p.a.,Al: ≤0.5 mg/kg,2.2-11.5 %, 38 °F,n 20/D 1.3720(lit.) | , |  |  | Zn: ≤0.1 mg/kg,≥99.9% (GC),≤0.001%,0.902 g/mL at 25 °C(lit.),puriss. p.a.,Al: ≤0.5 mg/kg,≤0.001% higher boiling impurities (GC),76.5-77.5 °C(lit.),−84 °C(lit.),3 (20 °C, vs air),801 °F,73 mmHg ( 20 °C),n 20/D 1.3720(lit.),2.2-11.5 %, 38 °F
Ethyl acetate,natural, ≥99%, FCC, FG,CH,506104,205-500-4,MFCD00009171,24901054 | W241415 | 141-78-6 | Aldrich | 乙酸乙酯 | 2414,191,9.001,(PDF) | ≥99%,801 °F,76.5-77.5 °C(lit.),−84 °C(lit.),0.902 g/mL at 25 °C(lit.) | Alphabetical Listings , Certified Food Grade Products , Certified Natural Products , E-F , E-G , E-H , Ethyl Acetate , Flavors and Fragrances , Kosher Certified Products , Solvent by Type , Solvents | 73 mmHg ( 20 °C) | EU Regulation 1334/2008 & 178/2002,FG,no known allergens,2.2-11.5 %, 38 °F,n 20/D 1.3720(lit.),anise; ethereal; pineapple | , |  |  | EU Regulation 1334/2008 & 178/2002,FCC,3 (20 °C, vs air),0.902 g/mL at 25 °C(lit.),FG,76.5-77.5 °C(lit.),−84 °C(lit.),no known allergens,801 °F,≥99%,73 mmHg ( 20 °C),n 20/D 1.3720(lit.),2.2-11.5 %, 38 °F,anise; ethereal; pineapple
Ethyl acetate,≥99%, FCC,CH,506104,205-500-4,MFCD00009171,24901053 | W241407 | 141-78-6 | Aldrich | 乙酸乙酯 | 2414,191,9.001,(PDF) | ≥99%,801 °F,76.5-77.5 °C(lit.),−84 °C(lit.),0.902 g/mL at 25 °C(lit.) | Alphabetical Listings , E-F , E-H , Ethyl Acetate , F&F Ingredients in Drum Quantities (25-200 kg) , Flavors and Fragrances , Kosher Certified Products , Solvent by Type , Solvents | 73 mmHg ( 20 °C) | FDA 21 CFR (182.60),Kosher,water: soluble,synthetic,no known allergens,2.2-11.5 %, 38 °F,n 20/D 1.3720(lit.),anise; ethereal; pineapple | , |  |  | FDA 21 CFR (182.60),FCC,3 (20 °C, vs air),0.902 g/mL at 25 °C(lit.),Kosher,water: soluble,76.5-77.5 °C(lit.),−84 °C(lit.),no known allergens,≥99%,801 °F,synthetic,73 mmHg ( 20 °C),n 20/D 1.3720(lit.),2.2-11.5 %, 38 °F,anise; ethereal; pineapple
Ethyl acetate,CHROMASOLV ® Plus, for HPLC, 99.9%,CH,506104,205-500-4,MFCD00009171,24883759 | 650528 | 141-78-6 | Sigma-Aldrich | 乙酸乙酯 | (PDF) | 99.9%,801 °F,76.5-77.5 °C(lit.),−84 °C(lit.),0.902 g/mL at 25 °C(lit.) | Amber Glass Bottles , CHROMASOLV Plus , Chromatography Reagents & Solvents , Ethyl Acetate , HPLC & UHPLC Solvents (CHROMASOLV) , HPLC Plus Grade Solvents (CHROMASOLV) , HPLC/UHPLC Solvents (CHROMASOLV) , Solvent by Type , Solvent Bottles , Solvent Packaging Options , Solvent by Application , Solvents , 分析/色谱 , 分析试剂 | 73 mmHg ( 20 °C) | λ: 325-400 nm A max : ≤0.005,≤0.0001%,CHROMASOLV ® Plus,H 2 O reference,λ: 256 nm A max : ≤1.00,n 20/D 1.3720(lit.),2.2-11.5 %, 38 °F | , |  |  | λ: 325-400 nm A max : ≤0.005,99.9%,≤0.0001%,2.2-11.5 %, 38 °F,0.902 g/mL at 25 °C(lit.),CHROMASOLV ® Plus,73 mmHg ( 20 °C),≤0.03% water,76.5-77.5 °C(lit.),−84 °C(lit.),3 (20 °C, vs air),801 °F,H 2 O reference,n 20/D 1.3720(lit.),λ: 256 nm A max : ≤1.00
Ethyl acetate,CHROMASOLV ® , for HPLC, ≥99.8%,CH,506104,205-500-4,MFCD00009171, | 439169 | 141-78-6 | Sigma-Aldrich | 乙酸乙酯 | (PDF) | ≥99.8%,801 °F,76.5-77.5 °C(lit.),−84 °C(lit.),0.902 g/mL at 25 °C(lit.) | CHROMASOLV for HPLC , Chromatography Reagents & Solvents , Composite Drums , Drums Product Line , Ethyl Acetate , HPLC & UHPLC Solvents (CHROMASOLV) , HPLC Grade Solvents (CHROMASOLV) , HPLC/UHPLC Solvents (CHROMASOLV) , NOWPak Products , Semi-Bulk Solvents , Solvent by Type , Solvent Packaging Options , Solvent by Application , Solvents , 分析/色谱 , 分析试剂 | 73 mmHg ( 20 °C) | λ: 275-400 nm A max : 0.01,<0.0003%,CHROMASOLV ®,H 2 O reference,λ: 254 nm A max : 1.00,n 20/D 1.3720(lit.),2.2-11.5 %, 38 °F | , |  |  | λ: 275-400 nm A max : 0.01,≥99.8%,<0.0003%,2.2-11.5 %, 38 °F,0.902 g/mL at 25 °C(lit.),CHROMASOLV ®,73 mmHg ( 20 °C),<0.050% water,76.5-77.5 °C(lit.),−84 °C(lit.),3 (20 °C, vs air),801 °F,H 2 O reference,n 20/D 1.3720(lit.),λ: 254 nm A max : 1.00
Ethyl acetate,CHROMASOLV ® , for HPLC, ≥99.7%,CH,506104,205-500-4,MFCD00009171,24861589 | 34858 | 141-78-6 | Sigma-Aldrich | 乙酸乙酯 | (PDF) | ≥99.7%,801 °F,76.5-77.5 °C(lit.),−84 °C(lit.),0.902 g/mL at 25 °C(lit.) | Amber Glass Bottles , CHROMASOLV for HPLC , Chromatography Reagents & Solvents , Ethyl Acetate , HPLC & UHPLC Solvents (CHROMASOLV) , HPLC Grade Solvents (CHROMASOLV) , HPLC/UHPLC Solvents (CHROMASOLV) , Solvent by Type , Solvent Bottles , Solvent Packaging Options , Solvent by Application , Solvents , 分析/色谱 , 分析试剂 | 73 mmHg ( 20 °C) | CHROMASOLV ®,λ: 400 nm A max : ≤0.01,2.2-11.5 %, 38 °F,n 20/D 1.3720(lit.),λ: 255 nm A max : ≤0.70 | , |  |  | λ: 400 nm A max : ≤0.01,≥99.7%,2.2-11.5 %, 38 °F,0.902 g/mL at 25 °C(lit.),CHROMASOLV ®,≤0.0005% non-volatile matter,76.5-77.5 °C(lit.),−84 °C(lit.),3 (20 °C, vs air),801 °F,λ: 255 nm A max : ≤0.70,n 20/D 1.3720(lit.),73 mmHg ( 20 °C)
Ethyl acetate,tested according to Ph.Eur.,CH,506104,205-500-4,MFCD00009171, | 17023 | 141-78-6 | Fluka | 乙酸乙酯 | (PDF) | ,801 °F,76.5-77.5 °C(lit.),−84 °C(lit.),0.902 g/mL at 25 °C(lit.) | Ethyl Acetate , Pharmacopoeia , Pharmacopoeia A-Z , Solvent by Type , Solvents , 分析/色谱 | 73 mmHg ( 20 °C) | testing conforms to Pharmacopeia,n 20/D 1.3720(lit.),2.2-11.5 %, 38 °F,water: soluble | , |  |  | 0.902 g/mL at 25 °C(lit.),testing conforms to Pharmacopeia,water: soluble,76.5-77.5 °C(lit.),−84 °C(lit.),3 (20 °C, vs air),801 °F,2.2-11.5 %, 38 °F,n 20/D 1.3720(lit.),73 mmHg ( 20 °C)
Ethyl acetate,ReagentPlus ® , ≥99.8%,CH,506104,205-500-4,MFCD00009171,24878220 | 537446 | 141-78-6 | Sigma-Aldrich | 乙酸乙酯 | (PDF) | ≥99.8%,801 °F,76.5-77.5 °C(lit.),−84 °C(lit.),0.902 g/mL at 25 °C(lit.) | ReagentPlus , ReagentPlus Solvent Grade Products , ACS and Reagent Grade Solvents , Amber Glass Bottles , Carbon Steel Flex-Spout Cans , Ethyl Acetate , Semi-Bulk Solvents , Solvent by Type , Solvent Bottles , Solvent Packaging Options , Solvent by Application , Solvents | 73 mmHg ( 20 °C) | ReagentPlus ®,≤0.05% water,2.2-11.5 %, 38 °F,n 20/D 1.3720(lit.) | , |  |  | ≤0.05% water,≥99.8%,0.902 g/mL at 25 °C(lit.),ReagentPlus ®,≤0.003 mg/mL non-volatile matter,76.5-77.5 °C(lit.),−84 °C(lit.),3 (20 °C, vs air),801 °F,73 mmHg ( 20 °C),n 20/D 1.3720(lit.),2.2-11.5 %, 38 °F
Ethyl acetate,for residue analysis, suitable for 5000 per JIS,CH,506104,,MFCD00009171, | 09-0703 | 141-78-6 | SAJ | 乙酸乙酯 |  | ,801 °F,76.5-77.5 °C(lit.),−84 °C(lit.),0.902 g/mL at 25 °C(lit.) | Ethyl Acetate , Residue Analysis (Japan only) , Solvent by Type , Solvent by Application , Solvents , Solvents by Special Grades (Japan Customers Only) | 73 mmHg ( 20 °C) | for residue analysis,n 20/D 1.3720(lit.),2.2-11.5 %, 38 °F,suitable for 5000 per JIS,available only in Japan | , |  |  | 2.2-11.5 %, 38 °F,0.902 g/mL at 25 °C(lit.),for residue analysis,76.5-77.5 °C(lit.),−84 °C(lit.),3 (20 °C, vs air),801 °F,suitable for 5000 per JIS,73 mmHg ( 20 °C),n 20/D 1.3720(lit.),available only in Japan
Ethyl acetate,for HPLC,CH,506104,,MFCD00009171, | 09-0730 | 141-78-6 | SAJ | 乙酸乙酯 |  | ,801 °F,76.5-77.5 °C(lit.),−84 °C(lit.),0.902 g/mL at 25 °C(lit.) | Ethyl Acetate , Solvent by Type , Solvent by Application , Solvents , Spectrophotometric Solvents , Spectroscopy Solvents (IR, NMR, UV/Vis) | 73 mmHg ( 20 °C) | for HPLC,2.2-11.5 %, 38 °F,n 20/D 1.3720(lit.),available only in Japan | , |  |  | 2.2-11.5 %, 38 °F,0.902 g/mL at 25 °C(lit.),for HPLC,76.5-77.5 °C(lit.),−84 °C(lit.),3 (20 °C, vs air),801 °F,73 mmHg ( 20 °C),n 20/D 1.3720(lit.),available only in Japan
Heptane,for pesticide residue analysis,CH,1730763,205-563-8,MFCD00009544,24861281 | 34495 | 142-82-5 | Fluka | 庚烷 |  | ,433 °F,98 °C(lit.),−91 °C(lit.),0.684 g/mL at 25 °C(lit.) | 3-MCPD , Acrylamide , Adulterants , Allergens , Benzene , Beverage Testing , Biodiesel , Biodiesel: Testing for Glycerin/Glyceride Contamination , Biofuels Manufacturing and Testing , Bisphenol A (BPA), BADGE, BFDGE, and NOGE , Chromatography Reagents & Solvents , Derivatization , Derivatization Reagent and Solvent , Derivatization of Fatty Acids to FAMEs , Dioxins/Furans/PCBs , Disinfection Product Residues and Solvents , Edible Oils , Essential Oils , FAMEs by Boiling Point Elution , FAMEs by Degree of Unsaturation , Fats (fatty acids, FAMEs, glycerides), Edible Oils, Sterols , Flavors & Fragrances , Fractionation of FAMEs Using Silver-Ion SPE , Free Fatty Acids , Furans , GC Solvents , Heptane , Honey , Melamine , Mono-, Di-, and Triglycerides , Nitrosamines , Non-Nutritional Ingredients and Additives , Nutritional (other than carbohydrates, fats, proteins) , Omega 3 and Omega 6 FAMEs , Organic Acids , PAHs , Pesticide Residue Analysis (PRA) Solvents , Pesticide and Metabolite Residues , Phthalate Esters , Processing/Packaging Contaminants , Solvent by Type , Solvent by Application , Solvents , Solvents for GC applications , Solvents for Organic Residue Analysis , Sterols , Toxins (other than pesticide/drug residues) , Trace Analysis Reagents & Solvents , Veterinary Drug Residues , cis/trans FAME Isomers , 分析/色谱 , 分析试剂 , 应用 , 食品和饮料分析 | 40 mmHg ( 20 °C) | for pesticide residue analysis,≤5 ng/L suitability for residue analysis,7 %,n 20/D 1.387(lit.),≤5 ng/L | , |  |  | ≤5 ng/L suitability for residue analysis,7 %,0.684 g/mL at 25 °C(lit.),for pesticide residue analysis,≤0.0005% non-volatile matter,98 °C(lit.),−91 °C(lit.),3.5 (vs air),433 °F,40 mmHg ( 20 °C),n 20/D 1.387(lit.),≤5 ng/L
Heptane,puriss., ≥99% (GC),CH,1730763,205-563-8,MFCD00009544,24849632 | 15677 | 142-82-5 | Sigma-Aldrich | 庚烷 |  | ≥99% (GC),433 °F,98 °C(lit.),−91 °C(lit.),0.684 g/mL at 25 °C(lit.) | Heptane , Solvent by Type , Solvents | 40 mmHg ( 20 °C) | ≤0.02% water (Karl Fischer),puriss.,7 %,n 20/D 1.387(lit.) | , |  |  | ≤0.02% water (Karl Fischer),≥99% (GC),0.684 g/mL at 25 °C(lit.),puriss.,≤0.001% free acid (as CH 3 COOH),98 °C(lit.),−91 °C(lit.),3.5 (vs air),433 °F,40 mmHg ( 20 °C),n 20/D 1.387(lit.),7 %
Heptane,CHROMASOLV ® Plus, for HPLC, 99%,CH,1730763,205-563-8,MFCD00009544,24883760 | 650536 | 142-82-5 | Sigma-Aldrich | 庚烷 | (PDF) | ≥98.5% (GC),433 °F,98 °C(lit.),−91 °C(lit.),0.684 g/mL at 25 °C(lit.) | Amber Glass Bottles , CHROMASOLV Plus , Chromatography Reagents & Solvents , HPLC & UHPLC Solvents (CHROMASOLV) , HPLC Plus Grade Solvents (CHROMASOLV) , HPLC/UHPLC Solvents (CHROMASOLV) , Heptane , Solvent by Type , Solvent Bottles , Solvent Packaging Options , Solvent by Application , Solvents , 分析/色谱 , 分析试剂 | 40 mmHg ( 20 °C) | λ: 300-400 nm A max : ≤0.005,CHROMASOLV ® Plus,H 2 O reference,corresponds for IR spectroscopy,≤2 μg/L (as heptachlor epoxide),Safer Solvents and Auxiliaries,λ: 200 nm A max : ≤1.0,n 20/D 1.3850-1.3890,7 % | , |  |  | λ: 300-400 nm A max : ≤0.005,≥98.5% (GC),7 %,0.684 g/mL at 25 °C(lit.),CHROMASOLV ® Plus,40 mmHg ( 20 °C),≤0.0001% non-volatiles,433 °F,98 °C(lit.),≤2 μg/L (as heptachlor epoxide),3.5 (vs air),Safer Solvents and Auxiliaries,corresponds for IR spectroscopy,H 2 O reference,n 20/D 1.3850-1.3890,λ: 200 nm A max : ≤1.0,−91 °C(lit.)
Heptane,CHROMASOLV ® , for HPLC, ≥99%,CH,1730763,205-563-8,MFCD00009544,24861609 | 34873 | 142-82-5 | Sigma-Aldrich | 庚烷 | (PDF) | ≥99%,433 °F,98 °C(lit.),−91 °C(lit.),0.684 g/mL at 25 °C(lit.) | Amber Glass Bottles , CHROMASOLV for HPLC , Chromatography Reagents & Solvents , HPLC & UHPLC Solvents (CHROMASOLV) , HPLC Grade Solvents (CHROMASOLV) , HPLC/UHPLC Solvents (CHROMASOLV) , Heptane , NOWPak Products , Semi-Bulk Solvents , Solvent by Type , Solvent Bottles , Solvent Packaging Options , Solvent by Application , Solvents , VerSA-Flow Products , 分析/色谱 , 分析试剂 | 40 mmHg ( 20 °C) | λ: 400 nm A max : ≤0.01,≤0.0003%,CHROMASOLV ®,APHA: ≤10,Safer Solvents and Auxiliaries,filtration through 0.2μm,7 %,n 20/D 1.387(lit.),λ: 200 nm A max : ≤0.70 | , |  |  | λ: 400 nm A max : ≤0.01,≥99%,≤0.0003%,7 %,0.684 g/mL at 25 °C(lit.),CHROMASOLV ®,≤0.0005% non-volatile matter,433 °F,98 °C(lit.),−91 °C(lit.),3.5 (vs air),Safer Solvents and Auxiliaries,filtration through 0.2μm,λ: 200 nm A max : ≤0.70,n 20/D 1.387(lit.),40 mmHg ( 20 °C),APHA: ≤10
Heptane,CHROMASOLV ® , for HPLC, ≥96%,CH,1730763,205-563-8,MFCD00009544,24881399 | 592579 | 142-82-5 | Sigma-Aldrich | 庚烷 | (PDF) | ≥96%,433 °F,98 °C(lit.),−91 °C(lit.),0.684 g/mL at 25 °C(lit.) | Amber Glass Bottles , CHROMASOLV for HPLC , Chromatography Reagents & Solvents , HPLC & UHPLC Solvents (CHROMASOLV) , HPLC Grade Solvents (CHROMASOLV) , HPLC/UHPLC Solvents (CHROMASOLV) , Heptane , Solvent by Type , Solvent Bottles , Solvent Packaging Options , Solvent by Application , Solvents , 分析/色谱 , 分析试剂 | 40 mmHg ( 20 °C) | λ max 400 nm (2nd),<0.0003%,CHROMASOLV ®,absorption /197 nm 1.0,APHA: ≤10,Safer Solvents and Auxiliaries,7 %,n 20/D 1.387(lit.) | , |  |  | λ max 400 nm (2nd),≥96%,<0.0003%,0.684 g/mL at 25 °C(lit.),CHROMASOLV ®,absorption /197 nm 1.0,<0.02% water,433 °F,98 °C(lit.),−91 °C(lit.),3.5 (vs air),Safer Solvents and Auxiliaries,n -heptane, 96%,7 %,n 20/D 1.387(lit.),40 mmHg ( 20 °C),APHA: ≤10
Heptane,HPLC grade, ≥99%,CH,1730763,205-563-8,MFCD00009544, | 270512 | 142-82-5 | Aldrich | 庚烷 | (PDF) | ≥99%,433 °F,98 °C(lit.),−91 °C(lit.),0.684 g/mL at 25 °C(lit.) | Heptane , Solvent by Type , Solvents | 40 mmHg ( 20 °C) | λ: 260-400 nm A max : 0.01,<0.0003%,HPLC grade,H 2 O reference,glass distillation,λ: 197 nm A max : 1.00,n 20/D 1.387(lit.),7 % | , |  |  | λ: 260-400 nm A max : 0.01,≥99%,<0.0003%,7 %,0.684 g/mL at 25 °C(lit.),HPLC grade,40 mmHg ( 20 °C),<0.010% water,98 °C(lit.),−91 °C(lit.),3.5 (vs air),433 °F,glass distillation,H 2 O reference,n 20/D 1.387(lit.),λ: 197 nm A max : 1.00
Heptane,ReagentPlus ® , 99%,CH,1730763,205-563-8,MFCD00009544, | H2198 | 142-82-5 | Sigma-Aldrich | 庚烷 | (PDF) | 99%,433 °F,98 °C(lit.),−91 °C(lit.),0.684 g/mL at 25 °C(lit.) | ReagentPlus , ReagentPlus Solvent Grade Products , ACS and Reagent Grade Solvents , Amber Glass Bottles , Carbon Steel Cans with NPT Threads , Composite Drums , Drums Product Line , Heptane , Phytochemicals by Plant (Food/Spice/Herb) , Semi-Bulk Solvents , Solvent by Type , Solvent Bottles , Solvent Packaging Options , Solvent by Application , Solvents , Zingiber officinale (Ginger) , 细胞生物学 , 营养研究 | 40 mmHg ( 20 °C) | ReagentPlus ®,83 mmHg ( 37.7 °C),7 %,n 20/D 1.387(lit.),Safer Solvents and Auxiliaries | , |  |  | 83 mmHg ( 37.7 °C),99%,0.684 g/mL at 25 °C(lit.),ReagentPlus ®,433 °F,98 °C(lit.),−91 °C(lit.),3.5 (vs air),Safer Solvents and Auxiliaries,40 mmHg ( 20 °C),n 20/D 1.387(lit.),7 %
Heptane,spectrophotometric grade, 99%,CH,1730763,205-563-8,MFCD00009544,24849307 | 154873 | 142-82-5 | Sigma-Aldrich | 庚烷 | (PDF),39010112 | 99%,433 °F,98 °C(lit.),−91 °C(lit.),0.684 g/mL at 25 °C(lit.) | Amber Glass Bottles , Heptane , Solvent by Type , Solvent Bottles , Solvent Packaging Options , Solvent by Application , Solvents , Spectrophotometric Grade , Spectrophotometric Solvents , Spectroscopy Solvents (IR, NMR, UV/Vis) | 40 mmHg ( 20 °C) | λ: 260-400 nm A max : 0.01,<0.0003%,spectrophotometric grade,H 2 O reference,λ: 197 nm A max : 1.00,n 20/D 1.387(lit.),7 % | , |  |  | λ: 260-400 nm A max : 0.01,99%,<0.0003%,7 %,0.684 g/mL at 25 °C(lit.),spectrophotometric grade,40 mmHg ( 20 °C),<0.030% water,98 °C(lit.),−91 °C(lit.),3.5 (vs air),433 °F,H 2 O reference,n 20/D 1.387(lit.),λ: 197 nm A max : 1.00
Heptane,analytical standard,CH,1730763,205-563-8,MFCD00009544,24873945 | 51730 | 142-82-5 | Fluka | 庚烷 | (PDF) | ≥99.8% (GC),433 °F,98 °C(lit.),−91 °C(lit.),0.684 g/mL at 25 °C(lit.) | Alphabetical Index of Analytical Standards , Analytical Standards , Chemical Class , H , HA -HT , Heptane , Hydrocarbons , Neats and Solutions , Solvent by Type , Solvents , 分析/色谱 | 40 mmHg ( 20 °C) | analytical standard,n 20/D 1.388,7 %,limited shelf life, expiry date on the label,n 20/D 1.387(lit.) | , |  |  | n 20/D 1.388,≥99.8% (GC),0.684 g/mL at 25 °C(lit.),analytical standard,98 °C(lit.),−91 °C(lit.),3.5 (vs air),433 °F,40 mmHg ( 20 °C),limited shelf life, expiry date on the label,n 20/D 1.387(lit.),7 %
Heptane,LC-MS CHROMASOLV ®,CH,1730763,205-563-8,MFCD00009544, | 34999 | 142-82-5 | Fluka | 庚烷 |  | ≥99%,433 °F,98 °C(lit.),−91 °C(lit.),0.684 g/mL at 25 °C(lit.) | Chromatography Reagents & Solvents , Heptane , LC-MS Solvents , LC-MS Solvents & Reagents (CHROMASOLV) , Solvent by Type , Solvents , 分析/色谱 , 分析试剂 | 40 mmHg ( 20 °C) | Na: ≤0.1 mg/kg,200 nm, ≥20%,LC-MS CHROMASOLV ®,Ca: ≤0.1 mg/kg,passes test for suitability for LC-MS,7 %,n 20/D 1.387(lit.) | , |  |  | Na: ≤0.1 mg/kg,200 nm, ≥20%,≥99%,0.684 g/mL at 25 °C(lit.),LC-MS CHROMASOLV ®,Ca: ≤0.1 mg/kg,≤0.0005% free alkali (as NH 3 ),98 °C(lit.),−91 °C(lit.),3.5 (vs air),433 °F,passes test for suitability for LC-MS,40 mmHg ( 20 °C),n 20/D 1.387(lit.),7 %
Heptane,for HPLC,CH,1730763,,MFCD00009544, | 13-0381 | 142-82-5 | SAJ | 庚烷 |  | ,433 °F,98 °C(lit.),−91 °C(lit.),0.684 g/mL at 25 °C(lit.) | Heptane , Solvent by Type , Solvent by Application , Solvents , Spectrophotometric Solvents , Spectroscopy Solvents (IR, NMR, UV/Vis) | 40 mmHg ( 20 °C) | for HPLC,83 mmHg ( 37.7 °C),7 %,n 20/D 1.387(lit.),available only in Japan | , |  |  | 83 mmHg ( 37.7 °C),7 %,0.684 g/mL at 25 °C(lit.),for HPLC,98 °C(lit.),−91 °C(lit.),3.5 (vs air),433 °F,40 mmHg ( 20 °C),n 20/D 1.387(lit.),available only in Japan
Hexane,puriss. p.a., ACS reagent, ≥99.0% (GC),CH,1730733,203-777-6,MFCD00009520,24874634 | 52765 | 110-54-3 | Sigma-Aldrich | 己烷 |  | ≥99.0% (GC),453 °F,69 °C(lit.),−95 °C(lit.),0.659 g/mL at 25 °C(lit.) | ACS Grade Solvents , ACS and Reagent Grade Solvents , Analytical Reagents for General Use , E-L, Puriss p.a. ACS , Hexane , Puriss p.a. ACS , Solvent by Type , Solvent by Application , Solvents , 分析/色谱 , 分析试剂 | 256 mmHg ( 37.7 °C) | Zn: ≤0.1 mg/kg,≤0.001%,puriss. p.a.,Al: ≤0.5 mg/kg,7.7 %,n 20/D 1.375(lit.) | , |  |  | Zn: ≤0.1 mg/kg,≥99.0% (GC),≤0.001%,0.659 g/mL at 25 °C(lit.),puriss. p.a.,Al: ≤0.5 mg/kg,thiophene, in accordance,69 °C(lit.),−95 °C(lit.),~3 (vs air),453 °F,256 mmHg ( 37.7 °C),n 20/D 1.375(lit.),7.7 %
Hexane,CHROMASOLV ® Plus, for HPLC, ≥95%,CH,1730733,203-777-6,MFCD00009520,24883762 | 650552 | 110-54-3 | Sigma-Aldrich | 己烷 | (PDF) | ≥95%,453 °F,69 °C(lit.),−95 °C(lit.),0.659 g/mL at 25 °C(lit.) | Amber Glass Bottles , CHROMASOLV Plus , Chromatography Reagents & Solvents , HPLC & UHPLC Solvents (CHROMASOLV) , HPLC Plus Grade Solvents (CHROMASOLV) , HPLC/UHPLC Solvents (CHROMASOLV) , Hexane , Solvent by Type , Solvent Bottles , Solvent Packaging Options , Solvent by Application , Solvents , 分析/色谱 , 分析试剂 | 256 mmHg ( 37.7 °C) | λ: 280-400 nm A max : 0.005,<0.0001%,CHROMASOLV ® Plus,<10 ng/L (as heptachlor epoxide),7.7 %,n 20/D 1.375(lit.),λ: 195 nm A max : 1.00 | , |  |  | λ: 280-400 nm A max : 0.005,≥95%,<0.0001%,7.7 %,0.659 g/mL at 25 °C(lit.),CHROMASOLV ® Plus,≤ 1.0 ppb Fluorescence (quinine) at 365 nm,69 °C(lit.),<10 ng/L (as heptachlor epoxide),~3 (vs air),453 °F,λ: 195 nm A max : 1.00,n 20/D 1.375(lit.),256 mmHg ( 37.7 °C),−95 °C(lit.)
Hexane,CHROMASOLV ® , for HPLC, ≥95%,CH,1730733,203-777-6,MFCD00009520, | 439177 | 110-54-3 | Sigma-Aldrich | 己烷 | (PDF) | ≥95%,453 °F,69 °C(lit.),−95 °C(lit.),0.659 g/mL at 25 °C(lit.) | Chromatography Reagents & Solvents , HPLC & UHPLC Solvents (CHROMASOLV) , HPLC Grade Solvents (CHROMASOLV) , HPLC/UHPLC Solvents (CHROMASOLV) , Hexane , Solvent by Type , Solvent by Application , Solvents , 分析/色谱 , 分析试剂 | 256 mmHg ( 37.7 °C) | λ: 250-400 nm A max : 0.01,<0.0005%,CHROMASOLV ®,H 2 O reference,λ: 195 nm A max : 1.00,n 20/D 1.375(lit.),7.7 % | , |  |  | λ: 250-400 nm A max : 0.01,≥95%,<0.0005%,7.7 %,0.659 g/mL at 25 °C(lit.),CHROMASOLV ®,256 mmHg ( 37.7 °C),<0.020% water,69 °C(lit.),−95 °C(lit.),~3 (vs air),453 °F,H 2 O reference,n 20/D 1.375(lit.),λ: 195 nm A max : 1.00
Hexane,CHROMASOLV ® , for HPLC, ≥95%,CH,1730733,203-777-6,MFCD00009520,24856378 | 270504 | 110-54-3 | Sigma-Aldrich | 己烷 | (PDF) | ≥95%,453 °F,69 °C(lit.),−95 °C(lit.),0.659 g/mL at 25 °C(lit.) | Amber Glass Bottles , CHROMASOLV for HPLC , Chromatography Reagents & Solvents , HPLC & UHPLC Solvents (CHROMASOLV) , HPLC Grade Solvents (CHROMASOLV) , HPLC/UHPLC Solvents (CHROMASOLV) , Hexane , NOWPak Products , Products , Returnable Containers , Semi-Bulk Solvents , Solvent by Type , Solvent Bottles , Solvent Packaging Options , Solvent by Application , Solvents , Spectroscopy , UV/Vis Solvents , UV/Visible (UV/VIS) Spectroscopy , 分析/色谱 , 分析试剂 | 256 mmHg ( 37.7 °C) | λ: 250-400 nm A max : 0.01,<0.0005%,CHROMASOLV ®,H 2 O reference,λ: 195 nm A max : 1.0,n 20/D 1.375(lit.),7.7 % | , |  |  | λ: 250-400 nm A max : 0.01,≥95%,<0.0005%,7.7 %,0.659 g/mL at 25 °C(lit.),CHROMASOLV ®,256 mmHg ( 37.7 °C),<0.02% water,69 °C(lit.),−95 °C(lit.),~3 (vs air),453 °F,H 2 O reference,n 20/D 1.375(lit.),λ: 195 nm A max : 1.0
Hexane,Laboratory Reagent, ≥95%,CH,1730733,203-777-6,MFCD00009520, | 208752 | 110-54-3 | Sigma-Aldrich | 己烷 | (PDF) | ≥95%,453 °F,69 °C(lit.),−95 °C(lit.),0.659 g/mL at 25 °C(lit.) | ACS and Reagent Grade Solvents , Amber Glass Bottles , Carbon Steel Cans with NPT Threads , Hexane , Reagent , Reagent Grade Solvents , Semi-Bulk Solvents , Solvent by Type , Solvent Bottles , Solvent Packaging Options , Solvent by Application , Solvents | 256 mmHg ( 37.7 °C) | Laboratory Reagent,~132 mmHg ( 20 °C),7.7 %,n 20/D 1.375(lit.),≤0.0015% | , |  |  | ~132 mmHg ( 20 °C),≥95%,≤0.0015%,0.659 g/mL at 25 °C(lit.),Laboratory Reagent,≤0.005% aromatics (as benzene),69 °C(lit.),−95 °C(lit.),~3 (vs air),453 °F,256 mmHg ( 37.7 °C),n 20/D 1.375(lit.),7.7 %
Hexane,ReagentPlus ® , ≥99%,CH,1730733,203-777-6,MFCD00009520,24848407 | 139386 | 110-54-3 | Sigma-Aldrich | 己烷 | (PDF) | ≥99%,453 °F,69 °C(lit.),−95 °C(lit.),0.659 g/mL at 25 °C(lit.) | ReagentPlus , ReagentPlus Solvent Grade Products , ACS and Reagent Grade Solvents , Amber Glass Bottles , Hexane , Solvent by Type , Solvent Bottles , Solvent Packaging Options , Solvent by Application , Solvents | 256 mmHg ( 37.7 °C) | ReagentPlus ®,~132 mmHg ( 20 °C),7.7 %,n 20/D 1.375(lit.) | , |  |  | ~132 mmHg ( 20 °C),≥99%,0.659 g/mL at 25 °C(lit.),ReagentPlus ®,69 °C(lit.),−95 °C(lit.),~3 (vs air),453 °F,256 mmHg ( 37.7 °C),n 20/D 1.375(lit.),7.7 %
Hexane,spectrophotometric grade, ≥95%,CH,1730733,203-777-6,MFCD00009520,24854956 | 248878 | 110-54-3 | Sigma-Aldrich | 己烷 | (PDF) | ≥95%,453 °F,69 °C(lit.),−95 °C(lit.),0.659 g/mL at 25 °C(lit.) | Amber Glass Bottles , Hexane , Solvent by Type , Solvent Bottles , Solvent Packaging Options , Solvent by Application , Solvents , Spectrophotometric Grade , Spectrophotometric Solvents , Spectroscopy , Spectroscopy Solvents (IR, NMR, UV/Vis) , UV/Vis Solvents , UV/Visible (UV/VIS) Spectroscopy , 分析/色谱 , 分析试剂 | 256 mmHg ( 37.7 °C) | λ: 250-400 nm A max : 0.01,<0.0005%,spectrophotometric grade,H 2 O reference,λ: 195 nm A max : 1.00,n 20/D 1.375(lit.),7.7 % | , |  |  | λ: 250-400 nm A max : 0.01,≥95%,<0.0005%,7.7 %,0.659 g/mL at 25 °C(lit.),spectrophotometric grade,256 mmHg ( 37.7 °C),<0.020% water,69 °C(lit.),−95 °C(lit.),~3 (vs air),453 °F,H 2 O reference,n 20/D 1.375(lit.),λ: 195 nm A max : 1.00
Hexane,B&J Brand (product of Burdick & Jackson),CH,1730733,203-777-6,MFCD00009520, | 52764 | 110-54-3 | Fluka | 己烷 | (PDF) | ,453 °F,69 °C(lit.),−95 °C(lit.),0.659 g/mL at 25 °C(lit.) | Hexane , Solvent by Type , Solvents | 256 mmHg ( 37.7 °C) | B&J Brand (product of Burdick & Jackson),~132 mmHg ( 20 °C),7.7 %,n 20/D 1.375(lit.) | , |  |  | ~132 mmHg ( 20 °C),0.659 g/mL at 25 °C(lit.),B&J Brand (product of Burdick & Jackson),69 °C(lit.),−95 °C(lit.),~3 (vs air),453 °F,256 mmHg ( 37.7 °C),n 20/D 1.375(lit.),7.7 %
Hexane,for residue analysis, suitable for 5000 per JIS,CH,1730733,,MFCD00009520, | 13-0824 | 110-54-3 | SAJ | 己烷 |  | ,453 °F,69 °C(lit.),−95 °C(lit.),0.659 g/mL at 25 °C(lit.) | Hexane , Residue Analysis (Japan only) , Solvent by Type , Solvent by Application , Solvents , Solvents by Special Grades (Japan Customers Only) | 256 mmHg ( 37.7 °C) | ~132 mmHg ( 20 °C),for residue analysis,suitable for 5000 per JIS,7.7 %,n 20/D 1.375(lit.),available only in Japan | , |  |  | ~132 mmHg ( 20 °C),7.7 %,0.659 g/mL at 25 °C(lit.),for residue analysis,69 °C(lit.),−95 °C(lit.),~3 (vs air),453 °F,suitable for 5000 per JIS,256 mmHg ( 37.7 °C),n 20/D 1.375(lit.),available only in Japan
Hexane,suitable for determination of dioxins,CH,1730733,,MFCD00009520, | 13-0825 | 110-54-3 | SAJ | 己烷 |  | ,453 °F,69 °C(lit.),−95 °C(lit.),0.659 g/mL at 25 °C(lit.) | Hexane , Solvent by Type , Solvents | 256 mmHg ( 37.7 °C) | ~132 mmHg ( 20 °C),n 20/D 1.375(lit.),7.7 %,suitable for determination of dioxins,available only in Japan | , |  |  | ~132 mmHg ( 20 °C),7.7 %,0.659 g/mL at 25 °C(lit.),69 °C(lit.),−95 °C(lit.),~3 (vs air),453 °F,suitable for determination of dioxins,256 mmHg ( 37.7 °C),n 20/D 1.375(lit.),available only in Japan
Hexane,for HPLC,CH,1730733,,MFCD00009520, | 13-0850 | 110-54-3 | SAJ | 己烷 |  | ,453 °F,69 °C(lit.),−95 °C(lit.),0.659 g/mL at 25 °C(lit.) | Hexane , Solvent by Type , Solvent by Application , Solvents , Spectrophotometric Solvents , Spectroscopy Solvents (IR, NMR, UV/Vis) | 256 mmHg ( 37.7 °C) | for HPLC,~132 mmHg ( 20 °C),7.7 %,n 20/D 1.375(lit.),available only in Japan | , |  |  | ~132 mmHg ( 20 °C),7.7 %,0.659 g/mL at 25 °C(lit.),for HPLC,69 °C(lit.),−95 °C(lit.),~3 (vs air),453 °F,256 mmHg ( 37.7 °C),n 20/D 1.375(lit.),available only in Japan
Hexane,for HPLC, ≥95%,CH,1730733,203-777-6,MFCD00009520, | 675393 | 110-54-3 | Sigma-Aldrich | 己烷 | (PDF) | ≥95%,453 °F,69 °C(lit.),−95 °C(lit.),0.659 g/mL at 25 °C(lit.) | Hexane , Solvent by Type , Solvents | 256 mmHg ( 37.7 °C) | for HPLC,~132 mmHg ( 20 °C),7.7 %,n 20/D 1.375(lit.) | , |  |  | ~132 mmHg ( 20 °C),≥95%,0.659 g/mL at 25 °C(lit.),for HPLC,69 °C(lit.),−95 °C(lit.),~3 (vs air),453 °F,256 mmHg ( 37.7 °C),n 20/D 1.375(lit.),7.7 %
Hexane, mixture of isomers,ACS reagent, ≥98.5%,C,1730733,,MFCD02179311,24850778 | 178918 |  | Sigma-Aldrich | 己烷，同分异构体混合物 | (PDF) | ≥98.5%,437 °F,68-70 °C(lit.),−95 °C(lit.),0.672 g/mL at 25 °C(lit.) | ACS Grade , ACS Grade Solvents , ACS and Reagent Grade Solvents , Amber Glass Bottles , Carbon Steel Cans with NPT Threads , Closed Head Drums , Drums Product Line , Hexane, mixture of isomers (Hexanes) , Semi-Bulk Solvents , Solvent by Type , Solvent Bottles , Solvent Packaging Options , Solvent by Application , Solvents |  | ≤0.005% S compounds,Mixture of hexane isomers plus methylcyclopentane,ACS reagent,APHA: ≤10,7.5 %,n 20/D 1.379(lit.),≤0.0010% | , |  |  | ≤0.005% S compounds,≥98.5%,Mixture of hexane isomers plus methylcyclopentane,0.672 g/mL at 25 °C(lit.),ACS reagent,thiophene, passes test,APHA: ≤10,68-70 °C(lit.),−95 °C(lit.),3 (vs air),437 °F,7.5 %,n 20/D 1.379(lit.),≤0.0010%
Hexane, mixture of isomers,ACS reagent, ≥98.5%,C,1730733,,MFCD02179311,24859259 | 320315 |  | Sigma-Aldrich | 己烷，同分异构体混合物 | (PDF) | ≥98.5%,437 °F,68-70 °C(lit.),−95 °C(lit.),0.672 g/mL at 25 °C(lit.) | ACS Grade , ACS Grade Solvents , ACS and Reagent Grade Solvents , Hexane, mixture of isomers (Hexanes) , PVC Coated Bottles , Solvent by Type , Solvent Bottles , Solvent Packaging Options , Solvent by Application , Solvents |  | 0.672 g/mL at 25 °C,Mixture of hexane isomers plus methylcyclopentane,ACS reagent,APHA: ≤10,7.5 %,n 20/D 1.379(lit.),≤0.001% | , |  |  | 0.672 g/mL at 25 °C,≥98.5%,Mixture of hexane isomers plus methylcyclopentane,0.672 g/mL at 25 °C(lit.),ACS reagent,Thiophene, passes test,APHA: ≤10,68-70 °C(lit.),−95 °C(lit.),3 (vs air),437 °F,7.5 %,n 20/D 1.379(lit.),≤0.001%
Hexane, mixture of isomers,ACS spectrophotometric grade, ≥98.5%,C,1730733,,MFCD02179311,24849597 | 156175 |  | Sigma-Aldrich | 己烷，同分异构体混合物 | (PDF) | ≥98.5%,437 °F,68-70 °C(lit.),−95 °C(lit.),0.672 g/mL at 25 °C(lit.) | Amber Glass Bottles , Hexane, mixture of isomers (Hexanes) , Solvent by Type , Solvent Bottles , Solvent Packaging Options , Solvent by Application , Solvents , Spectrophotometric Grade , Spectrophotometric Solvents , Spectroscopy Solvents (IR, NMR, UV/Vis) |  | λ: 250-400 nm A max : 0.01,Mixture of hexane isomers plus methylcyclopentane,ACS spectrophotometric grade,H 2 O reference,APHA: ≤10,λ: 195 nm A max : 1.0,n 20/D 1.379(lit.),7.5 %,<0.0005% | , |  |  | λ: 250-400 nm A max : 0.01,≥98.5%,Mixture of hexane isomers plus methylcyclopentane,0.672 g/mL at 25 °C(lit.),ACS spectrophotometric grade,H 2 O reference,thiophene, passes test,APHA: ≤10,68-70 °C(lit.),−95 °C(lit.),3 (vs air),437 °F,λ: 195 nm A max : 1.0,n 20/D 1.379(lit.),7.5 %,<0.0005%
Hexane, mixture of isomers,CHROMASOLV ® Plus, for HPLC, ≥98.5%,C,1730733,,MFCD02179311,24883761 | 650544 |  | Sigma-Aldrich | 己烷，同分异构体混合物 | (PDF) | ≥98.5%,437 °F,68-70 °C(lit.),−95 °C(lit.),0.672 g/mL at 25 °C(lit.) | Amber Glass Bottles , CHROMASOLV Plus , Chromatography Reagents & Solvents , HPLC & UHPLC Solvents (CHROMASOLV) , HPLC Plus Grade Solvents (CHROMASOLV) , HPLC/UHPLC Solvents (CHROMASOLV) , Hexane, mixture of isomers (Hexanes) , Solvent by Type , Solvent Bottles , Solvent Packaging Options , Solvent by Application , Solvents , 分析/色谱 , 分析试剂 |  | λ: 275-300 nm A max : ≤0.005,≤0.0001%,CHROMASOLV ® Plus,≤10 ng/L,7.5 %,n 20/D 1.379(lit.),λ: 195 nm A max : ≤1.00 | , |  |  | λ: 275-300 nm A max : ≤0.005,≥98.5%,≤0.0001%,0.672 g/mL at 25 °C(lit.),CHROMASOLV ® Plus,≤0.01% water,68-70 °C(lit.),≤10 ng/L,3 (vs air),437 °F,7.5 %,n 20/D 1.379(lit.),λ: 195 nm A max : ≤1.00,−95 °C(lit.)
Hexane, mixture of isomers,CHROMASOLV ® Plus, for HPLC, ≥98.5%,C,1730733,,MFCD02179311,24883751 | 650420 |  | Sigma-Aldrich | 己烷，同分异构体混合物 | (PDF) | ≥98.5%,437 °F,68-70 °C(lit.),−95 °C(lit.),0.672 g/mL at 25 °C(lit.) | CHROMASOLV Plus , Chromatography Reagents & Solvents , HPLC & UHPLC Solvents (CHROMASOLV) , HPLC Plus Grade Solvents (CHROMASOLV) , HPLC/UHPLC Solvents (CHROMASOLV) , Hexane, mixture of isomers (Hexanes) , PVC Coated Bottles , Solvent by Type , Solvent Bottles , Solvent Packaging Options , Solvent by Application , Solvents , 分析/色谱 , 分析试剂 |  | λ: 275-300 nm A max : ≤0.005,≤0.0001%,CHROMASOLV ® Plus,H 2 O reference,≤10 ng/L (as heptachlor epoxide),λ: 195 nm A max : ≤1.00,n 20/D 1.379(lit.),7.5 % | , |  |  | λ: 275-300 nm A max : ≤0.005,≥98.5%,≤0.0001%,0.672 g/mL at 25 °C(lit.),CHROMASOLV ® Plus,H 2 O reference,≤0.01% water,68-70 °C(lit.),≤10 ng/L (as heptachlor epoxide),3 (vs air),437 °F,λ: 195 nm A max : ≤1.00,n 20/D 1.379(lit.),7.5 %,−95 °C(lit.)
Hexane, mixture of isomers,CHROMASOLV ® , for HPLC, ≥98.5%,C,1730733,,MFCD02179311,24867329 | 439185 |  | Sigma-Aldrich | 己烷，同分异构体混合物 | (PDF) | ≥98.5%,437 °F,68-70 °C(lit.),−95 °C(lit.),0.672 g/mL at 25 °C(lit.) | CHROMASOLV for HPLC , Chromatography Reagents & Solvents , Closed Head Drums , Drums Product Line , HPLC & UHPLC Solvents (CHROMASOLV) , HPLC Grade Solvents (CHROMASOLV) , HPLC/UHPLC Solvents (CHROMASOLV) , Hexane, mixture of isomers (Hexanes) , NOWPak Products , Semi-Bulk Solvents , Solvent by Type , Solvent Packaging Options , Solvent by Application , Solvents , 分析/色谱 , 分析试剂 |  | λ: 250-400 nm A max : 0.01,<0.0005%,CHROMASOLV ®,H 2 O reference,APHA: ≤10,λ: 195 nm A max : 1.00,n 20/D 1.379(lit.),7.5 % | , |  |  | λ: 250-400 nm A max : 0.01,≥98.5%,<0.0005%,0.672 g/mL at 25 °C(lit.),CHROMASOLV ®,H 2 O reference,<0.020% water,APHA: ≤10,68-70 °C(lit.),−95 °C(lit.),3 (vs air),437 °F,λ: 195 nm A max : 1.00,n 20/D 1.379(lit.),7.5 %
Hexane, mixture of isomers,CHROMASOLV ® , for HPLC, ≥98.5%,C,1730733,,MFCD02179311,24857647 | 293253 |  | Sigma-Aldrich | 己烷，同分异构体混合物 | (PDF) | ≥98.5%,437 °F,68-70 °C(lit.),−95 °C(lit.),0.672 g/mL at 25 °C(lit.) | CHROMASOLV for HPLC , Chromatography Reagents & Solvents , HPLC & UHPLC Solvents (CHROMASOLV) , HPLC Grade Solvents (CHROMASOLV) , HPLC/UHPLC Solvents (CHROMASOLV) , Hexane, mixture of isomers (Hexanes) , Products , Returnable Containers , Solvent by Type , Solvent Packaging Options , Solvent by Application , Solvents , 分析/色谱 , 分析试剂 |  | λ: 250-400 nm A max : 0.01,Mixture of hexane isomers plus methylcyclopentane,CHROMASOLV ®,H 2 O reference,APHA: ≤10,passes test for HPLC,λ: 195 nm A max : 1.0,n 20/D 1.379(lit.),7.5 %,<0.0005% | , |  |  | λ: 250-400 nm A max : 0.01,≥98.5%,Mixture of hexane isomers plus methylcyclopentane,0.672 g/mL at 25 °C(lit.),CHROMASOLV ®,H 2 O reference,≤0.0003 meq/g water-soluble titr. acid,APHA: ≤10,68-70 °C(lit.),−95 °C(lit.),3 (vs air),437 °F,passes test for HPLC,λ: 195 nm A max : 1.0,n 20/D 1.379(lit.),7.5 %,<0.0005%
Methanol,ACS reagent, ≥99.8%,CH,1098229,200-659-6,MFCD00004595,24850805 | 179337 | 67-56-1 | Sigma-Aldrich | 甲醇 | (PDF),39020101 | ≥99.8%,725 °F,64.7 °C(lit.),−98 °C(lit.),0.791 g/mL at 25 °C(lit.) | ACS Grade , ACS Grade Solvents , ACS and Reagent Grade Solvents , Amber Glass Bottles , Carbon Steel Flex-Spout Cans , Closed Head Drums , Drums Product Line , Methanol , Semi-Bulk Solvents , Solvent by Type , Solvent Bottles , Solvent Packaging Options , Solvent by Application , Solvents | 410 mmHg ( 50 °C) | clear,≤0.001%,ACS reagent,APHA: ≤10,36 %,n 20/D 1.329(lit.) | , |  |  | clear,≥99.8%,≤0.001%,0.791 g/mL at 25 °C(lit.),ACS reagent,H 2 SO 4 , passes test (darkened),APHA: ≤10,64.7 °C(lit.),−98 °C(lit.),1.11 (vs air),725 °F,410 mmHg ( 50 °C),n 20/D 1.329(lit.),36 %
Methanol,ACS reagent, ≥99.8%,CH,1098229,200-659-6,MFCD00004595, | 320390 | 67-56-1 | Sigma-Aldrich | 甲醇 | (PDF) | ≥99.8%,725 °F,64.7 °C(lit.),−98 °C(lit.),0.791 g/mL at 25 °C(lit.) | ACS Grade , ACS Grade Solvents , ACS and Reagent Grade Solvents , Methanol , PVC Coated Bottles , Semi-Bulk Solvents , Solvent by Type , Solvent Bottles , Solvent Packaging Options , Solvent by Application , Solvents , VerSA-Flow Products | 410 mmHg ( 50 °C) | clear,≤0.001%,ACS reagent,APHA: ≤10,36 %,n 20/D 1.329(lit.) | , |  |  | clear,≥99.8%,≤0.001%,0.791 g/mL at 25 °C(lit.),ACS reagent,H 2 SO 4 , passes test (darkened),APHA: ≤10,64.7 °C(lit.),−98 °C(lit.),1.11 (vs air),725 °F,410 mmHg ( 50 °C),n 20/D 1.329(lit.),36 %
Methanol,puriss. p.a., ACS reagent, reag. ISO, reag. Ph. Eur., ≥99.8% (GC),CH,1098229,200-659-6,MFCD00004595,24859298 | 32213 | 67-56-1 | Sigma-Aldrich | 甲醇 |  | ≥99.8% (GC),725 °F,64.7 °C(lit.),−98 °C(lit.),0.791 g/mL at 25 °C(lit.) | Methanol , Plastic Bottles , Solvent by Type , Solvent Bottles , Solvent Packaging Options , Solvents | 410 mmHg ( 50 °C) | Zn: ≤0.1 mg/kg,puriss. p.a.,Al: ≤0.5 mg/kg,36 %,n 20/D 1.329(lit.),chloride (Cl - ): ≤0.5 mg/kg | , |  |  | Zn: ≤0.1 mg/kg,≥99.8% (GC),36 %,0.791 g/mL at 25 °C(lit.),puriss. p.a.,Al: ≤0.5 mg/kg,≤0.00005% free alkali (as NH 3 ),64.7 °C(lit.),−98 °C(lit.),1.11 (vs air),725 °F,chloride (Cl - ): ≤0.5 mg/kg,n 20/D 1.329(lit.),410 mmHg ( 50 °C)
Methanol,ACS spectrophotometric grade, ≥99.9%,CH,1098229,200-659-6,MFCD00004595,24849311 | 154903 | 67-56-1 | Sigma-Aldrich | 甲醇 | (PDF),39020101 | ≥99.9%,725 °F,64.7 °C(lit.),−98 °C(lit.),0.791 g/mL at 25 °C(lit.) | Amber Glass Bottles , Methanol , Solvent by Type , Solvent Bottles , Solvent Packaging Options , Solvent by Application , Solvents , Spectrophotometric Grade , Spectrophotometric Solvents , Spectroscopy Solvents (IR, NMR, UV/Vis) | 410 mmHg ( 50 °C) | λ: 280-400 nm A max : 0.01,≤0.001%,ACS spectrophotometric grade,H 2 O reference,APHA: ≤10,λ: 205 nm A max : 1.00,n 20/D 1.329(lit.),36 % | , |  |  | λ: 280-400 nm A max : 0.01,≥99.9%,≤0.001%,36 %,0.791 g/mL at 25 °C(lit.),ACS spectrophotometric grade,410 mmHg ( 50 °C),MnO 4 - reducers, passes test,APHA: ≤10,64.7 °C(lit.),−98 °C(lit.),1.11 (vs air),725 °F,H 2 O reference,n 20/D 1.329(lit.),λ: 205 nm A max : 1.00
Methanol,for pesticide residue analysis,CH,1098229,200-659-6,MFCD00004595,24861115 | 34485 | 67-56-1 | Fluka | 甲醇 |  | ,725 °F,64.7 °C(lit.),−98 °C(lit.),0.791 g/mL at 25 °C(lit.) | 3-MCPD , Acrylamide , Adulterants , Allergens , Benzene , Beverage Testing , Bisphenol A (BPA), BADGE, BFDGE, and NOGE , Chromatography Reagents & Solvents , Derivatization of Fatty Acids to FAMEs , Dioxins/Furans/PCBs , Disinfection Product Residues and Solvents , Edible Oils , Essential Oils , FAMEs by Boiling Point Elution , FAMEs by Degree of Unsaturation , Fats (fatty acids, FAMEs, glycerides), Edible Oils, Sterols , Flavors & Fragrances , Fractionation of FAMEs Using Silver-Ion SPE , Free Fatty Acids , Furans , GC Solvents , Honey , Melamine , Methanol , Mono-, Di-, and Triglycerides , Nitrosamines , Non-Nutritional Ingredients and Additives , Nutritional (other than carbohydrates, fats, proteins) , Omega 3 and Omega 6 FAMEs , Organic Acids , PAHs , Pesticide Residue Analysis (PRA) Solvents , Pesticide and Metabolite Residues , Phthalate Esters , Processing/Packaging Contaminants , Solvent by Type , Solvent by Application , Solvents , Solvents for GC applications , Solvents for Organic Residue Analysis , Sterols , Toxins (other than pesticide/drug residues) , Trace Analysis Reagents & Solvents , Veterinary Drug Residues , cis/trans FAME Isomers , 分析/色谱 , 分析试剂 , 应用 , 食品和饮料分析 | 410 mmHg ( 50 °C) | ≤5 ng/L suitability for residue analysis,for pesticide residue analysis,36 %,n 20/D 1.329(lit.) | , |  |  | ≤5 ng/L suitability for residue analysis,0.791 g/mL at 25 °C(lit.),for pesticide residue analysis,≤0.0005% non-volatile matter,64.7 °C(lit.),−98 °C(lit.),1.11 (vs air),725 °F,410 mmHg ( 50 °C),n 20/D 1.329(lit.),36 %
Methanol,AMD CHROMASOLV ® , ≥99.9%,CH,1098229,200-659-6,MFCD00004595,24861488 | 34898 | 67-56-1 | Sigma-Aldrich | 甲醇 |  | ≥99.9% (GC),725 °F,64.7 °C(lit.),−98 °C(lit.),0.791 g/mL at 25 °C(lit.) | Methanol , Solvent by Type , Solvents | 410 mmHg ( 50 °C) | 260 nm, ≥98%,210 nm, ≥30%,AMD CHROMASOLV ®,HPLC-gradient /230 nm ≤2 mAU,passes test for AMD technique,36 %,n 20/D 1.329(lit.) | , |  |  | 260 nm, ≥98%,210 nm, ≥30%,≥99.9% (GC),0.791 g/mL at 25 °C(lit.),AMD CHROMASOLV ®,HPLC-gradient /230 nm ≤2 mAU,≤0.0005% free alkali (as NH 3 ),64.7 °C(lit.),−98 °C(lit.),1.11 (vs air),725 °F,passes test for AMD technique,410 mmHg ( 50 °C),n 20/D 1.329(lit.),36 %
Methanol,LC-MS CHROMASOLV ®,CH,1098229,200-659-6,MFCD00004595,24861696 | 34966 | 67-56-1 | Fluka | 甲醇 | (PDF) | ≥99.9%,725 °F,64.7 °C(lit.),−98 °C(lit.),0.791 g/mL at 25 °C(lit.) | 3-MCPD , Acrylamide , Adulterants , Allergens , Amber Glass Bottles , Amino Acids , Artificial Sweeteners , Beverage Testing , Bisphenol A (BPA), BADGE, BFDGE, and NOGE , CHROMASOLV LC-MS , Chromatography Reagents & Solvents , Fats (fatty acids, FAMEs, glycerides), Edible Oils, Sterols , Food Dyes , HPLC Solvents , HPLC/UHPLC Solvents (CHROMASOLV) , HybridSPE-Phospholipid Technology , LC-MS Grade Solvents and Blends (CHROMASOLV) , LC-MS Solvents , LC-MS Solvents & Reagents (CHROMASOLV) , Melamine , Methanol , Mono-, Di-, and Triglycerides , Mycotoxins , Non-Nutritional Ingredients and Additives , Nucleotides and Nucleosides , Nutraceuticals/Antioxidan ts , Nutritional (other than carbohydrates, fats, proteins) , Organic Acids , PAHs , PFOA and PFOS , Peptides , Perchlorate , Pesticide and Metabolite Residues , Phycotoxins , Phytochemicals , Precipitation Solvents, Blends, Additives , Preservatives , Processing/Packaging Contaminants , Proteins , Proteins (amino acids, peptides, proteins, nitrogen) , Sample Preparation & Purification , Semicarbazide , Solid Phase Extraction (SPE) , Solvent by Type , Solvent Bottles , Solvent Packaging Options , Solvent by Application , Solvents , Solvents and Solutions for Mass Spectrometry , Spices , Toxins (other than pesticide/drug residues) , Veterinary Drug Residues , Vitamins, Co-Factors, and Enzymes , 分子生物学 , 分析/色谱 , 分析试剂 , 应用 , 碳水化合物（糖，糖化物），膳食纤维 , 糖和糖类化合物 , 蛋白质组学 , 质谱 , 食品和饮料分析 | 410 mmHg ( 50 °C) | Zn: ≤0.1 mg/kg,210 nm, ≥30%,LC-MS CHROMASOLV ®,HPLC-gradient /254 nm ≤5 mAU,Ag: ≤0.1 mg/kg,passes test for suitability for LC-MS,36 %,limited shelf life, expiry date on the label,n 20/D 1.329(lit.) | , |  |  | Zn: ≤0.1 mg/kg,210 nm, ≥30%,≥99.9%,0.791 g/mL at 25 °C(lit.),LC-MS CHROMASOLV ®,HPLC-gradient /254 nm ≤5 mAU,Ag: ≤0.1 mg/kg,≤0.0005% free alkali (as NH 3 ),64.7 °C(lit.),−98 °C(lit.),1.11 (vs air),725 °F,passes test for suitability for LC-MS,410 mmHg ( 50 °C),limited shelf life, expiry date on the label,n 20/D 1.329(lit.),36 %
Methanol,capillary GC grade, ≥99.9%,CH,1098229,200-659-6,MFCD00004595,24865955 | 414719 | 67-56-1 | Fluka | 甲醇 | (PDF) | ≥99.9%,725 °F,64.7 °C(lit.),−98 °C(lit.),0.791 g/mL at 25 °C(lit.) | Amber Glass Bottles , GC Capillary , GC Solvents , Methanol , Solvent by Type , Solvent Bottles , Solvent Packaging Options , Solvent by Application , Solvents , Solvents for GC applications | 410 mmHg ( 50 °C) | 0.791 g/mL at 25 °C,<0.0001%,capillary GC grade,2 ng/L (as lindane),36 %,n 20/D 1.329(lit.) | , |  |  | 0.791 g/mL at 25 °C,≥99.9%,<0.0001%,0.791 g/mL at 25 °C(lit.),capillary GC grade,2 ng/L (as lindane),<0.10% water,64.7 °C(lit.),−98 °C(lit.),1.11 (vs air),725 °F,410 mmHg ( 50 °C),n 20/D 1.329(lit.),36 %
Methanol,for GC/MS analysis of volatile organics, ≥99.9%,CH,1098229,200-659-6,MFCD00004595,24865958 | 414816 | 67-56-1 | Fluka | 甲醇 | (PDF) | ≥99.9% (GC),725 °F,64.7 °C(lit.),−98 °C(lit.),0.791 g/mL at 25 °C(lit.) | Chromatography Reagents & Solvents , GC Solvents , Methanol , Purge & Trap Solvents , Purge and Trap Solvents , Solvent by Type , Solvent by Application , Solvents , Solvents for GC applications , 分析/色谱 , 分析试剂 | 410 mmHg ( 50 °C) | 0.791 g/mL at 25 °C,for GC/MS analysis of volatile organics,36 %,n 20/D 1.329(lit.),<1.0 mg/L | , |  |  | 0.791 g/mL at 25 °C,≥99.9% (GC),<1.0 mg/L,0.791 g/mL at 25 °C(lit.),for GC/MS analysis of volatile organics,≤0.2% water,64.7 °C(lit.),−98 °C(lit.),1.11 (vs air),725 °F,410 mmHg ( 50 °C),n 20/D 1.329(lit.),36 %
Methanol,PRA grade, ≥99.9%,CH,1098229,200-659-6,MFCD00004595, | 324051 | 67-56-1 | Aldrich | 甲醇 | (PDF) | ≥99.9%,725 °F,64.7 °C(lit.),−98 °C(lit.),0.791 g/mL at 25 °C(lit.) | Amber Glass Bottles , Methanol , PRA , Solvent by Type , Solvent Bottles , Solvent Packaging Options , Solvents | 410 mmHg ( 50 °C) | 0.791 g/mL at 25 °C,<0.0001%,PRA grade,<10 ng/L (as heptachlor epoxide),36 %,n 20/D 1.329(lit.) | , |  |  | 0.791 g/mL at 25 °C,≥99.9%,<0.0001%,0.791 g/mL at 25 °C(lit.),PRA grade,<10 ng/L (as heptachlor epoxide),≤0.05% water,64.7 °C(lit.),−98 °C(lit.),1.11 (vs air),725 °F,410 mmHg ( 50 °C),n 20/D 1.329(lit.),36 %
Methanol,puriss., meets analytical specification of Ph Eur, ≥99.7% (GC),CH,1098229,200-659-6,MFCD00004595,24854548 | 24229 | 67-56-1 | Sigma-Aldrich | 甲醇 | 39020101 | ≥99.7% (GC),725 °F,64.7 °C(lit.),−98 °C(lit.),0.791-0.793 g/mL at 20 °C | Methanol , Plastic Bottles , Solvent by Type , Solvent Bottles , Solvent Packaging Options , Solvents | 410 mmHg ( 50 °C) | complies for reaction against H 2 SO 4,puriss.,meets analytical specification of Ph Eur,Fe: ≤1 mg/kg,complies for UV absorption,36 %,n 20/D 1.328-1.330,chloride (Cl - ): ≤1 mg/kg | , |  |  | complies for reaction against H 2 SO 4,≥99.7% (GC),36 %,0.791-0.793 g/mL at 20 °C,puriss.,meets analytical specification of Ph Eur,Fe: ≤1 mg/kg,impurities A, complies (GC),64.7 °C(lit.),−98 °C(lit.),1.11 (vs air),725 °F,complies for UV absorption,chloride (Cl - ): ≤1 mg/kg,n 20/D 1.328-1.330,410 mmHg ( 50 °C)
Methanol,Trace SELECT ® , for metal speciation analysis, ≥99.9%,CH,1098229,200-659-6,MFCD00004595, | 42105 | 67-56-1 | Fluka | 甲醇 |  | ≥99.9%,725 °F,64.7 °C(lit.),−98 °C(lit.),0.791 g/mL at 25 °C(lit.) | Chromatography Reagents & Solvents , GC Solvents , GC-MS Solvents , Heavy Metals , High Purity Solvents for Direct Dissolution and Inorganic Trace Analysis , ICP-OES/-MS , Methanol , Reagents for Inorganic Trace Analysis , Solvent by Type , Solvent by Application , Solvents , Solvents for GC applications , Solvents for LC-ICP-MS , Solvents for Metal Speciation Analysis , Solvents for Speciation Analysis (LC-ICP-MS) , Spectroscopy , Toxins (other than pesticide/drug residues) , Trace Analysis Reagents & Solvents , 分析/色谱 , 分析试剂 , 应用 , 食品和饮料分析 | 410 mmHg ( 50 °C) | Zr: ≤0.5 μg/kg,210 nm, ≥30%,Trace SELECT ®,for metal speciation analysis,Ag: ≤0.5 μg/kg,36 %,n 20/D 1.329(lit.),bromide (Br - ): ≤10 μg/kg | , |  |  | Zr: ≤0.5 μg/kg,210 nm, ≥30%,≥99.9%,36 %,0.791 g/mL at 25 °C(lit.),Trace SELECT ®,for metal speciation analysis,Ag: ≤0.5 μg/kg,≤0.02% water (Karl Fischer),64.7 °C(lit.),−98 °C(lit.),1.11 (vs air),725 °F,bromide (Br - ): ≤10 μg/kg,n 20/D 1.329(lit.),410 mmHg ( 50 °C)
Methanol,BioReagent, suitable for protein sequencing,CH,1098229,200-659-6,MFCD00004595,24896688 | M1770 | 67-56-1 | Sigma | 甲醇 | (PDF) | ,725 °F,64.7 °C(lit.),−98 °C(lit.),0.791 g/mL at 25 °C(lit.) | Apoptosis and Cell Cycle , Core Bioreagents , General Reagents , Life Science Reagents for Western Blotting , Methanol , Other Apoptosis Related Reagents , Research Essentials , Solvent by Type , Solvents , 细胞信号转导和神经科学 , 细胞生物学 | 410 mmHg ( 50 °C) | 97.68 mmHg ( 20 °C),n 20/D 1.329(lit.),BioReagent,suitable for protein sequencing,36 % | , |  |  | 97.68 mmHg ( 20 °C),BioReagent,0.791 g/mL at 25 °C(lit.),64.7 °C(lit.),−98 °C(lit.),1.11 (vs air),725 °F,suitable for protein sequencing,410 mmHg ( 50 °C),n 20/D 1.329(lit.),36 %
Methanol,CHROMASOLV ® , for HPLC, ≥99.9%,CH,1098229,200-659-6,MFCD00004595,24861591 | 34860 | 67-56-1 | Sigma-Aldrich | 甲醇 | (PDF) | ≥99.9%,725 °F,64.7 °C(lit.),−98 °C(lit.),0.791 g/mL at 25 °C(lit.) | Amber Glass Bottles , CHROMASOLV for HPLC , Chromatography Reagents & Solvents , HPLC & UHPLC Solvents (CHROMASOLV) , HPLC Grade Solvents (CHROMASOLV) , HPLC/UHPLC Solvents (CHROMASOLV) , Methanol , Solvent by Type , Solvent Bottles , Solvent Packaging Options , Solvent by Application , Solvents , 分析/色谱 , 分析试剂 | 410 mmHg ( 50 °C) | λ: 400 nm A max : ≤0.01,<0.0005%,CHROMASOLV ®,neat,APHA: ≤10,λ: 205 nm A max : ≤1.00,n 20/D 1.329(lit.),36 % | , |  |  | λ: 400 nm A max : ≤0.01,≥99.9%,<0.0005%,36 %,0.791 g/mL at 25 °C(lit.),CHROMASOLV ®,410 mmHg ( 50 °C),≤0.0005% non-volatile matter,APHA: ≤10,64.7 °C(lit.),−98 °C(lit.),1.11 (vs air),725 °F,neat,n 20/D 1.329(lit.),λ: 205 nm A max : ≤1.00
Methanol,CHROMASOLV ® , gradient grade, for HPLC, ≥99.9%,CH,1098229,200-659-6,MFCD00004595,24861626 | 34885 | 67-56-1 | Sigma-Aldrich | 甲醇 | (PDF) | ≥99.9%,725 °F,64.7 °C(lit.),−98 °C(lit.),0.791 g/mL at 25 °C(lit.) | 3-MCPD , Acrylamide , Adulterants , Allergens , Amber Glass Bottles , Amino Acids , Artificial Sweeteners , Beverage Testing , Bisphenol A (BPA), BADGE, BFDGE, and NOGE , CHROMASOLV Gradient , Chromatography Reagents & Solvents , Fats (fatty acids, FAMEs, glycerides), Edible Oils, Sterols , Food Dyes , HPLC & UHPLC Solvents (CHROMASOLV) , HPLC Gradient Grade Solvents (CHROMASOLV) , HPLC Solvents , HPLC/UHPLC Solvents (CHROMASOLV) , Melamine , Methanol , Mono-, Di-, and Triglycerides , Mycotoxins , Non-Nutritional Ingredients and Additives , Nucleotides and Nucleosides , Nutraceuticals/Antioxidan ts , Nutritional (other than carbohydrates, fats, proteins) , Organic Acids , PAHs , PFOA and PFOS , Peptides , Perchlorate , Pesticide and Metabolite Residues , Phycotoxins , Phytochemicals , Preservatives , Processing/Packaging Contaminants , Proteins , Proteins (amino acids, peptides, proteins, nitrogen) , Semicarbazide , Solvent by Type , Solvent Bottles , Solvent Packaging Options , Solvent by Application , Solvents , Spices , Toxins (other than pesticide/drug residues) , Veterinary Drug Residues , Vitamins, Co-Factors, and Enzymes , Wavelength Index , 分析/色谱 , 分析试剂 , 发光化合物及其检测 , 应用 , 生化试剂 , 碳水化合物（糖，糖化物），膳食纤维 , 糖和糖类化合物 , 食品和饮料分析 | 410 mmHg ( 50 °C) | λ: 400 nm A max : 0.01,<0.0003%,CHROMASOLV ®,HPLC-gradient /230 nm ≤2 mAU,APHA: ≤10,36 %,n 20/D 1.329(lit.),λ: 210 nm A max : 0.50 | , |  |  | λ: 400 nm A max : 0.01,≥99.9%,<0.0003%,36 %,0.791 g/mL at 25 °C(lit.),CHROMASOLV ®,HPLC-gradient /230 nm ≤2 mAU,KMnO 4 red. matter (as O), in accordance,APHA: ≤10,64.7 °C(lit.),−98 °C(lit.),1.11 (vs air),725 °F,λ: 210 nm A max : 0.50,n 20/D 1.329(lit.),410 mmHg ( 50 °C)
Methanol,CHROMASOLV ® Plus, for HPLC,CH,1098229,200-659-6,MFCD00004595,24883456 | 646377 | 67-56-1 | Sigma-Aldrich | 甲醇 | (PDF) | ,725 °F,64.7 °C(lit.),−98 °C(lit.),0.791 g/mL at 25 °C(lit.) | 3-MCPD , Acrylamide , Adulterants , Allergens , Amber Glass Bottles , Amino Acids , Artificial Sweeteners , Beverage Testing , Bisphenol A (BPA), BADGE, BFDGE, and NOGE , CHROMASOLV Plus , Chromatography Reagents & Solvents , Fats (fatty acids, FAMEs, glycerides), Edible Oils, Sterols , Food Dyes , HPLC & UHPLC Solvents (CHROMASOLV) , HPLC Plus Grade Solvents (CHROMASOLV) , HPLC Solvents , HPLC/UHPLC Solvents (CHROMASOLV) , Methanol , Mono-, Di-, and Triglycerides , Mycotoxins , Non-Nutritional Ingredients and Additives , Nucleotides and Nucleosides , Nutritional (other than carbohydrates, fats, proteins) , Organic Acids , PAHs , PFOA and PFOS , Peptides , Perchlorate , Phycotoxins , Phytochemicals , Preservatives , Processing/Packaging Contaminants , Proteins , Proteins (amino acids, peptides, proteins, nitrogen) , Semicarbazide , Solvent by Type , Solvent Bottles , Solvent Packaging Options , Solvent by Application , Solvents , Spices , Toxins (other than pesticide/drug residues) , Veterinary Drug Residues , 分析/色谱 , 分析试剂 , 应用 , 碳水化合物（糖，糖化物），膳食纤维 , 糖和糖类化合物 , 食品和饮料分析 | 410 mmHg ( 50 °C) | λ: 400 nm A max : 0.005,<0.0001%,CHROMASOLV ® Plus,HPLC-gradient /230 nm ≤2 mAU,1 cm path, H 2 O reference,APHA: ≤10,λ: 205 nm A max : 1.0,n 20/D 1.329(lit.),36 % | , |  |  | λ: 400 nm A max : 0.005,410 mmHg ( 50 °C),<0.0001%,36 %,0.791 g/mL at 25 °C(lit.),CHROMASOLV ® Plus,HPLC-gradient /230 nm ≤2 mAU,≤0.0002 meq/g Titr. base,APHA: ≤10,64.7 °C(lit.),−98 °C(lit.),1.11 (vs air),725 °F,1 cm path, H 2 O reference,n 20/D 1.329(lit.),λ: 205 nm A max : 1.0
Methanol,CHROMASOLV ® Plus, for HPLC, ≥99.9%, poly-coated bottles,CH,1098229,200-659-6,MFCD00004595,24883765 | 650609 | 67-56-1 | Sigma-Aldrich | 甲醇 | (PDF) | ≥99.9%,725 °F,64.7 °C(lit.),−98 °C(lit.),0.791 g/mL at 25 °C(lit.) | CHROMASOLV Plus , Chromatography Reagents & Solvents , HPLC & UHPLC Solvents (CHROMASOLV) , HPLC Plus Grade Solvents (CHROMASOLV) , HPLC/UHPLC Solvents (CHROMASOLV) , Methanol , PVC Coated Bottles , Solvent by Type , Solvent Bottles , Solvent Packaging Options , Solvent by Application , Solvents , 分析/色谱 , 分析试剂 | 410 mmHg ( 50 °C) | λ: 400 nm A max : 0.005,≤0.0001%,CHROMASOLV ® Plus,HPLC-gradient /230 nm ≤2 mAU,H 2 O reference,APHA: ≤10,λ: 205 nm A max : 1.0,n 20/D 1.329(lit.),36 % | , |  |  | λ: 400 nm A max : 0.005,410 mmHg ( 50 °C),≥99.9%,≤0.0001%,36 %,0.791 g/mL at 25 °C(lit.),CHROMASOLV ® Plus,HPLC-gradient /230 nm ≤2 mAU,≤0.0002 meq/g Titr. base,APHA: ≤10,64.7 °C(lit.),−98 °C(lit.),1.11 (vs air),725 °F,H 2 O reference,n 20/D 1.329(lit.),λ: 205 nm A max : 1.0
Methanol,CHROMASOLV ® , gradient grade, for HPLC, suitable as ACS-grade LC reagent, ≥99.9%,CH,1098229,200-659-6,MFCD00004595,24867487 | 439193 | 67-56-1 | Sigma-Aldrich | 甲醇 | (PDF) | ≥99.9%,725 °F,64.7 °C(lit.),−98 °C(lit.),0.791 g/mL at 25 °C(lit.) | CHROMASOLV Gradient , Chromatography Reagents & Solvents , Composite Drums , Drums Product Line , HPLC & UHPLC Solvents (CHROMASOLV) , HPLC Gradient Grade Solvents (CHROMASOLV) , HPLC/UHPLC Solvents (CHROMASOLV) , Methanol , NOWPak Products , PVC Coated Bottles , Semi-Bulk Solvents , Solvent by Type , Solvent Bottles , Solvent Packaging Options , Solvent by Application , Solvents , VerSA-Flow Products , 分析/色谱 , 分析试剂 | 410 mmHg ( 50 °C) | λ: 260-400 nm A max : ≤0.01,≤0.0003%,CHROMASOLV ®,HPLC-gradient /254 nm ≤5 mAU,H 2 O reference,APHA: ≤10,passes test for HPLC,λ: 203 nm A max : ≤1.0,n 20/D 1.329(lit.),36 % | , |  |  | λ: 260-400 nm A max : ≤0.01,410 mmHg ( 50 °C),≥99.9%,≤0.0003%,36 %,0.791 g/mL at 25 °C(lit.),CHROMASOLV ®,HPLC-gradient /254 nm ≤5 mAU,H 2 SO 4 , passes test (darkened),APHA: ≤10,64.7 °C(lit.),−98 °C(lit.),1.11 (vs air),725 °F,passes test for HPLC,H 2 O reference,n 20/D 1.329(lit.),λ: 203 nm A max : ≤1.0
Methanol,Laboratory Reagent, ≥99.6%,CH,1098229,200-659-6,MFCD00004595,24850836 | 179957 | 67-56-1 | Sigma-Aldrich | 甲醇 | (PDF),39020101 | ≥99.6%,725 °F,64.7 °C(lit.),room temp,0.791 g/mL at 25 °C(lit.) | ReagentPlus , ReagentPlus Solvent Grade Products , ACS and Reagent Grade Solvents , Allium cepa (Onion) , Amber Glass Bottles , Carbon Steel Flex-Spout Cans , Citrus aurantium (Seville orange) , Methanol , Phytochemicals by Plant (Food/Spice/Herb) , Reagent , Semi-Bulk Solvents , Solvent by Type , Solvent Bottles , Solvent Packaging Options , Solvent by Application , Solvents , 细胞生物学 , 营养研究 | 410 mmHg ( 50 °C) | Laboratory Reagent,≤0.1% water,36 %,n 20/D 1.329(lit.),≤0.01% | , |  |  | ≤0.1% water,≥99.6%,≤0.01%,0.791 g/mL at 25 °C(lit.),Laboratory Reagent,≤0.01% alkalinity (as NH 3 ),room temp,64.7 °C(lit.),−98 °C(lit.),1.11 (vs air),725 °F,410 mmHg ( 50 °C),n 20/D 1.329(lit.),36 %
Methanol,for protein sequence analysis, ≥99.8% (GC),CH,1098229,200-659-6,MFCD00004595, | 65535 | 67-56-1 | Fluka | 甲醇 | (PDF) | ≥99.8% (GC),725 °F,64.7 °C(lit.),−98 °C(lit.),0.791 g/mL at 25 °C(lit.) | Methanol , Solvent by Type , Solvents | 410 mmHg ( 50 °C) | for protein sequence analysis,n 20/D 1.329,36 %,n 20/D 1.329(lit.),in accordance for sequence analysis test | , |  |  | n 20/D 1.329,≥99.8% (GC),0.791 g/mL at 25 °C(lit.),for protein sequence analysis,≤0.1% water,64.7 °C(lit.),−98 °C(lit.),1.11 (vs air),725 °F,in accordance for sequence analysis test,410 mmHg ( 50 °C),n 20/D 1.329(lit.),36 %
Methanol,analytical standard,CH,1098229,200-659-6,MFCD00004595,24888038 | 82762 | 67-56-1 | Fluka | 甲醇 | (PDF) | ≥99.9% (GC),725 °F,64.7 °C(lit.),−98 °C(lit.),0.791 g/mL at 25 °C(lit.) | Alcohols , Aliphatic , Alpha Sort , Alphabetical Index of Analytical Standards , Analytical Standards , Chemical Class , Chromatography , Environmental Standards , M , META - METH , Methanol , Solvent by Type , Solvents , Volatiles/ Semivolatiles , 分析/色谱 | 410 mmHg ( 50 °C) | analytical standard,n 20/D 1.329,36 %,limited shelf life, expiry date on the label,n 20/D 1.329(lit.) | , |  |  | n 20/D 1.329,≥99.9% (GC),0.791 g/mL at 25 °C(lit.),analytical standard,64.7 °C(lit.),−98 °C(lit.),1.11 (vs air),725 °F,410 mmHg ( 50 °C),limited shelf life, expiry date on the label,n 20/D 1.329(lit.),36 %
Methanol,LC-MS Ultra CHROMASOLV ® , tested for UHPLC-MS,CH,1098229,200-659-6,MFCD00004595, | 14262 | 67-56-1 | Fluka | 甲醇 |  | ≥99.9% (GC),725 °F,64.7 °C(lit.),−98 °C(lit.),0.791 g/mL at 25 °C(lit.) | Beverage Testing , Chromatography Reagents & Solvents , Clear Borosilicate Glass Bottles , HPLC Solvents , HPLC/UHPLC Solvents (CHROMASOLV) , Methanol , Pesticide and Metabolite Residues , Solvent by Type , Solvent Bottles , Solvent Packaging Options , Solvent by Application , Solvents , UHPLC-MS Grade Solvents and Blends (CHROMASOLV) , UHPLC-MS Solvents , UHPLC-MS and UHPLC-UV Solvents, Additives and Blends (Application tested) , Veterinary Drug Residues , 分析/色谱 , 分析试剂 , 应用 , 食品和饮料分析 | 410 mmHg ( 50 °C) | UHPLC-gradient /235 nm ≤8 mAU (drift),210 nm, ≥40%,tested for UHPLC-MS,LC-MS Ultra CHROMASOLV ®,UHPLC-gradient /220 nm ≤15 mAU (drift),Al: ≤0.02 mg/kg,passes test for suitability for UHPLC-MS,36 %,limited shelf life, expiry date on the label,n 20/D 1.329(lit.) | , |  |  | UHPLC-gradient /235 nm ≤8 mAU (drift),210 nm, ≥40%,≥99.9% (GC),tested for UHPLC-MS,0.791 g/mL at 25 °C(lit.),LC-MS Ultra CHROMASOLV ®,UHPLC-gradient /220 nm ≤15 mAU (drift),Al: ≤0.02 mg/kg,≤0.0001% free alkali (as NH 3 ),64.7 °C(lit.),−98 °C(lit.),1.11 (vs air),725 °F,passes test for suitability for UHPLC-MS,410 mmHg ( 50 °C),limited shelf life, expiry date on the label,n 20/D 1.329(lit.),36 %
Methanol,Absolute - Acetone free,CH,1098229,200-659-6,MFCD00004595,24896689 | M1775 | 67-56-1 | Sigma-Aldrich | 甲醇 |  | ,725 °F,64.7 °C(lit.),−98 °C(lit.),0.791 g/mL at 25 °C(lit.) | Buffers and Reagents , Buffers, Reagents, & Stains , Core Bioreagents , Fixatives , Hematology and Histology Lab Accessories , Life Science Reagents for Immunohistochemistry (IHC) , Methanol , Organic Solvents , Research Essentials , Solvent by Type , Solvents , Western Blotting , 分子生物学 , 细胞生物学 , 蛋白电泳 , 蛋白质组学 , 血液学和组织学 | 410 mmHg ( 50 °C) | 97.68 mmHg ( 20 °C),36 %,n 20/D 1.329(lit.) | , |  |  | 97.68 mmHg ( 20 °C),0.791 g/mL at 25 °C(lit.),64.7 °C(lit.),−98 °C(lit.),1.11 (vs air),725 °F,410 mmHg ( 50 °C),n 20/D 1.329(lit.),36 %
Methanol,low water for titration,CH,1098229,200-659-6,MFCD00004595,24884573 | 662186 | 67-56-1 | Sigma-Aldrich | 甲醇 |  | ,725 °F,64.7 °C(lit.),−98 °C(lit.),0.791 g/mL at 25 °C(lit.) | Methanol , Solvent by Type , Solvents | 410 mmHg ( 50 °C) | 97.68 mmHg ( 20 °C),36 %,n 20/D 1.329(lit.),≤0.001% | , |  |  | 97.68 mmHg ( 20 °C),≤0.001%,0.791 g/mL at 25 °C(lit.),≤0.007% water,64.7 °C(lit.),−98 °C(lit.),1.11 (vs air),725 °F,410 mmHg ( 50 °C),n 20/D 1.329(lit.),36 %
Methanol,SAJ special grade,CH,1098229,,MFCD00004595, | 19-2400 | 67-56-1 | SAJ | 甲醇 |  | ,725 °F,64.7 °C(lit.),−98 °C(lit.),0.791 g/mL at 25 °C(lit.) | Allium cepa (Onion) , Citrus aurantium (Seville orange) , Fixatives , Hematology and Histology Lab Accessories , Methanol , Phytochemicals by Plant (Food/Spice/Herb) , SAJ Special Grade (Japan only) , Solvent by Type , Solvent by Application , Solvents , Solvents by Special Grades (Japan Customers Only) , 细胞生物学 , 营养研究 , 血液学和组织学 | 410 mmHg ( 50 °C) | SAJ special grade,97.68 mmHg ( 20 °C),36 %,n 20/D 1.329(lit.),available only in Japan | , |  |  | 97.68 mmHg ( 20 °C),36 %,0.791 g/mL at 25 °C(lit.),SAJ special grade,64.7 °C(lit.),−98 °C(lit.),1.11 (vs air),725 °F,410 mmHg ( 50 °C),n 20/D 1.329(lit.),available only in Japan
Methanol,suitable for determination of dioxins,CH,1098229,,MFCD00004595, | 19-2425 | 67-56-1 | SAJ | 甲醇 |  | ,725 °F,64.7 °C(lit.),−98 °C(lit.),0.791 g/mL at 25 °C(lit.) | Methanol , Solvent by Type , Solvents | 410 mmHg ( 50 °C) | 97.68 mmHg ( 20 °C),n 20/D 1.329(lit.),36 %,suitable for determination of dioxins,available only in Japan | , |  |  | 97.68 mmHg ( 20 °C),36 %,0.791 g/mL at 25 °C(lit.),64.7 °C(lit.),−98 °C(lit.),1.11 (vs air),725 °F,suitable for determination of dioxins,410 mmHg ( 50 °C),n 20/D 1.329(lit.),available only in Japan
Methanol,for residue analysis, suitable for 5000 per JIS,CH,1098229,,MFCD00004595, | 19-2453 | 67-56-1 | SAJ | 甲醇 |  | ,725 °F,64.7 °C(lit.),−98 °C(lit.),0.791 g/mL at 25 °C(lit.) | Methanol , Residue Analysis (Japan only) , Solvent by Type , Solvent by Application , Solvents , Solvents by Special Grades (Japan Customers Only) | 410 mmHg ( 50 °C) | 97.68 mmHg ( 20 °C),for residue analysis,suitable for 5000 per JIS,36 %,n 20/D 1.329(lit.),available only in Japan | , |  |  | 97.68 mmHg ( 20 °C),36 %,0.791 g/mL at 25 °C(lit.),for residue analysis,64.7 °C(lit.),−98 °C(lit.),1.11 (vs air),725 °F,suitable for 5000 per JIS,410 mmHg ( 50 °C),n 20/D 1.329(lit.),available only in Japan
Methanol,for HPLC,CH,1098229,200-659-6,MFCD00004595, | 19-2470 | 67-56-1 | SAJ | 甲醇 |  | ,725 °F,64.7 °C(lit.),−98 °C(lit.),0.791 g/mL at 25 °C(lit.) | Methanol , Solvent by Type , Solvent by Application , Solvents , Spectrophotometric Solvents , Spectroscopy Solvents (IR, NMR, UV/Vis) | 410 mmHg ( 50 °C) | for HPLC,97.68 mmHg ( 20 °C),36 %,n 20/D 1.329(lit.),available only in Japan | , |  |  | 97.68 mmHg ( 20 °C),36 %,0.791 g/mL at 25 °C(lit.),for HPLC,64.7 °C(lit.),−98 °C(lit.),1.11 (vs air),725 °F,410 mmHg ( 50 °C),n 20/D 1.329(lit.),available only in Japan
2-Propanol,ACS reagent, ≥99.5%,(CH,635639,200-661-7,MFCD00011674,24851459 | 190764 | 67-63-0 | Sigma-Aldrich | 2-丙醇 | (PDF) | ≥99.5%,750 °F,82 °C(lit.),−89.5 °C(lit.),0.785 g/mL at 25 °C(lit.) | 2-Propanol (Isopropanol) , ACS Grade , ACS Grade Solvents , ACS and Reagent Grade Solvents , Amber Glass Bottles , Carbon Steel Flex-Spout Cans , Closed Head Drums , Drums Product Line , Semi-Bulk Solvents , Solvent by Type , Solvent Bottles , Solvent Packaging Options , Solvent by Application , Solvents | 33 mmHg ( 20 °C) | ≤0.2% water,≤0.001%,ACS reagent,H 2 O: passes test,APHA: ≤10,PREMIUM,2 %,n 20/D 1.377(lit.) | , |  |  | ≤0.2% water,≥99.5%,≤0.001%,0.785 g/mL at 25 °C(lit.),ACS reagent,H 2 O: passes test,≤0.0001 meq/g Titr. acid or base,APHA: ≤10,82 °C(lit.),PREMIUM,2.1 (vs air),750 °F,33 mmHg ( 20 °C),n 20/D 1.377(lit.),2 %,−89.5 °C(lit.)
2-Propanol,ACS reagent, ≥99.5%,(CH,635639,200-661-7,MFCD00011674,24867380 | 437522 | 67-63-0 | Sigma-Aldrich | 2-丙醇 | (PDF) | ≥99.5%,750 °F,82 °C(lit.),−89.5 °C(lit.),0.785 g/mL at 25 °C(lit.) | 2-Propanol (Isopropanol) , ACS Grade , ACS Grade Solvents , ACS and Reagent Grade Solvents , PVC Coated Bottles , Solvent by Type , Solvent Bottles , Solvent Packaging Options , Solvent by Application , Solvents | 33 mmHg ( 20 °C) | ≤0.2% water,≤0.001%,ACS reagent,H 2 O: passes test,APHA: ≤10,2 %,n 20/D 1.377(lit.) | , |  |  | ≤0.2% water,≥99.5%,≤0.001%,0.785 g/mL at 25 °C(lit.),ACS reagent,H 2 O: passes test,≤0.0001 meq/g Titr. acid or base,APHA: ≤10,82 °C(lit.),−89.5 °C(lit.),2.1 (vs air),750 °F,33 mmHg ( 20 °C),n 20/D 1.377(lit.),2 %
2-Propanol,ACS reagent, ≥99.5%,(CH,635639,200-661-7,MFCD00011674,24885177 | 673773 | 67-63-0 | Sigma-Aldrich | 2-丙醇 | (PDF) | ≥99.5%,750 °F,82 °C(lit.),−89.5 °C(lit.),0.785 g/mL at 25 °C(lit.) | 2-Propanol (Isopropanol) , Aluminum Bottles , Solvent by Type , Solvent Bottles , Solvent Packaging Options , Solvents | 33 mmHg ( 20 °C) | ≤0.2% water,≤0.001%,ACS reagent,H 2 O: passes test,APHA: ≤10,2 %,n 20/D 1.377(lit.) | , |  |  | ≤0.2% water,≥99.5%,≤0.001%,0.785 g/mL at 25 °C(lit.),ACS reagent,H 2 O: passes test,≤0.0001 meq/g Titr. acid or base,APHA: ≤10,82 °C(lit.),−89.5 °C(lit.),2.1 (vs air),750 °F,33 mmHg ( 20 °C),n 20/D 1.377(lit.),2 %
2-Propanol,LC-MS CHROMASOLV ®,(CH,635639,200-661-7,MFCD00011674,24861694 | 34965 | 67-63-0 | Fluka | 2-丙醇 |  | ≥99.9%,750 °F,82 °C(lit.),−89.5 °C(lit.),0.785 g/mL at 25 °C(lit.) | 2-Propanol (Isopropanol) , Chromatography Reagents & Solvents , HPLC/UHPLC Solvents (CHROMASOLV) , LC-MS Grade Solvents and Blends (CHROMASOLV) , LC-MS Solvents , LC-MS Solvents & Reagents (CHROMASOLV) , Solvent by Type , Solvent by Application , Solvents , Solvents and Solutions for Mass Spectrometry , 分子生物学 , 分析/色谱 , 分析试剂 , 蛋白质组学 , 质谱 | 33 mmHg ( 20 °C) | Zn: ≤0.1 mg/kg,220 nm, ≥50%,LC-MS CHROMASOLV ®,HPLC-gradient /254 nm ≤5 mAU,Ag: ≤0.1 mg/kg,in accordance for suitability for LC-MS,2 %,n 20/D 1.377(lit.) | , |  |  | Zn: ≤0.1 mg/kg,220 nm, ≥50%,≥99.9%,0.785 g/mL at 25 °C(lit.),LC-MS CHROMASOLV ®,HPLC-gradient /254 nm ≤5 mAU,Ag: ≤0.1 mg/kg,≤0.0005% non-volatile matter,82 °C(lit.),−89.5 °C(lit.),2.1 (vs air),750 °F,in accordance for suitability for LC-MS,33 mmHg ( 20 °C),n 20/D 1.377(lit.),2 %
2-Propanol,BioReagent, for molecular biology, ≥99.5%,(CH,635639,200-661-7,MFCD00011674,24896158 | I9516 | 67-63-0 | Sigma | 2-丙醇 | (PDF) | ≥99.5%,750 °F,82 °C(lit.),room temp,0.785 g/mL at 25 °C(lit.) | 2-Propanol (Isopropanol) , Core Bioreagents , DNA和RNA纯化 , Life Science Reagents for DNA/RNA Electrophoresis , Life Science Reagents for Protein Electrophoresis , Life Science Reagents for Protein Expression and Purification , Plant Biotechnology , Reagents , Research Essentials , Solvent by Type , Solvents , 分子生物学 , 植物分子生物学 , 植物核酸纯化 , 试剂 | 33 mmHg ( 20 °C) | 44 mmHg ( 25 °C),BioReagent,liquid,for molecular biology,suitable for precipitation of nucleic acids,2 %,n 20/D 1.377(lit.) | , |  |  | 44 mmHg ( 25 °C),BioReagent,≥99.5%,liquid,0.785 g/mL at 25 °C(lit.),for molecular biology,room temp,82 °C(lit.),−89.5 °C(lit.),2.1 (vs air),750 °F,suitable for precipitation of nucleic acids,33 mmHg ( 20 °C),n 20/D 1.377(lit.),2 %
2-Propanol,CHROMASOLV ® Plus, HPLC grade, 99.9%, poly coated bottles,(CH,635639,200-661-7,MFCD00011674,24885280 | 675431 | 67-63-0 | Sigma-Aldrich | 2-丙醇 | (PDF) | 99.9%,750 °F,82 °C(lit.),−89.5 °C(lit.),0.785 g/mL at 25 °C(lit.) | 2-Propanol (Isopropanol) , Solvent by Type , Solvents | 33 mmHg ( 20 °C) | λ: 400 nm A max : ≤0.005,≤0.0001%,CHROMASOLV ® Plus,2 %,n 20/D 1.377(lit.),λ: 245 nm A max : ≤1.0 | , |  |  | λ: 400 nm A max : ≤0.005,99.9%,≤0.0001%,2 %,0.785 g/mL at 25 °C(lit.),CHROMASOLV ® Plus,≤0.02% Water,82 °C(lit.),−89.5 °C(lit.),2.1 (vs air),750 °F,λ: 245 nm A max : ≤1.0,n 20/D 1.377(lit.),33 mmHg ( 20 °C)
Isopropyl alcohol,≥99.7%, FCC, FG,(CH,635639,200-661-7,MFCD00011674,24901402 | W292907 | 67-63-0 | Aldrich | 异丙醇 | 2929,4146,2.079,(PDF) | ≥99.7%,750 °F,82 °C(lit.),−89.5 °C(lit.),0.785 g/mL at 25 °C(lit.) | 2-Propanol (Isopropanol) , Alphabetical Listings , Flavors and Fragrances , Halal Certified Products , I - N , I-L , I-N , Kosher Certified Products , Solvent by Type , Solvents | 33 mmHg ( 20 °C) | 44 mmHg ( 25 °C),FG,synthetic,no known allergens,2 %,n 20/D 1.377(lit.),butter | , |  |  | 44 mmHg ( 25 °C),FCC,2.1 (vs air),0.785 g/mL at 25 °C(lit.),FG,82 °C(lit.),−89.5 °C(lit.),no known allergens,≥99.7%,750 °F,synthetic,33 mmHg ( 20 °C),n 20/D 1.377(lit.),2 %,butter
2-Propanol,CHROMASOLV ® Plus, for HPLC, 99.9%,(CH,635639,200-661-7,MFCD00011674,24883753 | 650447 | 67-63-0 | Sigma-Aldrich | 2-丙醇 | (PDF) | 99.9%,750 °F,82 °C(lit.),−89.5 °C(lit.),0.785 g/mL at 25 °C(lit.) | 2-Propanol (Isopropanol) , Amber Glass Bottles , CHROMASOLV Plus , Chromatography Reagents & Solvents , HPLC & UHPLC Solvents (CHROMASOLV) , HPLC Plus Grade Solvents (CHROMASOLV) , HPLC/UHPLC Solvents (CHROMASOLV) , Solvent by Type , Solvent Bottles , Solvent Packaging Options , Solvent by Application , Solvents , 分析/色谱 , 分析试剂 | 33 mmHg ( 20 °C) | λ: 275-400 nm A max : ≤0.005,≤0.0001%,CHROMASOLV ® Plus,H 2 O reference,≤10 ng/L (as heptachlor epoxide),λ: 245 nm A max : ≤1.0,n 20/D 1.377(lit.),2 % | , |  |  | λ: 275-400 nm A max : ≤0.005,99.9%,≤0.0001%,2 %,0.785 g/mL at 25 °C(lit.),CHROMASOLV ® Plus,33 mmHg ( 20 °C),≤0.02% water,82 °C(lit.),≤10 ng/L (as heptachlor epoxide),2.1 (vs air),750 °F,H 2 O reference,n 20/D 1.377(lit.),λ: 245 nm A max : ≤1.0,−89.5 °C(lit.)
2-Propanol,CHROMASOLV ® , for HPLC, 99.9%,(CH,635639,200-661-7,MFCD00011674,24861595 | 34863 | 67-63-0 | Sigma-Aldrich | 2-丙醇 | (PDF) | 99.9%,750 °F,82 °C(lit.),−89.5 °C(lit.),0.785 g/mL at 25 °C(lit.) | 2-Propanol (Isopropanol) , CHROMASOLV for HPLC , Chromatography Reagents & Solvents , HPLC & UHPLC Solvents (CHROMASOLV) , HPLC Grade Solvents (CHROMASOLV) , HPLC/UHPLC Solvents (CHROMASOLV) , Products , Returnable Containers , Solvent by Type , Solvent Packaging Options , Solvent by Application , Solvents , 分析/色谱 , 分析试剂 | 33 mmHg ( 20 °C) | λ: 400 nm A max : ≤0.01,210 nm, ≥20%,APHA: ≤10,CHROMASOLV ®,2 %,n 20/D 1.377(lit.),λ: 205 nm A max : ≤1.0 | , |  |  | λ: 400 nm A max : ≤0.01,210 nm, ≥20%,99.9%,2 %,0.785 g/mL at 25 °C(lit.),CHROMASOLV ®,≤0.0005% non-volatile matter,APHA: ≤10,82 °C(lit.),−89.5 °C(lit.),2.1 (vs air),750 °F,λ: 205 nm A max : ≤1.0,n 20/D 1.377(lit.),33 mmHg ( 20 °C)
2-Propanol,CHROMASOLV ® , for HPLC, 99.5%,(CH,635639,200-661-7,MFCD00011674,24867489 | 439207 | 67-63-0 | Sigma-Aldrich | 2-丙醇 | (PDF) | 99.5%,750 °F,82 °C(lit.),−89.5 °C(lit.),0.785 g/mL at 25 °C(lit.) | 2-Propanol (Isopropanol) , CHROMASOLV for HPLC , Chromatography Reagents & Solvents , Composite Drums , Drums Product Line , HPLC & UHPLC Solvents (CHROMASOLV) , HPLC Grade Solvents (CHROMASOLV) , HPLC/UHPLC Solvents (CHROMASOLV) , NOWPak Products , Semi-Bulk Solvents , Solvent by Type , Solvent Packaging Options , Solvent by Application , Solvents , VerSA-Flow Products , 分析/色谱 , 分析试剂 | 33 mmHg ( 20 °C) | λ: 300-400 nm A max : 0.01,<0.0003%,CHROMASOLV ®,H 2 O reference,λ: 205 nm A max : 1.0,n 20/D 1.377(lit.),2 % | , |  |  | λ: 300-400 nm A max : 0.01,99.5%,<0.0003%,2 %,0.785 g/mL at 25 °C(lit.),CHROMASOLV ®,33 mmHg ( 20 °C),≤0.05% water,82 °C(lit.),−89.5 °C(lit.),2.1 (vs air),750 °F,H 2 O reference,n 20/D 1.377(lit.),λ: 205 nm A max : 1.0
2-Propanol,Laboratory Reagent, ≥99.5%,(CH,635639,200-661-7,MFCD00011674,24846940 | 109827 | 67-63-0 | Sigma-Aldrich | 2-丙醇 | (PDF) | ≥99.5%,750 °F,82 °C(lit.),−89.5 °C(lit.),0.785 g/mL at 25 °C(lit.) | 2-Propanol (Isopropanol) , ReagentPlus , ReagentPlus Solvent Grade Products , ACS and Reagent Grade Solvents , Amber Glass Bottles , Carbon Steel Flex-Spout Cans , Semi-Bulk Solvents , Solvent by Type , Solvent Bottles , Solvent Packaging Options , Solvent by Application , Solvents | 33 mmHg ( 20 °C) | Laboratory Reagent,44 mmHg ( 25 °C),2 %,n 20/D 1.377(lit.),≤0.003% | , |  |  | 44 mmHg ( 25 °C),≥99.5%,≤0.003%,0.785 g/mL at 25 °C(lit.),Laboratory Reagent,≤0.2% water,82 °C(lit.),−89.5 °C(lit.),2.1 (vs air),750 °F,33 mmHg ( 20 °C),n 20/D 1.377(lit.),2 %
2-Propanol,for HPLC,(CH,635639,,MFCD00011674, | 15-2360 | 67-63-0 | SAJ | 2-丙醇 |  | ,750 °F,82 °C(lit.),−89.5 °C(lit.),0.785 g/mL at 25 °C(lit.) | 2-Propanol (Isopropanol) , Solvent by Type , Solvent by Application , Solvents , Spectrophotometric Solvents , Spectroscopy Solvents (IR, NMR, UV/Vis) | 33 mmHg ( 20 °C) | for HPLC,44 mmHg ( 25 °C),2 %,n 20/D 1.377(lit.),available only in Japan | , |  |  | 44 mmHg ( 25 °C),2 %,0.785 g/mL at 25 °C(lit.),for HPLC,82 °C(lit.),−89.5 °C(lit.),2.1 (vs air),750 °F,33 mmHg ( 20 °C),n 20/D 1.377(lit.),available only in Japan
2- Propanol- 1,1,1,3,3,3- d 6,99 atom % D,(CD,1699397,,MFCD00144521,24864492 | 392898 | 3976-29-2 | Aldrich | 2-丙醇-1,1,1,3,3,3-d 6 |  | 99% (CP),,82 °C(lit.),,0.86 g/mL at 25 °C | 2-Propanol (Isopropanol) , Alphabetical Listings , P , Solvent by Type , Solvents , Stable Isotopes |  | mol wt 66.14,99 atom % D,n 20/D 1.374(lit.),M+6 | , |  |  | 99% (CP),0.86 g/mL at 25 °C,mol wt 66.14,99 atom % D,M+6,82 °C(lit.),n 20/D 1.374(lit.)
Isopropanol,70% in H 2 O,,,,MFCD00011674,24880141 | 563935 | 67-63-0 | Sigma-Aldrich | 2-丙醇 | (PDF) | ,,80.9-83.2 °C,,0.858 g/mL at 25 °C | 2-Propanol (Isopropanol) , ACS and Reagent Grade Solvents , Amber Glass Bottles , Reagent , Reagent Grade Solvents , Semi-Bulk Solvents , Solvent by Type , Solvent Bottles , Solvent Packaging Options , Solvent by Application , Solvents , VerSA-Flow Products |  | 70% in H 2 O | , |  |  | 70% in H 2 O,80.9-83.2 °C,0.858 g/mL at 25 °C
Pyridine,ACS reagent, ≥99.0%,C,103233,203-809-9,MFCD00011732,24862172 | 360570 | 110-86-1 | Sigma-Aldrich | 吡啶 | (PDF) | ≥99.0%,899 °F,115 °C(lit.),−42 °C(lit.),0.978 g/mL at 25 °C(lit.) | ACS Grade , ACS Grade Solvents , ACS and Reagent Grade Solvents , Amber Glass Bottles , Carbon Steel Cans with NPT Threads , Pyridine , Semi-Bulk Solvents , Solvent by Type , Solvent Bottles , Solvent Packaging Options , Solvent by Application , Solvents | 10 mmHg ( 13.2 °C) | sulfate (SO 4 2- ): ≤0.001%,≤0.002%,ACS reagent,Cu: ≤5 ppm,12.4 %,n 20/D 1.509(lit.),chloride (Cl - ): ≤0.001% | , |  |  | sulfate (SO 4 2- ): ≤0.001%,≥99.0%,≤0.002%,12.4 %,0.978 g/mL at 25 °C(lit.),ACS reagent,Cu: ≤5 ppm,Reducing substances, passes test,115 °C(lit.),−42 °C(lit.),2.72 (vs air),899 °F,chloride (Cl - ): ≤0.001%,n 20/D 1.509(lit.),10 mmHg ( 13.2 °C)
Pyridine,ACS reagent, ≥99.0%,C,103233,203-809-9,MFCD00011732,24885331 | 676772 | 110-86-1 | Sigma-Aldrich | 吡啶 | (PDF) | ≥99.0%,899 °F,115 °C(lit.),−42 °C(lit.),0.978 g/mL at 25 °C(lit.) | Aluminum Bottles , Pyridine , Solvent by Type , Solvent Bottles , Solvent Packaging Options , Solvents | 10 mmHg ( 13.2 °C) | sulfate (SO 4 2- ): ≤0.001%,≤0.002%,ACS reagent,Cu: ≤5 ppm,12.4 %,n 20/D 1.509(lit.),chloride (Cl - ): ≤0.001% | , |  |  | sulfate (SO 4 2- ): ≤0.001%,≥99.0%,≤0.002%,12.4 %,0.978 g/mL at 25 °C(lit.),ACS reagent,Cu: ≤5 ppm,≤0.002% NH 3,115 °C(lit.),−42 °C(lit.),2.72 (vs air),899 °F,chloride (Cl - ): ≤0.001%,n 20/D 1.509(lit.),10 mmHg ( 13.2 °C)
Pyridine,puriss., absolute, over molecular sieve (H 2 O ≤0.005%), ≥99.8% (GC),C,103233,203-809-9,MFCD00011732,24888035 | 82704 | 110-86-1 | Sigma-Aldrich | 吡啶 |  | ≥99.8% (GC),899 °F,115 °C(lit.),−42 °C(lit.),0.978 g/mL at 25 °C(lit.) | Pyridine , Solvent by Type , Solvents | 10 mmHg ( 13.2 °C) | puriss.,absolute,12.4 %,over molecular sieve (H 2 O ≤0.005%),n 20/D 1.509(lit.) | , |  |  | puriss.,≥99.8% (GC),0.978 g/mL at 25 °C(lit.),absolute,over molecular sieve (H 2 O ≤0.005%),115 °C(lit.),−42 °C(lit.),2.72 (vs air),899 °F,10 mmHg ( 13.2 °C),n 20/D 1.509(lit.),12.4 %
Pyridine,CHROMASOLV ® Plus, for HPLC, ≥99.9%,C,103233,203-809-9,MFCD00011732,24856373 | 270407 | 110-86-1 | Sigma-Aldrich | 吡啶 | (PDF) | ≥99.9%,899 °F,115 °C(lit.),−42 °C(lit.),0.978 g/mL at 25 °C(lit.) | Amber Glass Bottles , CHROMASOLV Plus , Chromatography Reagents & Solvents , HPLC & UHPLC Solvents (CHROMASOLV) , HPLC Plus Grade Solvents (CHROMASOLV) , HPLC/UHPLC Solvents (CHROMASOLV) , Pyridine , Solvent by Type , Solvent Bottles , Solvent Packaging Options , Solvent by Application , Solvents , 分析/色谱 , 分析试剂 | 10 mmHg ( 13.2 °C) | λ: 350-400 nm A max : 0.01,<0.0004%,CHROMASOLV ® Plus,H 2 O reference,glass distillation,λ: 305 nm A max : 1.00,n 20/D 1.509(lit.),12.4 % | , |  |  | λ: 350-400 nm A max : 0.01,≥99.9%,<0.0004%,12.4 %,0.978 g/mL at 25 °C(lit.),CHROMASOLV ® Plus,10 mmHg ( 13.2 °C),<0.050% water,115 °C(lit.),−42 °C(lit.),2.72 (vs air),899 °F,glass distillation,H 2 O reference,n 20/D 1.509(lit.),λ: 305 nm A max : 1.00
Pyridine,≥99%,C,103233,203-809-9,MFCD00011732,24901424 | W296600 | 110-86-1 | Aldrich | 吡啶 | 2966,604,(PDF) | ≥99%,899 °F,115 °C(lit.),−42 °C(lit.),0.978 g/mL at 25 °C(lit.) | Alphabetical Listings , Flavors and Fragrances , Halal Certified Products , Kosher Certified Products , O - Z , O-P , O-Z , Pyridine , Solvent by Type , Solvents | 10 mmHg ( 13.2 °C) | 115 °C,Halal,synthetic,no known allergens,12.4 %,n 20/D 1.509(lit.),fishy; sour | , |  |  | 115 °C,≥99%,2.72 (vs air),0.978 g/mL at 25 °C(lit.),Halal,synthetic,−42 °C(lit.),no known allergens,899 °F,115 °C(lit.),10 mmHg ( 13.2 °C),n 20/D 1.509(lit.),12.4 %,fishy; sour
Pyridine,ReagentPlus ® , ≥99%,C,103233,203-809-9,MFCD00011732, | 320498 | 110-86-1 | Sigma-Aldrich | 吡啶 |  | ≥99%,899 °F,115 °C(lit.),−42 °C(lit.),0.978 g/mL at 25 °C(lit.) | ReagentPlus , ReagentPlus Solvent Grade Products , ACS and Reagent Grade Solvents , PVC Coated Bottles , Pyridine , Solvent by Type , Solvent Bottles , Solvent Packaging Options , Solvent by Application , Solvents , Sure/Seal Bottles | 10 mmHg ( 13.2 °C) | ReagentPlus ®,115 °C,12.4 %,n 20/D 1.509(lit.) | , |  |  | 115 °C,≥99%,0.978 g/mL at 25 °C(lit.),ReagentPlus ®,115 °C(lit.),−42 °C(lit.),2.72 (vs air),899 °F,10 mmHg ( 13.2 °C),n 20/D 1.509(lit.),12.4 %
Pyridine,ReagentPlus ® , ≥99%,C,103233,203-809-9,MFCD00011732,24898700 | P57506 | 110-86-1 | Sigma-Aldrich | 吡啶 | (PDF) | ≥99%,899 °F,115 °C(lit.),−42 °C(lit.),0.978 g/mL at 25 °C(lit.) | ReagentPlus , ReagentPlus Solvent Grade Products , ACS and Reagent Grade Solvents , Amber Glass Bottles , Pyridine , Solvent by Type , Solvent Bottles , Solvent Packaging Options , Solvent by Application , Solvents | 10 mmHg ( 13.2 °C) | ReagentPlus ®,20 mmHg ( 25 °C),12.4 %,n 20/D 1.509(lit.) | , |  |  | 20 mmHg ( 25 °C),≥99%,0.978 g/mL at 25 °C(lit.),ReagentPlus ®,≤0.1% water (Karl Fischer),115 °C(lit.),−42 °C(lit.),2.72 (vs air),899 °F,10 mmHg ( 13.2 °C),n 20/D 1.509(lit.),12.4 %
Pyridine,spectrophotometric grade, ≥99%,C,103233,203-809-9,MFCD00011732,24851123 | 184527 | 110-86-1 | Sigma-Aldrich | 吡啶 | (PDF),39151701 | ≥99%,899 °F,115 °C(lit.),−42 °C(lit.),0.978 g/mL at 25 °C(lit.) | Amber Glass Bottles , Pyridine , Solvent by Type , Solvent Bottles , Solvent Packaging Options , Solvent by Application , Solvents , Spectrophotometric Grade , Spectrophotometric Solvents , Spectroscopy Solvents (IR, NMR, UV/Vis) | 10 mmHg ( 13.2 °C) | λ: 350-400 nm A max : 0.01,<0.002%,spectrophotometric grade,H 2 O reference,λ: 315 nm A max : 1.00,n 20/D 1.509(lit.),12.4 % | , |  |  | λ: 350-400 nm A max : 0.01,≥99%,<0.002%,12.4 %,0.978 g/mL at 25 °C(lit.),spectrophotometric grade,10 mmHg ( 13.2 °C),<0.100% water,115 °C(lit.),−42 °C(lit.),2.72 (vs air),899 °F,H 2 O reference,n 20/D 1.509(lit.),λ: 315 nm A max : 1.00
Pyridine,SAJ first grade, ≥99.0%,C,103233,,MFCD00011732, | 24-6510 | 110-86-1 | SAJ | 吡啶 |  | ≥99.0%,899 °F,115 °C(lit.),−42 °C(lit.),0.978 g/mL at 25 °C(lit.) | Pyridine , SAJ First Grade (Japan only) , Solvent by Type , Solvent by Application , Solvents , Solvents by Special Grades (Japan Customers Only) | 10 mmHg ( 13.2 °C) | SAJ first grade,20 mmHg ( 25 °C),12.4 %,n 20/D 1.509(lit.),available only in Japan | , |  |  | 20 mmHg ( 25 °C),≥99.0%,12.4 %,0.978 g/mL at 25 °C(lit.),SAJ first grade,115 °C(lit.),−42 °C(lit.),2.72 (vs air),899 °F,10 mmHg ( 13.2 °C),n 20/D 1.509(lit.),available only in Japan
Tetrahydrofuran,contains 250 ppm BHT as inhibitor, ACS reagent, ≥99.0%,C,102391,203-726-8,MFCD00005356,24862173 | 360589 | 109-99-9 | Sigma-Aldrich | 四氢呋喃 | (PDF) | ≥99.0%,610 °F,65-67 °C(lit.),−108 °C(lit.),0.889 g/mL at 25 °C(lit.) | ACS Grade , ACS Grade Solvents , ACS and Reagent Grade Solvents , Amber Glass Bottles , Carbon Steel Cans with NPT Threads , Closed Head Drums , Drums Product Line , Semi-Bulk Solvents , Solvent by Type , Solvent Bottles , Solvent Packaging Options , Solvent by Application , Solvents , Tetrahydrofuran (THF) | 114 mmHg ( 15 °C) | ≤0.05% water,≤0.03%,ACS reagent,250 ppm BHT as inhibitor,APHA: ≤20,11.8 %,n 20/D 1.407(lit.) | , |  |  | ≤0.05% water,≥99.0%,≤0.03%,0.889 g/mL at 25 °C(lit.),ACS reagent,250 ppm BHT as inhibitor,≤0.015% peroxide (as H 2 O 2 ),APHA: ≤20,65-67 °C(lit.),−108 °C(lit.),2.5 (vs air),610 °F,114 mmHg ( 15 °C),n 20/D 1.407(lit.),11.8 %
Tetrahydrofuran,contains 250 ppm BHT as inhibitor, ACS reagent, ≥99.0%,C,102391,203-726-8,MFCD00005356, | 437638 | 109-99-9 | Sigma-Aldrich | 四氢呋喃 | (PDF) | ≥99.0%,610 °F,65-67 °C(lit.),−108 °C(lit.),0.889 g/mL at 25 °C(lit.) | ACS Grade , ACS Grade Solvents , ACS and Reagent Grade Solvents , PVC Coated Bottles , Solvent by Type , Solvent Bottles , Solvent Packaging Options , Solvent by Application , Solvents , Tetrahydrofuran (THF) | 114 mmHg ( 15 °C) | ≤0.05% water,≤0.03%,ACS reagent,250 ppm BHT as inhibitor,APHA: ≤20,11.8 %,n 20/D 1.407(lit.) | , |  |  | ≤0.05% water,≥99.0%,≤0.03%,0.889 g/mL at 25 °C(lit.),ACS reagent,250 ppm BHT as inhibitor,≤0.015% peroxide (as H 2 O 2 ),APHA: ≤20,65-67 °C(lit.),−108 °C(lit.),2.5 (vs air),610 °F,114 mmHg ( 15 °C),n 20/D 1.407(lit.),11.8 %
Tetrahydrofuran,inhibitor-free, CHROMASOLV ® Plus, for HPLC, ≥99.9%,C,102391,203-726-8,MFCD00005356,24861598 | 34865 | 109-99-9 | Sigma-Aldrich | 四氢呋喃 | (PDF) | ≥99.9%,610 °F,65-67 °C(lit.),−108 °C(lit.),0.889 g/mL at 25 °C(lit.) | CHROMASOLV Plus , Chromatography Reagents & Solvents , HPLC & UHPLC Solvents (CHROMASOLV) , HPLC Plus Grade Solvents (CHROMASOLV) , HPLC/UHPLC Solvents (CHROMASOLV) , NOWPak Products , Products , Returnable Containers , Semi-Bulk Solvents , Solvent by Type , Solvent Packaging Options , Solvent by Application , Solvents , Tetrahydrofuran (THF) , 分析/色谱 , 分析试剂 | 114 mmHg ( 15 °C) | λ: 315 μm A max : ≤0.0044,≤0.0005%,CHROMASOLV ® Plus,absorption /212 nm ≤1.0,APHA: ≤10,complies for IR spectroscopy,11.8 %,n 20/D 1.407(lit.),λ: 245 nm A max : ≤0.26 | , |  |  | λ: 315 μm A max : ≤0.0044,≥99.9%,≤0.0005%,11.8 %,0.889 g/mL at 25 °C(lit.),CHROMASOLV ® Plus,absorption /212 nm ≤1.0,≤0.0005% non-volatile matter,APHA: ≤10,65-67 °C(lit.),−108 °C(lit.),2.5 (vs air),610 °F,complies for IR spectroscopy,λ: 245 nm A max : ≤0.26,n 20/D 1.407(lit.),114 mmHg ( 15 °C)
Tetrahydrofuran,ReagentPlus ® , ≥99.0%, contains 250 ppm BHT as inhibitor,C,102391,203-726-8,MFCD00005356,24850771 | 178810 | 109-99-9 | Sigma-Aldrich | 四氢呋喃 | (PDF) | ≥99.0%,610 °F,65-67 °C(lit.),−108 °C(lit.),0.889 g/mL at 25 °C(lit.) | ReagentPlus , ReagentPlus Solvent Grade Products , ACS and Reagent Grade Solvents , Amber Glass Bottles , Carbon Steel Cans with NPT Threads , Semi-Bulk Solvents , Solvent by Type , Solvent Bottles , Solvent Packaging Options , Solvent by Application , Solvents , Tetrahydrofuran (THF) | 114 mmHg ( 15 °C) | ReagentPlus ®,143 mmHg ( 20 °C),11.8 %,250 ppm BHT as inhibitor,n 20/D 1.407(lit.) | , |  |  | 143 mmHg ( 20 °C),≥99.0%,0.889 g/mL at 25 °C(lit.),ReagentPlus ®,250 ppm BHT as inhibitor,65-67 °C(lit.),−108 °C(lit.),2.5 (vs air),610 °F,114 mmHg ( 15 °C),n 20/D 1.407(lit.),11.8 %
Tetrahydrofuran,Selectophore ™ , ≥99.5%,C,102391,203-726-8,MFCD00005356,24888891 | 87369 | 109-99-9 | Fluka | 四氢呋喃 | (PDF) | ≥99.5% (GC),610 °F,65-67 °C(lit.),−108 °C(lit.),0.889 g/mL at 25 °C(lit.) | Ion Sensor Materials , Solvent by Type , Solvents , Solvents for ISE preparations , Tetrahydrofuran (THF) , 分析/色谱 | 114 mmHg ( 15 °C) | Selectophore ™,≥99.5%,11.8 %,n 20/D 1.407(lit.) | , |  |  | ≥99.5%,≥99.5% (GC),0.889 g/mL at 25 °C(lit.),Selectophore ™,≤0.01% water,65-67 °C(lit.),−108 °C(lit.),2.5 (vs air),610 °F,114 mmHg ( 15 °C),n 20/D 1.407(lit.),11.8 %
Tetrahydrofuran,JIS special grade, ≥99.5%,C,102391,,MFCD00005356, | 30-0900 | 109-99-9 | SAJ | 四氢呋喃 |  | ≥99.5%,610 °F,65-67 °C(lit.),−108 °C(lit.),0.889 g/mL at 25 °C(lit.) | JIS Special Grade (Japan only) , Solvent by Type , Solvent by Application , Solvents , Solvents by Special Grades (Japan Customers Only) , Tetrahydrofuran (THF) | 114 mmHg ( 15 °C) | JIS special grade,143 mmHg ( 20 °C),11.8 %,n 20/D 1.407(lit.),available only in Japan | , |  |  | 143 mmHg ( 20 °C),≥99.5%,11.8 %,0.889 g/mL at 25 °C(lit.),JIS special grade,65-67 °C(lit.),−108 °C(lit.),2.5 (vs air),610 °F,114 mmHg ( 15 °C),n 20/D 1.407(lit.),available only in Japan
Tetrahydrofuran,for HPLC, contains No stabilizer,C,102391,,MFCD00005356, | 30-0930 | 109-99-9 | SAJ | 四氢呋喃 |  | ,610 °F,65-67 °C(lit.),−108 °C(lit.),0.889 g/mL at 25 °C(lit.) | Solvent by Type , Solvent by Application , Solvents , Spectrophotometric Solvents , Spectroscopy Solvents (IR, NMR, UV/Vis) , Tetrahydrofuran (THF) | 114 mmHg ( 15 °C) | 143 mmHg ( 20 °C),for HPLC,stabilizer,11.8 %,n 20/D 1.407(lit.),available only in Japan | , |  |  | 143 mmHg ( 20 °C),11.8 %,0.889 g/mL at 25 °C(lit.),for HPLC,stabilizer,65-67 °C(lit.),−108 °C(lit.),2.5 (vs air),610 °F,114 mmHg ( 15 °C),n 20/D 1.407(lit.),available only in Japan
Toluene,ACS reagent, ≥99.5%,C,635760,203-625-9,MFCD00008512,24850811 | 179418 | 108-88-3 | Sigma-Aldrich | 甲苯 | (PDF),39011102 | ≥99.5%,997 °F,110-111 °C(lit.),-93 °C(lit.),0.865 g/mL at 25 °C(lit.) | ACS Grade , ACS Grade Solvents , ACS and Reagent Grade Solvents , Amber Glass Bottles , Carbon Steel Cans with NPT Threads , Core Bioreagents , Life Science Reagents for Transfection , Research Essentials , Semi-Bulk Solvents , Solvent by Type , Solvent Bottles , Solvent Packaging Options , Solvent by Application , Solvents , Toluene | 22 mmHg ( 20 °C) | ≤0.030% water,≤0.0010%,ACS reagent,APHA: ≤10,7 %,n /D 1.496(lit.) | , |  |  | ≤0.030% water,≥99.5%,≤0.0010%,0.865 g/mL at 25 °C(lit.),ACS reagent,H 2 SO 4 , passes test (darkened),APHA: ≤10,110-111 °C(lit.),-93 °C(lit.),3.2 (vs air),997 °F,22 mmHg ( 20 °C),n /D 1.496(lit.),7 %
Toluene,ACS reagent, ≥99.5%,C,635760,203-625-9,MFCD00008512, | 320552 | 108-88-3 | Sigma-Aldrich | 甲苯 | (PDF) | ≥99.5%,997 °F,110-111 °C(lit.),-93 °C(lit.),0.865 g/mL at 25 °C(lit.) | ACS Grade , ACS Grade Solvents , ACS and Reagent Grade Solvents , PVC Coated Bottles , Solvent by Type , Solvent Bottles , Solvent Packaging Options , Solvent by Application , Solvents , Sure/Seal Bottles , Toluene | 22 mmHg ( 20 °C) | ≤0.03% water,≤0.001%,ACS reagent,APHA: ≤10,7 %,n /D 1.496(lit.) | , |  |  | ≤0.03% water,≥99.5%,≤0.001%,0.865 g/mL at 25 °C(lit.),ACS reagent,H 2 SO 4 , passes test (darkened),APHA: ≤10,110-111 °C(lit.),-93 °C(lit.),3.2 (vs air),997 °F,22 mmHg ( 20 °C),n /D 1.496(lit.),7 %
Toluene,CHROMASOLV ® Plus, for HPLC, ≥99.9%,C,635760,203-625-9,MFCD00008512, | 650579 | 108-88-3 | Sigma-Aldrich | 甲苯 | (PDF),39011102 | ≥99.9%,997 °F,110-111 °C(lit.),-93 °C(lit.),0.865 g/mL at 25 °C(lit.) | Amber Glass Bottles , CHROMASOLV Plus , Chromatography Reagents & Solvents , HPLC & UHPLC Solvents (CHROMASOLV) , HPLC Plus Grade Solvents (CHROMASOLV) , HPLC/UHPLC Solvents (CHROMASOLV) , Solvent by Type , Solvent Bottles , Solvent Packaging Options , Solvent by Application , Solvents , Toluene , 分析/色谱 , 分析试剂 | 22 mmHg ( 20 °C) | λ: 400 nm A max : 0.005,≤0.0001%,CHROMASOLV ® Plus,<10 ng/L (as heptachlor epoxide),7 %,n /D 1.496(lit.),λ: 284 nm A max : 1.00 | , |  |  | λ: 400 nm A max : 0.005,≥99.9%,≤0.0001%,7 %,0.865 g/mL at 25 °C(lit.),CHROMASOLV ® Plus,≤0.02% water,110-111 °C(lit.),<10 ng/L (as heptachlor epoxide),3.2 (vs air),997 °F,λ: 284 nm A max : 1.00,n /D 1.496(lit.),22 mmHg ( 20 °C),-93 °C(lit.)
Toluene,CHROMASOLV ® , for HPLC, 99.9%,C,635760,203-625-9,MFCD00008512,24861599 | 34866 | 108-88-3 | Sigma-Aldrich | 甲苯 | (PDF),39011102 | 99.9%,997 °F,110-111 °C(lit.),-93 °C(lit.),0.865 g/mL at 25 °C(lit.) | Amber Glass Bottles , CHROMASOLV for HPLC , Chromatography Reagents & Solvents , HPLC & UHPLC Solvents (CHROMASOLV) , HPLC Grade Solvents (CHROMASOLV) , HPLC/UHPLC Solvents (CHROMASOLV) , NOWPak Products , Products , Returnable Containers , Semi-Bulk Solvents , Solvent by Type , Solvent Bottles , Solvent Packaging Options , Solvent by Application , Solvents , Spectroscopy , Toluene , UV/Vis Solvents , UV/Visible (UV/VIS) Spectroscopy , 分析/色谱 , 分析试剂 | 22 mmHg ( 20 °C) | CHROMASOLV ®,λ: 350 nm A max : ≤0.004,7 %,n /D 1.496(lit.),λ: 286 nm A max : ≤1.00 | , |  |  | λ: 350 nm A max : ≤0.004,99.9%,7 %,0.865 g/mL at 25 °C(lit.),CHROMASOLV ®,≤0.0005% non-volatile matter,110-111 °C(lit.),-93 °C(lit.),3.2 (vs air),997 °F,λ: 286 nm A max : ≤1.00,n /D 1.496(lit.),22 mmHg ( 20 °C)
Toluene,CHROMASOLV ® , for HPLC, ≥99.9%,C,635760,203-625-9,MFCD00008512, | 648566 | 108-88-3 | Sigma-Aldrich | 甲苯 | (PDF) | ≥99.9%,997 °F,110-111 °C(lit.),-93 °C(lit.),0.865 g/mL at 25 °C(lit.) | Chromatography Reagents & Solvents , HPLC & UHPLC Solvents (CHROMASOLV) , HPLC Grade Solvents (CHROMASOLV) , HPLC/UHPLC Solvents (CHROMASOLV) , Solvent by Type , Solvent by Application , Solvents , Toluene , 分析/色谱 , 分析试剂 | 22 mmHg ( 20 °C) | λ: 350 nm A max : 0.004,≤0.0005%,CHROMASOLV ®,7 %,n /D 1.496(lit.),λ: 290 nm A max : 0.30 | , |  |  | λ: 350 nm A max : 0.004,≥99.9%,≤0.0005%,7 %,0.865 g/mL at 25 °C(lit.),CHROMASOLV ®,≤0.02% water,110-111 °C(lit.),-93 °C(lit.),3.2 (vs air),997 °F,λ: 290 nm A max : 0.30,n /D 1.496(lit.),22 mmHg ( 20 °C)
Toluene,Laboratory Reagent, ≥99.3%,C,635760,203-625-9,MFCD00008512,24850838 | 179965 | 108-88-3 | Sigma-Aldrich | 甲苯 | (PDF),39011102 | ≥99.3%,997 °F,110-111 °C(lit.),-93 °C(lit.),0.865 g/mL at 25 °C(lit.) | ReagentPlus , ReagentPlus Solvent Grade Products , ACS and Reagent Grade Solvents , Amber Glass Bottles , Carbon Steel Cans with NPT Threads , Panax ginseng , Phytochemicals by Plant (Food/Spice/Herb) , Semi-Bulk Solvents , Solvent by Type , Solvent Bottles , Solvent Packaging Options , Solvent by Application , Solvents , Toluene , 细胞生物学 , 营养研究 | 22 mmHg ( 20 °C) | Laboratory Reagent,26 mmHg ( 25 °C),7 %,n /D 1.496(lit.),≤0.005% | , |  |  | 26 mmHg ( 25 °C),≥99.3%,≤0.005%,0.865 g/mL at 25 °C(lit.),Laboratory Reagent,≤0.05% water,110-111 °C(lit.),-93 °C(lit.),3.2 (vs air),997 °F,22 mmHg ( 20 °C),n /D 1.496(lit.),7 %
Toluene,for HPLC,C,635760,,MFCD00008512, | 30-3305 | 108-88-3 | SAJ | 甲苯 |  | ,997 °F,110-111 °C(lit.),-93 °C(lit.),0.865 g/mL at 25 °C(lit.) | Solvent by Type , Solvent by Application , Solvents , Spectrophotometric Solvents , Spectroscopy Solvents (IR, NMR, UV/Vis) , Toluene | 22 mmHg ( 20 °C) | for HPLC,26 mmHg ( 25 °C),7 %,n /D 1.496(lit.),available only in Japan | , |  |  | 26 mmHg ( 25 °C),7 %,0.865 g/mL at 25 °C(lit.),for HPLC,110-111 °C(lit.),-93 °C(lit.),3.2 (vs air),997 °F,22 mmHg ( 20 °C),n /D 1.496(lit.),available only in Japan
Toluene,suitable for 5000 per JIS, for residue analysis,C,635760,,MFCD00008512, | 30-3309 | 108-88-3 | SAJ | 甲苯 |  | ,997 °F,110-111 °C(lit.),-93 °C(lit.),0.865 g/mL at 25 °C(lit.) | Residue Analysis (Japan only) , Solvent by Type , Solvent by Application , Solvents , Solvents by Special Grades (Japan Customers Only) , Toluene | 22 mmHg ( 20 °C) | 26 mmHg ( 25 °C),for residue analysis,suitable for 5000 per JIS,7 %,n /D 1.496(lit.),available only in Japan | , |  |  | 26 mmHg ( 25 °C),7 %,0.865 g/mL at 25 °C(lit.),for residue analysis,110-111 °C(lit.),-93 °C(lit.),3.2 (vs air),997 °F,suitable for 5000 per JIS,22 mmHg ( 20 °C),n /D 1.496(lit.),available only in Japan
Toluene,suitable for determination of dioxins,C,635760,,MFCD00008512, | 30-3315 | 108-88-3 | SAJ | 甲苯 |  | ,997 °F,110-111 °C(lit.),-93 °C(lit.),0.865 g/mL at 25 °C(lit.) | Solvent by Type , Solvents , Toluene | 22 mmHg ( 20 °C) | 26 mmHg ( 25 °C),n /D 1.496(lit.),7 %,suitable for determination of dioxins,available only in Japan | , |  |  | 26 mmHg ( 25 °C),7 %,0.865 g/mL at 25 °C(lit.),110-111 °C(lit.),-93 °C(lit.),3.2 (vs air),997 °F,suitable for determination of dioxins,22 mmHg ( 20 °C),n /D 1.496(lit.),available only in Japan
Toluene-d 8,,C,1909300,218-009-5,MFCD00044638,24880506 | 569542 | 2037-26-5 | Aldrich | 甲苯-d 8 | (PDF) | ,,110 °C(lit.),,0.943 g/mL at 25 °C(lit.) | Solvent by Type , Solvents , Toluene |  | mol wt 100.21,n 20/D 1.494(lit.),M+8 | , |  |  | mol wt 100.21,n 20/D 1.494(lit.),0.943 g/mL at 25 °C(lit.),110 °C(lit.),M+8
Water,ACS reagent,H,2050024,231-791-2,MFCD00011332,24859243 | 320072 | 7732-18-5 | Sigma-Aldrich | 水 | (PDF) | ,,100 °C(lit.),MnO 4 - reducers, passes test,1.000 g/mL at 3.98 °C(lit.) | ACS Grade Solvents , ACS and Reagent Grade Solvents , Plastic Bottles , Solvent by Type , Solvent Bottles , Solvent Packaging Options , Solvent by Application , Solvents , Water and Water Solutions |  | sulfate (SO 4 2- ): ≤1.0 ppm,ACS reagent,heavy metals (as Pb): ≤0.01 ppm,chloride (Cl - ): ≤0.4 ppm,n 20/D 1.34(lit.),≤2 μmho per cm at 25 °C | , |  |  | sulfate (SO 4 2- ): ≤1.0 ppm,1.000 g/mL at 3.98 °C(lit.),ACS reagent,heavy metals (as Pb): ≤0.01 ppm,MnO 4 - reducers, passes test,100 °C(lit.),chloride (Cl - ): ≤0.4 ppm,n 20/D 1.34(lit.),≤2 μmho per cm at 25 °C
Water,LC-MS CHROMASOLV ®,H,2050024,231-791-2,MFCD00011332,24864463 | 39253 | 7732-18-5 | Fluka | 水 | (PDF) | ,,100 °C(lit.),≤0.0001% non volatile impurities,1.000 g/mL at 3.98 °C(lit.) | 3-MCPD , Acrylamide , Adulterants , Allergens , Amber Glass Bottles , Amino Acids , Artificial Sweeteners , Beverage Testing , Bisphenol A (BPA), BADGE, BFDGE, and NOGE , CHROMASOLV LC-MS , Chromatography Reagents & Solvents , Fats (fatty acids, FAMEs, glycerides), Edible Oils, Sterols , Food Dyes , HPLC Solvents , HPLC/UHPLC Solvents (CHROMASOLV) , LC-MS Grade Solvents and Blends (CHROMASOLV) , LC-MS Solvents , LC-MS Solvents & Reagents (CHROMASOLV) , Melamine , Mono-, Di-, and Triglycerides , Mycotoxins , Non-Nutritional Ingredients and Additives , Nucleotides and Nucleosides , Nutraceuticals/Antioxidan ts , Nutritional (other than carbohydrates, fats, proteins) , Organic Acids , PAHs , PFOA and PFOS , Peptides , Perchlorate , Pesticide and Metabolite Residues , Phycotoxins , Phytochemicals , Preservatives , Processing/Packaging Contaminants , Proteins , Proteins (amino acids, peptides, proteins, nitrogen) , Semicarbazide , Solvent by Type , Solvent Bottles , Solvent Packaging Options , Solvent by Application , Solvents , Spices , Toxins (other than pesticide/drug residues) , Veterinary Drug Residues , Vitamins, Co-Factors, and Enzymes , Water and Water Solutions , 分析/色谱 , 分析试剂 , 应用 , 碳水化合物（糖，糖化物），膳食纤维 , 糖和糖类化合物 , 食品和饮料分析 |  | HPLC-gradient /254 nm ≤1 mAU,210 nm, ≥95%,LC-MS CHROMASOLV ®,HPLC-gradient /210 nm ≤5 mAU,Ag: ≤0.1 mg/kg,complies for suitability LC/MS (reserpine test),chloride (Cl - ): ≤0.01 mg/kg,limited shelf life, expiry date on the label,n 20/D 1.34(lit.),≥2 μm | , |  |  | HPLC-gradient /254 nm ≤1 mAU,210 nm, ≥95%,1.000 g/mL at 3.98 °C(lit.),LC-MS CHROMASOLV ®,HPLC-gradient /210 nm ≤5 mAU,Ag: ≤0.1 mg/kg,≤0.0001% non volatile impurities,100 °C(lit.),complies for suitability LC/MS (reserpine test),chloride (Cl - ): ≤0.01 mg/kg,limited shelf life, expiry date on the label,n 20/D 1.34(lit.),≥2 μm
Water,BioPerformance Certified,H,2050024,231-791-2,MFCD00011332,24901753 | W3513 | 7732-18-5 | Sigma | 水 |  | ,,100 °C(lit.),,1.000 g/mL at 3.98 °C(lit.) | Core Bioreagents , General Reagents , Life Science Reagents for Cell Culture , Life Science Reagents for DNA/RNA Electrophoresis , Life Science Reagents for Northern and Southern Blotting , Life Science Reagents for Western Blotting , Research Essentials , Solvent by Type , Solvents , Water and Water Solutions |  | DNase, RNase, none detected,BioPerformance Certified,A /290 ≤0.05,n 20/D 1.34(lit.),cell culture tested,sterile-filtered | , |  |  | DNase, RNase, none detected,1.000 g/mL at 3.98 °C(lit.),BioPerformance Certified,A /290 ≤0.05,n 20/D 1.34(lit.),100 °C(lit.),cell culture tested,sterile-filtered
Water solution,contains 10 mM ammonium acetate, CHROMASOLV ® , for HPLC,H,,231-791-2,MFCD00011332,24884912 | 667404 |  | Sigma-Aldrich | 水 溶液 | (PDF) | ,,,,0.996 g/mL at 25 °C | Pre-Blended Mobile Phase Solvents , Products , Returnable Containers , Solvent by Type , Solvent Packaging Options , Solvents , Water and Water Solutions |  | CHROMASOLV ®,λ: 254 nm A max : ≤0.008,λ: 210 nm A max : ≤0.70,10 mM ammonium acetate | , |  |  | CHROMASOLV ®,λ: 254 nm A max : ≤0.008,λ: 210 nm A max : ≤0.70,10 mM ammonium acetate,0.996 g/mL at 25 °C
Water,sterile-filtered, BioReagent, suitable for cell culture,H,2050024,231-791-2,MFCD00011332,24901740 | W3500 | 7732-18-5 | Sigma | 水 | (PDF) | ,,100 °C(lit.),≤1 EU/mL endotoxin,1.000 g/mL at 3.98 °C(lit.) | Core Bioreagents , General Reagents , Life Science Reagents for Cell Culture , Miscellaneous Reagents and Supplements , Plant Biotechnology , Plant Growth Regulators , Research Essentials , Solvent by Type , Solvents , Water and Water Solutions , 分子生物学 , 植物组织培养 , 细胞培养 , 试剂和添加剂 |  | n 20/D 1.34(lit.),BioReagent,suitable for cell culture,PREMIUM,sterile-filtered | , |  |  | BioReagent,1.000 g/mL at 3.98 °C(lit.),n 20/D 1.34(lit.),≤1 EU/mL endotoxin,100 °C(lit.),PREMIUM,suitable for cell culture,sterile-filtered
Water,CHROMASOLV ® Plus, for HPLC,H,2050024,231-791-2,MFCD00011332,24861615 | 34877 | 7732-18-5 | Sigma-Aldrich | 水 | (PDF) | ,,100 °C(lit.),≤0.0003% non-volatile matter,1.000 g/mL at 3.98 °C(lit.) | 3-MCPD , Acrylamide , Adulterants , Allergens , Amino Acids , Artificial Sweeteners , Beverage Testing , Bisphenol A (BPA), BADGE, BFDGE, and NOGE , CHROMASOLV Plus , Chromatography Reagents & Solvents , Fats (fatty acids, FAMEs, glycerides), Edible Oils, Sterols , Food Dyes , HPLC & UHPLC Solvents (CHROMASOLV) , HPLC Plus Grade Solvents (CHROMASOLV) , HPLC Solvents , HPLC/UHPLC Solvents (CHROMASOLV) , Melamine , Mono-, Di-, and Triglycerides , Mycotoxins , NOWPak Products , Non-Nutritional Ingredients and Additives , Nucleotides and Nucleosides , Nutraceuticals/Antioxidan ts , Nutritional (other than carbohydrates, fats, proteins) , Organic Acids , PAHs , PFOA and PFOS , Peptides , Perchlorate , Pesticide and Metabolite Residues , Phycotoxins , Phytochemicals , Preservatives , Processing/Packaging Contaminants , Proteins , Proteins (amino acids, peptides, proteins, nitrogen) , Semi-Bulk Solvents , Semicarbazide , Solvent by Type , Solvent Packaging Options , Solvent by Application , Solvents , Spices , Toxins (other than pesticide/drug residues) , Veterinary Drug Residues , Vitamins, Co-Factors, and Enzymes , Water and Water Solutions , 分析/色谱 , 分析试剂 , 应用 , 碳水化合物（糖，糖化物），膳食纤维 , 糖和糖类化合物 , 食品和饮料分析 |  | HPLC-gradient /254 nm ≤1 mAU,CHROMASOLV ® Plus,HPLC-gradient /210 nm ≤5 mAU,chloride (Cl - ): ≤0.1 mg/kg,limited shelf life, expiry date on the label,n 20/D 1.34(lit.) | , |  |  | HPLC-gradient /254 nm ≤1 mAU,1.000 g/mL at 3.98 °C(lit.),CHROMASOLV ® Plus,HPLC-gradient /210 nm ≤5 mAU,≤0.0003% non-volatile matter,100 °C(lit.),chloride (Cl - ): ≤0.1 mg/kg,limited shelf life, expiry date on the label,n 20/D 1.34(lit.)
Water,CHROMASOLV ® , for HPLC,H,2050024,231-791-2,MFCD00011332,24856394 | 270733 | 7732-18-5 | Sigma-Aldrich | 水 | (PDF) | ,,100 °C(lit.),,1.000 g/mL at 3.98 °C(lit.) | Amber Glass Bottles , CHROMASOLV for HPLC , Chromatography Reagents & Solvents , Composite Drums , Drums Product Line , HPLC & UHPLC Solvents (CHROMASOLV) , HPLC Grade Solvents (CHROMASOLV) , HPLC/UHPLC Solvents (CHROMASOLV) , NOWPak Products , Semi-Bulk Solvents , Solvent by Type , Solvent Bottles , Solvent Packaging Options , Solvent by Application , Solvents , VerSA-Flow Products , Water and Water Solutions , 分析/色谱 , 分析试剂 |  | λ: 250-400 nm A max : 0.005,<0.0003%,CHROMASOLV ®,H 2 O reference,n 20/D 1.34(lit.),λ: 205 nm A max : 0.01 | , |  |  | λ: 250-400 nm A max : 0.005,<0.0003%,1.000 g/mL at 3.98 °C(lit.),CHROMASOLV ®,100 °C(lit.),H 2 O reference,n 20/D 1.34(lit.),λ: 205 nm A max : 0.01
Water solution,for HPLC, contains 0.1 % (v/v) formic acid,H,,231-791-2,MFCD00011332, | 576913 |  | Sigma-Aldrich | 水 溶液 | (PDF) | ,,,, | Amber Glass Bottles , Blends - CHROMASOLV for HPLC , Blends- CHROMASOLV for HPLC , Chromatography Reagents & Solvents , HPLC & UHPLC Solvents (CHROMASOLV) , HPLC Grade Solvents (CHROMASOLV) , HPLC/UHPLC Solvents (CHROMASOLV) , Pre-Blended Mobile Phase Solvents , Products , Returnable Containers , Semi-Bulk Solvents , Solvent by Type , Solvent Bottles , Solvent Packaging Options , Solvent by Application , Solvents , VerSA-Flow Products , Water and Water Solutions , 分析/色谱 , 分析试剂 |  | for HPLC,0.1 % (v/v) formic acid | , |  |  | for HPLC,0.1 % (v/v) formic acid
Water solution,contains 0.1 % (v/v) trifluoroacetic acid, for HPLC,H,,231-791-2,MFCD00011332, | 576905 |  | Sigma-Aldrich | 水 溶液 | (PDF) | ,,,, | Amber Glass Bottles , Blends - CHROMASOLV for HPLC , Blends- CHROMASOLV for HPLC , Chromatography Reagents & Solvents , Composite Drums , Drums Product Line , HPLC & UHPLC Solvents (CHROMASOLV) , HPLC Grade Solvents (CHROMASOLV) , HPLC/UHPLC Solvents (CHROMASOLV) , NOWPak Products , Pre-Blended Mobile Phase Solvents , Products , Returnable Containers , Semi-Bulk Solvents , Solvent by Type , Solvent Bottles , Solvent Packaging Options , Solvent by Application , Solvents , VerSA-Flow Products , Water and Water Solutions , 分析/色谱 , 分析试剂 |  | for HPLC,λ: 254 nm A max : ≤0.005,λ: 210 nm A max : ≤0.60,0.1 % (v/v) trifluoroacetic acid | , |  |  | for HPLC,λ: 254 nm A max : ≤0.005,λ: 210 nm A max : ≤0.60,0.1 % (v/v) trifluoroacetic acid
Water,Molecular Biology Reagent,H,2050024,231-791-2,MFCD00011332,24901995 | W4502 | 7732-18-5 | Sigma | 水 | (PDF) | ,,100 °C(lit.),,1.000 g/mL at 3.98 °C(lit.) | Biochemicals , Core Bioreagents , General Reagents , Life Science Reagents for Cloning , Life Science Reagents for DNA/RNA Electrophoresis , Life Science Reagents for Northern and Southern Blotting , Life Science Reagents for Nucleic Acid Purification , Life Science Reagents for PCR , Life Science Reagents for Protein Electrophoresis , Life Science Reagents for Protein Expression and Purification , Life Science Reagents for RNAi , Life Science Reagents for Transfection , Life Science Reagents for Western Blotting , Plant Biotechnology , Reagents , Research Essentials , Solvent by Type , Solvents , Water and Water Solutions , cDNA Labeling , 分子生物学 , 分子生物学试剂 , 基因表达和分析 , 植物分子生物学 , 植物核酸纯化 |  | DNase, RNase, Protease, free,n 20/D 1.34(lit.),0.1 μm filtered | , |  |  | 100 °C(lit.),DNase, RNase, Protease, free,1.000 g/mL at 3.98 °C(lit.),n 20/D 1.34(lit.),0.1 μm filtered
Water,for embryo transfer, sterile-filtered, BioXtra, suitable for mouse embryo,H,2050024,231-791-2,MFCD00011332,24900778 | W1503 | 7732-18-5 | Sigma | 水 | (PDF) | ,,100 °C(lit.),endotoxin, tested,1.000 g/mL at 3.98 °C(lit.) | Mouse Embryo Culture , Reagents and Media Supplements , Solvent by Type , Solvents , Water and Water Solutions , 特殊培养基系统 , 细胞培养 |  | n 20/D 1.34(lit.),BioXtra,suitable for mouse embryo,sterile-filtered | , |  |  | BioXtra,1.000 g/mL at 3.98 °C(lit.),n 20/D 1.34(lit.),endotoxin, tested,suitable for mouse embryo,100 °C(lit.),sterile-filtered
Water,PCR Reagent,H,2050024,231-791-2,MFCD00011332,24900779 | W1754 | 7732-18-5 | Sigma | 水 | (PDF) | ,,100 °C(lit.),,1.000 g/mL at 3.98 °C(lit.) | Core Bioreagents , General Reagents , Life Science Reagents for PCR , PCR / 扩增 , PCR Reaction Components , Research Essentials , Solvent by Type , Solvents , Water and Water Solutions , 分子生物学 |  | RNase, none detected,DNase, none detected,PCR Reagent,sterile-filtered,vial of 1.5 mL,n 20/D 1.34(lit.) | , |  |  | RNase, none detected,DNase, none detected,1.000 g/mL at 3.98 °C(lit.),PCR Reagent,sterile-filtered,vial of 1.5 mL,100 °C(lit.),n 20/D 1.34(lit.)
Water,tested according to Ph.Eur.,H,2050024,231-791-2,MFCD00011332,24890113 | 95280 | 7732-18-5 | Fluka | 水 | (PDF) | ,,100 °C(lit.),,1.000 g/mL at 3.98 °C(lit.) | Pharmacopoeia , Pharmacopoeia A-Z , Solvent by Type , Solvents , Water and Water Solutions , 分析/色谱 |  | testing conforms to Pharmacopeia,n 20/D 1.34(lit.) | , |  |  | n 20/D 1.34(lit.),testing conforms to Pharmacopeia,100 °C(lit.),1.000 g/mL at 3.98 °C(lit.)
Water,deionized,H,2050024,231-791-2,MFCD00011332, | 99053 | 7732-18-5 | Fluka | 水 |  | ,,100 °C(lit.),,1.000 g/mL at 3.98 °C(lit.) | Solvent by Type , Solvents , Water and Water Solutions |  | deionized,n 20/D 1.34(lit.),≤4.3 μS/cm at 20 °C | , |  |  | 100 °C(lit.),≤4.3 μS/cm at 20 °C,n 20/D 1.34(lit.),deionized,1.000 g/mL at 3.98 °C(lit.)
Water,for TOC analysis,H,2050024,231-791-2,MFCD00011332, | 78533 | 7732-18-5 | Fluka | 水 |  | ,,100 °C(lit.),≤0.10 mg/L TOC,1.000 g/mL at 3.98 °C(lit.) | Potable- & Waste-Water Testing , Solvent by Type , Solvents , Waste Water , Water and Water Solutions , 分析/色谱 , 分析试剂 |  | limited shelf life, expiry date on the label,n 20/D 1.34(lit.) | , |  |  | n 20/D 1.34(lit.),limited shelf life, expiry date on the label,100 °C(lit.),≤0.10 mg/L TOC,1.000 g/mL at 3.98 °C(lit.)
Water,for ion chromatography,H,2050024,231-791-2,MFCD00011332,24844889 | 00612 | 7732-18-5 | Fluka | 水 |  | ,,100 °C(lit.),≤10 μg/kg acetate,1.000 g/mL at 3.98 °C(lit.) | Bioethanol , Bioethanol: Testing for Chloride and Sulfate Contamination , Biofuels Manufacturing and Testing , Chemical Standards , Chromatography Reagents & Solvents , HPLC Buffers , Ion Chromatography Reagents , Solution , Solvent by Type , Solvents , Water and Water Solutions , Water for IC , 分析/色谱 , 分析试剂 , 应用 |  | Zn: ≤0.005 mg/kg,for ion chromatography,Al: ≤0.005 mg/kg,bromate (BrO 3 - ): ≤1 μg/kg,n 20/D 1.34(lit.),≤2 μS/cm | , |  |  | Zn: ≤0.005 mg/kg,1.000 g/mL at 3.98 °C(lit.),for ion chromatography,Al: ≤0.005 mg/kg,≤10 μg/kg acetate,100 °C(lit.),bromate (BrO 3 - ): ≤1 μg/kg,n 20/D 1.34(lit.),≤2 μS/cm
Water solution,contains 0.1 % (v/v) formic acid, 20 % (v/v) acetonitrile,H,,,MFCD00011332, | 633321 |  | Sigma-Aldrich | 水 溶液 | (PDF) | ,,,,0.971 g/mL at 25 °C | Amber Glass Bottles , Blends - CHROMASOLV for HPLC , Blends- CHROMASOLV for HPLC , Chromatography Reagents & Solvents , HPLC & UHPLC Solvents (CHROMASOLV) , HPLC Grade Solvents (CHROMASOLV) , HPLC/UHPLC Solvents (CHROMASOLV) , Pre-Blended Mobile Phase Solvents , Products , Returnable Containers , Semi-Bulk Solvents , Solvent by Type , Solvent Bottles , Solvent Packaging Options , Solvent by Application , Solvents , VerSA-Flow Products , Water and Water Solutions , 分析/色谱 , 分析试剂 |  | 20 % (v/v) acetonitrile,0.1 % (v/v) formic acid | , |  |  | 20 % (v/v) acetonitrile,0.1 % (v/v) formic acid,0.971 g/mL at 25 °C
Water solution,contains 0.1 % (v/v) ammonium hydroxide,H,,,MFCD00011332, | 639141 |  | Sigma-Aldrich | 水 溶液 | (PDF) | ,,,, | Amber Glass Bottles , Blends - CHROMASOLV for HPLC , Blends- CHROMASOLV for HPLC , Chromatography Reagents & Solvents , HPLC & UHPLC Solvents (CHROMASOLV) , HPLC Grade Solvents (CHROMASOLV) , HPLC/UHPLC Solvents (CHROMASOLV) , Pre-Blended Mobile Phase Solvents , Products , Returnable Containers , Semi-Bulk Solvents , Solvent by Type , Solvent Bottles , Solvent Packaging Options , Solvent by Application , Solvents , VerSA-Flow Products , Water and Water Solutions , 分析/色谱 , 分析试剂 |  | 0.1 % (v/v) ammonium hydroxide | , |  |  | 0.1 % (v/v) ammonium hydroxide
Water solution,contains 0.05 % (v/v) trifluoroacetic acid,H,,231-791-2,MFCD00011332, | 590142 |  | Sigma-Aldrich | 水 溶液 | (PDF) | ,,,, | Amber Glass Bottles , Blends - CHROMASOLV for HPLC , Blends- CHROMASOLV for HPLC , Chromatography Reagents & Solvents , HPLC & UHPLC Solvents (CHROMASOLV) , HPLC Grade Solvents (CHROMASOLV) , HPLC/UHPLC Solvents (CHROMASOLV) , Pre-Blended Mobile Phase Solvents , Products , Returnable Containers , Semi-Bulk Solvents , Solvent by Type , Solvent Bottles , Solvent Packaging Options , Solvent by Application , Solvents , VerSA-Flow Products , Water and Water Solutions , 分析/色谱 , 分析试剂 |  | 0.05 % (v/v) trifluoroacetic acid | , |  |  | 0.05 % (v/v) trifluoroacetic acid
Gold nanorods,10 nm diameter, silica coated, absorption /808 nm, dispersion in H 2 O,Au,,231-791-2,MFCD00003436, | 747998 |  | Aldrich | 金纳米棒 | (PDF) | ,,,2-8°C,0.990 g/mL at 25 °C | 79: Au , Au Nanorods , Bioelectronics , Biosensing and Bioimaging , Gold Nanoparticles , Nanomaterials , Nanopowders and Nanoparticle Dispersions , Silica coated , Transducer Materials , 材料科学 |  | 10 nm,silca coating thickness 18-22 nm (TEM),dispersion in H 2 O,purple,absorption 808 nm,>30 μg/mL,9.5-11.5 nm × 40-50 nm | , |  |  | 10 nm,silca coating thickness 18-22 nm (TEM),dispersion in H 2 O,0.990 g/mL at 25 °C,purple,absorption 808 nm,2-8°C,>30 μg/mL,Silica coated Gold nanorod,9.5-11.5 nm × 40-50 nm
,20 nm diameter, carboxylic acid functionalized, PEG 3000 coated, OD 50, dispersion in H 2 O,,,,, | 765503 |  | Aldrich | Gold nanoparticles |  | ,,,2-8°C, | Bioelectronics , Biosensing and Bioimaging , Gold Nanoparticles , PEGylated Au Nanoparticles , PEGylated Au Nanoparticles with PEG M n 3,000, Carboxylic Acid (COOH) End Group , Transducer Materials , 材料科学 |  | 20 nm,50,dispersion in H 2 O | , |  |  | 2-8°C,20 nm,50,dispersion in H 2 O
Gold nanorods,10 nm diameter, absorption /980 nm, dispersion in H 2 O,Au,,,MFCD00003436, | 776661 |  | Aldrich | 金纳米棒 | (PDF) | ,,,2-8°C,1.00 g/mL at 25 °C | 79: Au , Au Nanorods , Bioelectronics , Biomedical Materials , Biosensing and Bioimaging , Gold Nanoparticles , Nanomaterials , Nanoparticles: Materials by Application , Nanopowders and Nanoparticle Dispersions , Transducer Materials , 材料科学 |  | dispersion in H 2 O,10 nm,colloidal suspension,absorption 980 nm,CTAB as stabilizer,<10 (CV, monodispersity),>30 μg/mL,10 nm × 59 nm (±10%) | , |  |  | dispersion in H 2 O,10 nm,colloidal suspension,1.00 g/mL at 25 °C,absorption 980 nm,CTAB as stabilizer,2-8°C,<10 (CV, monodispersity),>30 μg/mL,10 nm × 59 nm (±10%)
Gold nanorods,10 nm diameter, absorption /900 nm, dispersion in H 2 O,Au,,,MFCD00003436, | 776653 |  | Aldrich | 金纳米棒 | (PDF) | ,,,,0.984 g/mL at 25 °C | Au Nanorods , Bioelectronics , Biosensing and Bioimaging , Gold Nanoparticles , Transducer Materials , 材料科学 |  | dispersion in H 2 O,10 nm,colloidal suspension,absorption 900 nm,CTAB as stabilizer,≥30 μg/mL,10 × 50 nm (±10%) | , |  |  | dispersion in H 2 O,10 nm,colloidal suspension,0.984 g/mL at 25 °C,absorption 900 nm,CTAB as stabilizer,≥30 μg/mL,10 × 50 nm (±10%)
Gold nanorods,10 nm diameter, λ: 1064 nm A max , dispersion in H 2 O, absorption /980 nm,Au,,,MFCD00003436, | 776688 |  | Aldrich | 金纳米棒 | (PDF) | ,,,2-8°C,1.00 g/mL at 25 °C | Au Nanorods , Bioelectronics , Biosensing and Bioimaging , Gold Nanoparticles , Transducer Materials , 材料科学 |  | dispersion in H 2 O,10 nm,colloidal suspension,absorption 980 nm,CTAB as stabilizer,<10 (CV, monodispesity),>30 μg/mL,10 nm × 67 nm (±10%) | , |  |  | dispersion in H 2 O,10 nm,colloidal suspension,1.00 g/mL at 25 °C,absorption 980 nm,CTAB as stabilizer,2-8°C,<10 (CV, monodispesity),>30 μg/mL,10 nm × 67 nm (±10%)
,average M n 104,000, block ratio of 1:1,,,,, | 749192 | 25034-86-0 | Aldrich | Poly(styrene- block -methyl methacrylate) | (PDF) | ,,,T m 345-350 °C, | Block Copolymers , Diblock Copolymers , PS-PMMA , Polymer Science , Polymers , Polystyrene Diblock Copolymers , 材料科学 |  | average M n 104,000,average M n 52,000 (polystyrene),solid,<1.2 | , |  |  | average M n 104,000,average M n 52,000 (polystyrene),T m 345-350 °C,solid,<1.2
,average M n 30,000, block ratio of 1:1,,,,, | 749184 | 25034-86-0 | Aldrich | Poly(styrene- block -methyl methacrylate) | (PDF) | ,,,T m 342-347 °C, | Block Copolymers , Diblock Copolymers , PS-PMMA , Polymer Science , Polymers , Polystyrene Diblock Copolymers , 材料科学 |  | average M n 15,000 (PMMA),average M n 30,000,<1.2 | , |  |  | average M n 15,000 (PMMA),average M n 30,000,T m 342-347 °C,<1.2
,average M n 32,000, block ratio of 2:1,,,,, | 739553 | 25034-86-0 | Aldrich | Poly(styrene- block -methyl methacrylate) | (PDF) | ,,,T m 351-356 °C, | Block Copolymers , Diblock Copolymers , PS-PMMA , Polymer Science , Polymers , Polystyrene Diblock Copolymers , 材料科学 |  | average M n 10,000 (PMMA),average M n 32,000,solid,<1.2 | , |  |  | average M n 10,000 (PMMA),average M n 32,000,T m 351-356 °C,solid,<1.2
,average M n 82,000, block ratio of 2:1,,,,, | 749206 | 25034-86-0 | Aldrich | Poly(styrene- block -methyl methacrylate) | (PDF) | ,,,T m 350-355 °C, | Block Copolymers , Diblock Copolymers , PS-PMMA , Polymer Science , Polymers , Polystyrene Diblock Copolymers , 材料科学 |  | average M n 25,000 (PMMA),average M n 82,000,solid,<1.2 | , |  |  | average M n 25,000 (PMMA),average M n 82,000,T m 350-355 °C,solid,<1.2
,PS:PAA 3,000:5,000, PDI ≤1.1,HOCOC(CH,,,, | 776351 |  | Aldrich | Polystyrene- block -poly(acrylic acid), DDMAT terminated | (PDF) | ,,,, | Block Copolymers , Diblock Copolymers , PS-PAA , Polymer Science , Polymers , Polystyrene Diblock Copolymers , 材料科学 |  | ≤1.1 | , |  |  | ≤1.1
,average M n 37,000, 20 wt. % PAA, PDI ≤1.1,C,,,, | 746983 |  | Aldrich | Poly(styrene)- block -poly(acrylic acid) | (PDF) | ,,,, | Block Copolymers , Diblock Copolymers , PS-PAA , Polymer Science , Polymers , Polystyrene Diblock Copolymers , 材料科学 |  | M n 27,000-31,000 (polystyrene),average M n 37,000,≤1.1 | , |  |  | M n 27,000-31,000 (polystyrene),average M n 37,000,≤1.1
Polystyrene- block -poly(acrylic acid),PS:PAA 70,000:13,000,CH,,,, | 725153 |  | Aldrich | 聚苯乙烯 block 聚（丙烯酸） | (PDF) | ,,,420-424 °C, | Block Copolymers , Diblock Copolymers , PS-PAA , Polymer Science , Polymers , Polystyrene Diblock Copolymers , 材料科学 |  | M n 83,000,average M n 70,000 (polystyrene),1.1 | , |  |  | M n 83,000,average M n 70,000 (polystyrene),420-424 °C,1.1
Polystyrene- block -poly(acrylic acid),,C,,,, | 746991 |  | Aldrich | 聚苯乙烯 block 聚（丙烯酸） |  | ,,,258-263 °C, | Block Copolymers , Diblock Copolymers , PS-PAA , Polymer Science , Polymers , Polystyrene Diblock Copolymers , 材料科学 |  | M n 27,000-31,000 (polystyrene),M n 4,000-6,000 (poly(acrylic acid)),≤1.1 | , |  |  | M n 27,000-31,000 (polystyrene),M n 4,000-6,000 (poly(acrylic acid)),258-263 °C,≤1.1
Poly(styrene)- block -poly(acrylic acid), azide terminated,average M n 8,700,CH,,,, | 735892 |  | Aldrich | 聚（苯乙烯）- block 聚（丙烯酸），叠氮封端 | (PDF) | ,,,192-197 °C, | Block Copolymers , Diblock Copolymers , PS-PAA , Polymer Science , Polymers , Polystyrene Diblock Copolymers , 材料科学 |  | M n 1,600-1,950 (poly(acrylic acid)),average M n 8,700,1.2 | , |  |  | M n 1,600-1,950 (poly(acrylic acid)),average M n 8,700,192-197 °C,1.2
Poly(styrene)- block -poly(acrylic acid), azide terminated,average M n 8,600, PS:PAA block ratio 2:1,CH,,,, | 757594 |  | Aldrich | 聚（苯乙烯）- block 聚（丙烯酸），叠氮封端 | (PDF) | ,,,>300 °C, | Block Copolymers , Diblock Copolymers , PS-PAA , Polymer Science , Polymers , Polystyrene Diblock Copolymers , 材料科学 |  | M n 2,600-2,950 (polyacrylic acid),average M n 8,600,powder,<1.2 | , |  |  | M n 2,600-2,950 (polyacrylic acid),average M n 8,600,powder,>300 °C,<1.2
,average M n 12,000, block ratio 50:50, PDI ≤1.2,,,,, | 776432 |  | Aldrich | Polystyrene- block -poly( tert -butyl acrylate), DDMAT terminated, acid terminated | (PDF) | ,,,T m 245 °C, | Block Copolymers , Diblock Copolymers , PS-PAA , Polymer Science , Polymers , Polystyrene Diblock Copolymers , 材料科学 |  | average M n 12,000,≤1.2 | , |  |  | average M n 12,000,T m 245 °C,≤1.2
Polystyrene- block -polybutadiene- block -polystyrene,styrene 30 wt. %, average M w ~140,000 by GPC, contains <0.5 wt. % antioxidant,[CH,,,MFCD00134010,24851018 | 182877 | 9003-55-8 | Aldrich | 聚苯乙烯- block -聚丁二烯- block -聚苯乙烯 | (PDF) | ,,,styrene, 30 wt. %,0.94 g/mL at 25 °C(lit.) | Block Copolymers , PS-PB-PS (SBS) , Polymer Science , Polymers , Polystyrene Triblock Copolymers , Triblock Copolymers , 材料科学 |  | average M w ~140,000 by GPC,<0.5 wt. % antioxidant,chunks,1.0(lit.) | , |  |  | chunks,0.94 g/mL at 25 °C(lit.),average M w ~140,000 by GPC,<0.5 wt. % antioxidant,1.0(lit.),styrene, 30 wt. %
Polystyrene- block -polybutadiene- block -polystyrene,styrene 30 wt. %,[CH,,,MFCD00134010,24867091 | 432490 | 9003-55-8 | Aldrich | 聚苯乙烯- block -聚丁二烯- block -聚苯乙烯 | (PDF) | ,,,styrene, 30 wt. %,0.94 g/mL at 25 °C(lit.) | Block Copolymers , PS-PB-PS (SBS) , Polymer Science , Polymers , Polystyrene Triblock Copolymers , Triblock Copolymers , 材料科学 |  | 8.5 poise, 25 wt. % in toluene(25 °C, Brookfield)(lit.),phenolic as antioxidant,ASTM D 412 - 600% (ultimate),solvents with solubility parameters between 7.7 and 9.4: soluble,10 g/10 min (200°C/5.0kg),61 (Shore A) | , |  |  | 0.94 g/mL at 25 °C(lit.),ASTM D 412 - 600% (ultimate),phenolic as antioxidant,8.5 poise, 25 wt. % in toluene(25 °C, Brookfield)(lit.),solvents with solubility parameters between 7.7 and 9.4: soluble,10 g/10 min (200°C/5.0kg),styrene, 30 wt. %,61 (Shore A)
Polystyrene- block -poly(ethylene- ran -butylene)- block -polystyrene,average M w ~89,000 by GPC, powder (Coarse),[-CH,,,MFCD00134026,24851971 | 200565 | 66070-58-4 | Aldrich | 聚苯乙烯- block -聚(乙烯- ran -丁烯)- block -聚苯乙烯 | (PDF) | ,,,,0.91 g/mL at 25 °C(lit.) | Block Copolymers , PS-PEB-PS (SEBS) , Polymer Science , Polymers , Polystyrene Triblock Copolymers , Triblock Copolymers , 材料科学 |  | average M w ~89,000 by GPC,<1% antioxidant as inhibitor,550 cP, 20 % in toluene, Brookfield(lit.),powder (Coarse) | , |  |  | average M w ~89,000 by GPC,<1% antioxidant as inhibitor,550 cP, 20 % in toluene, Brookfield(lit.),powder (Coarse),0.91 g/mL at 25 °C(lit.)
Polystyrene- block -poly(ethylene- ran -butylene)- block -polystyrene,powder, average M w ~118,000 by GPC, contains >0.03% antioxidant as inhibitor,[-CH,,,MFCD00134026,24851970 | 200557 | 66070-58-4 | Aldrich | 聚苯乙烯- block -聚(乙烯- ran -丁烯)- block -聚苯乙烯 | (PDF) | ,,,,0.91 g/mL at 25 °C(lit.) | Block Copolymers , PS-PEB-PS (SEBS) , Polymer Science , Polymers , Polystyrene Triblock Copolymers , Triblock Copolymers , 材料科学 |  | average M w ~118,000 by GPC,>0.03% antioxidant as inhibitor,1,500 cP, 20 % in toluene, Brookfield(lit.),powder | , |  |  | average M w ~118,000 by GPC,>0.03% antioxidant as inhibitor,1,500 cP, 20 % in toluene, Brookfield(lit.),powder,0.91 g/mL at 25 °C(lit.)
Polystyrene- block -poly(ethylene- ran -butylene)- block -polystyrene- graft -maleic anhydride,melt index ~21 g/10 min (230°C/5.0kg),,,,MFCD00241501,24867088 | 432431 | 124578-11-6 | Aldrich | 聚苯乙烯- block -聚(乙烯- ran -丁烯)- block -聚苯乙烯- graft -马来酸酐 | (PDF) | ,,,maleic anhydride, ~2 wt. %,0.91 g/mL at 25 °C(lit.) | Block Copolymers , PS-PEB-PS (SEBS) , Polymer Science , Polymers , Polystyrene Triblock Copolymers , Triblock Copolymers , 材料科学 |  | ~21 g/10 min (230°C/5.0kg),75 (Shore A),ASTM D 412 - 500% (ultimate),12.5 poise, 15 wt. % in toluene(25 °C, Brookfield)(lit.),solvents with solubility parameters between 7.7 and 9.4: soluble | , |  |  | 0.91 g/mL at 25 °C(lit.),ASTM D 412 - 500% (ultimate),12.5 poise, 15 wt. % in toluene(25 °C, Brookfield)(lit.),solvents with solubility parameters between 7.7 and 9.4: soluble,~21 g/10 min (230°C/5.0kg),maleic anhydride, ~2 wt. %,75 (Shore A)
Polystyrene- block -polyisoprene- block -polystyrene,styrene 22 wt. %,[CH,,,MFCD00217755,24867087 | 432415 | 25038-32-8 | Aldrich | 聚苯乙烯- block -聚异戊二烯- block -聚苯乙烯 | (PDF) | ,,,styrene, 22 wt. %,0.93 g/mL at 25 °C | Block Copolymers , PS-PI-PS (SIS) , Polymer Science , Polymers , Polystyrene Triblock Copolymers , Triblock Copolymers , 材料科学 |  | 12 poise, 25 wt. % in toluene(25 °C, Brookfield)(lit.),phenolic as antioxidant,ASTM D 412 - 1,200% (ultimate),solvents with solubility parameters between 7.7 and 9.4: soluble,3 g/10 min (200°C/5.0kg),52 (Shore A) | , |  |  | 0.93 g/mL at 25 °C,ASTM D 412 - 1,200% (ultimate),phenolic as antioxidant,12 poise, 25 wt. % in toluene(25 °C, Brookfield)(lit.),solvents with solubility parameters between 7.7 and 9.4: soluble,3 g/10 min (200°C/5.0kg),styrene, 22 wt. %,52 (Shore A)
Polystyrene- block -polyisoprene- block -polystyrene,styrene 17 wt. %,[CH,,,MFCD00217755,24867086 | 432407 | 25038-32-8 | Aldrich | 聚苯乙烯- block -聚异戊二烯- block -聚苯乙烯 |  | ,,,styrene, 17 wt. %,0.92 g/mL at 25 °C | Block Copolymers , PS-PI-PS (SIS) , Polymer Science , Polymers , Polystyrene Triblock Copolymers , Triblock Copolymers , 材料科学 |  | M n 1,900,ASTM D 412 - 1,300% (ultimate),phenolic as antioxidant,5 poise, 25 wt. % in toluene(25 °C, Brookfield)(lit.),solvents with solubility parameters between 7.7 and 9.4: soluble,106 g/10 min (200°C/5.0kg),32 (Shore A) | , |  |  | 0.92 g/mL at 25 °C,M n 1,900,ASTM D 412 - 1,300% (ultimate),phenolic as antioxidant,5 poise, 25 wt. % in toluene(25 °C, Brookfield)(lit.),solvents with solubility parameters between 7.7 and 9.4: soluble,106 g/10 min (200°C/5.0kg),styrene, 17 wt. %,32 (Shore A)
Polystyrene- block -polyisoprene- block -polystyrene,styrene 14 wt. %,[CH,,,MFCD00217755,24867085 | 432393 | 25038-32-8 | Aldrich | 聚苯乙烯- block -聚异戊二烯- block -聚苯乙烯 | (PDF) | ,,,styrene, 14 wt. %,0.92 g/mL at 25 °C | Block Copolymers , PS-PI-PS (SIS) , Polymer Science , Polymers , Polystyrene Triblock Copolymers , Triblock Copolymers , 材料科学 |  | 14.5 poise, 25 wt. % in toluene(25 °C, Brookfield)(lit.),phenolic as antioxidant,ASTM D 412 - 1,300% (ultimate),solvents with solubility parameters between 7.7 and 9.4: soluble,11 g/10 min (200°C/5.0kg),37 (Shore A) | , |  |  | 0.92 g/mL at 25 °C,ASTM D 412 - 1,300% (ultimate),phenolic as antioxidant,14.5 poise, 25 wt. % in toluene(25 °C, Brookfield)(lit.),solvents with solubility parameters between 7.7 and 9.4: soluble,11 g/10 min (200°C/5.0kg),styrene, 14 wt. %,37 (Shore A)
Dextran,analytical standard, for GPC, Set M p 1,000-400,000,[C,,232-677-5,MFCD00130935, | 31430 | 9004-54-0 | Fluka | 葡聚糖 |  | ,,,, | Alphabetical Index of Analytical Standards , Analytical Standards , Carbohydrates , Chromatography , D , DA - DH , Food & Beverage Standards , Neat Components , Organic Soluble , Polymer Standards , Polymer Standards Kits , Polysaccharides , Water Soluble , 分析/色谱 |  | analytical standard,for GPC,exact values can be taken from the accompanying certificate of analysis | , |  |  | analytical standard,for GPC,exact values can be taken from the accompanying certificate of analysis
Poly(methyl methacrylate) standard ReadyCal set M p 500-2′700′000,for GPC,,,,, | 81506 |  | Fluka | 聚(甲基丙烯酸甲酯) 标准品 ReadyCal 套装 M p 500-2′700′000 |  | ,,,, | Alphabetical Index of Analytical Standards , Analytical Standards , Chromatography , Organic Soluble , Organic Soluble Polymers , P , POLB - POLY , Poly(methyl methacrylate) , Polymer Standards , Polymer Standards Kits , 分析/色谱 |  | for GPC,exact values can be taken from the accompanying certificate of analysis | , |  |  | for GPC,exact values can be taken from the accompanying certificate of analysis
Polystyrene (low molecular) Standard ReadyCal Set M(p) 250-70000,for GPC,,,,, | 76552 |  | Fluka | 聚苯乙烯（低分子量）标准品 ReadyCal 套装 M(p) 250-70000 |  | ,,,, | Alphabetical Index of Analytical Standards , Analytical Standards , Chromatography , Organic Soluble , P , POLB - POLY , Polymer Standards , Polymer Standards Kits , 分析/色谱 |  | for GPC,exact values can be taken from the accompanying certificate of analysis | , |  |  | for GPC,exact values can be taken from the accompanying certificate of analysis
Polystyrene standard ReadyCal set M p 400-2′000′000,for GPC,,,,, | 81434 |  | Fluka | 聚苯乙烯标准品 ReadyCal 套装 M p 400-2′000′000 |  | ,,,, | Alphabetical Index of Analytical Standards , Analytical Standards , Chromatography , Organic Soluble , P , POLB - POLY , Polymer Standards , Polymer Standards Kits , 分析/色谱 |  | for GPC,exact values can be taken from the accompanying certificate of analysis | , |  |  | for GPC,exact values can be taken from the accompanying certificate of analysis
Polystyrene standard set M p 400-1′800′000,for GPC,,,,, | 81421 |  | Fluka | 聚苯乙烯标准品套装 M p 400-1′800′000 |  | ,,,, | Alphabetical Index of Analytical Standards , Analytical Standards , Chromatography , Organic Soluble , P , POLB - POLY , Polymer Standards , Polymer Standards Kits , 分析/色谱 |  | for GPC,exact values can be taken from the accompanying certificate of analysis | , |  |  | for GPC,exact values can be taken from the accompanying certificate of analysis
Polystyrene standards, Low molecular weight,analytical standard, pkg of 1 kit,,,,, | 48937 |  | Supelco | 聚苯乙烯标准品，低分子量 |  | ,,,, | Alphabetical Index of Analytical Standards , Analytical Standards , Chromatography , Organic Soluble , Organic Soluble Polymers , P , POLB - POLY , Polymer Standards , Polymer Standards Kits , Polystyrene , 分析/色谱 |  | analytical standard,pkg of 1 kit,individually packaged, 250 mg each | , |  |  | analytical standard,pkg of 1 kit,individually packaged, 250 mg each
Polyethylene glycol/Polyethylene oxide,analytical standard, ReadyCal Set M p 200-1′200′000,H(OCH,,,MFCD00081839,24845273 | 02393 | 25322-68-3 | Fluka | 聚乙二醇/聚环氧乙烷标准品 ReadyCal 套装 M p 200-1′200′000 | (PDF) | ,581 °F,,,>1 (vs air) | Analytical Standards , Chromatography , Polymer Standards , Polymer Standards Kits , Water Soluble , 分析/色谱 | <0.01 mmHg ( 20 °C) | analytical standard,exact values can be taken from the accompanying certificate of analysis | , |  |  | analytical standard,exact values can be taken from the accompanying certificate of analysis,<0.01 mmHg ( 20 °C),581 °F,>1 (vs air)
Polyethylene glycol Standard ReadyCal Set M p 102-40′000,for GPC,,,,, | 87976 |  | Fluka | 聚乙二醇标准品 ReadyCal 套装 M p 102-40′000 |  | ,,,, | Alphabetical Index of Analytical Standards , Analytical Standards , Chromatography , P , POLB - POLY , Polymer Standards , Polymer Standards Kits , Water Soluble , 分析/色谱 |  | for GPC,exact values can be taken from the accompanying certificate of analysis | , |  |  | for GPC,exact values can be taken from the accompanying certificate of analysis
Pullulan Standard Set,set of analytical standards, for GPC, Mp 342-710′000,,,232-945-1,, | 96351 | 9057-02-7 | Fluka | 普鲁兰多糖标准品套装 | E1204 | ,,,, | Alphabetical Index of Analytical Standards , Analytical Standards , Carbohydrates , Chromatography , E numbers (Food Additives) , E1000–E1599 (additional chemicals) , E1204 , Food & Beverage Standards , Neat Components , P , PU - PZ , Polymer Standards , Polymer Standards Kits , Polysaccharides , Pullulan , Water Soluble , Water Soluble Polymers , 分析/色谱 |  | for GPC,exact values can be taken from the accompanying certificate of analysis | , |  |  | for GPC,exact values can be taken from the accompanying certificate of analysis
Poly(α-methylstyrene),analytical standard, for GPC, 10,000,[CH,,,MFCD00152638,24887822 | 81516 | 25014-31-7 | Fluka | 聚(α-甲基苯乙烯) | (PDF) | ,,,,1.075 g/mL at 25 °C(lit.) | Alphabetical Index of Analytical Standards , Analytical Standards , Chromatography , Organic Soluble Polymers , P , POLB - POLY , Poly(alpha-methylstyrene) , Polymer Standards , 分析/色谱 |  | analytical standard,M w ~8300,exact values can be taken from the accompanying certificate of analysis,M n ~7800,~1.07 | , |  |  | M w ~8300,1.075 g/mL at 25 °C(lit.),M n ~7800,analytical standard,~1.07,exact values can be taken from the accompanying certificate of analysis
Poly(α-methylstyrene),analytical standard, for GPC, 100,000,[CH,,,MFCD00152638,24887826 | 81520 | 25014-31-7 | Fluka | 聚(α-甲基苯乙烯) | (PDF) | ,,,,1.075 g/mL at 25 °C(lit.) | Alphabetical Index of Analytical Standards , Analytical Standards , Chromatography , Organic Soluble Polymers , P , POLB - POLY , Poly(alpha-methylstyrene) , Polymer Standards , 分析/色谱 |  | analytical standard,M w ~108000,exact values can be taken from the accompanying certificate of analysis,M n ~106000,~1.02 | , |  |  | M w ~108000,1.075 g/mL at 25 °C(lit.),M n ~106000,analytical standard,~1.02,exact values can be taken from the accompanying certificate of analysis
Poly(α-methylstyrene),analytical standard, for GPC, 300,000,[CH,,,MFCD00152638,24887828 | 81523 | 25014-31-7 | Fluka | 聚(α-甲基苯乙烯) | (PDF) | ,,,,1.075 g/mL at 25 °C(lit.) | Alphabetical Index of Analytical Standards , Analytical Standards , Chromatography , Organic Soluble Polymers , P , POLB - POLY , Poly(alpha-methylstyrene) , Polymer Standards , 分析/色谱 |  | analytical standard,M w ~437000,exact values can be taken from the accompanying certificate of analysis,M n ~427000,~1.02 | , |  |  | M w ~437000,1.075 g/mL at 25 °C(lit.),M n ~427000,analytical standard,~1.02,exact values can be taken from the accompanying certificate of analysis
Poly(butyl methacrylate),analytical standard, for GPC, 800,000,,,,MFCD00084402,24887790 | 81475 | 9003-63-8 | Fluka | 聚(甲基丙烯酸丁酯) | (PDF) | ,,,,1.07 g/mL at 25 °C(lit.) | Alphabetical Index of Analytical Standards , Analytical Standards , Chromatography , Organic Soluble Polymers , P , POLB - POLY , Poly(butyl methacrylate) , Polymer Standards , 分析/色谱 |  | analytical standard,M w ~723000,exact values can be taken from the accompanying certificate of analysis,M n ~682000,~1.06 | , |  |  | M w ~723000,1.07 g/mL at 25 °C(lit.),M n ~682000,analytical standard,~1.06,exact values can be taken from the accompanying certificate of analysis
Poly(dimethylsiloxane),analytical standard, for GPC, 311,[Si(CH,,,MFCD00084411,24887662 | 81153 | 9016-00-6 | Fluka | 聚(二甲基硅氧烷) | (PDF) | ,,,, | Alphabetical Index of Analytical Standards , Analytical Standards , Chromatography , Organic Soluble Polymers , P , POLB - POLY , Poly(dimethylsiloxane) , Polymer Standards , 分析/色谱 | 5 mmHg ( 20 °C) | analytical standard,M w ~311,exact values can be taken from the accompanying certificate of analysis,M n ~311,~1.0 | , |  |  | M w ~311,~1.0,M n ~311,analytical standard,exact values can be taken from the accompanying certificate of analysis,5 mmHg ( 20 °C)
Poly(methyl methacrylate),analytical standard, for GPC, 2,000,[CH,,,MFCD00134349,24887802 | 81489 | 9011-14-7 | Fluka | 聚甲基丙烯酸甲酯 | (PDF) | ,580 °F,,, | Alphabetical Index of Analytical Standards , Analytical Standards , Chromatography , Organic Soluble Polymers , P , POLB - POLY , Poly(methyl methacrylate) , Polymer Standards , 分析/色谱 |  | analytical standard,M w ~1900,exact values can be taken from the accompanying certificate of analysis,M n ~1730,~1.10 | , |  |  | M w ~1900,~1.10,M n ~1730,analytical standard,580 °F,exact values can be taken from the accompanying certificate of analysis
Poly(methyl methacrylate),analytical standard, for GPC, 4,000,[CH,,,MFCD00134349,24889769 | 94131 | 9011-14-7 | Fluka | 聚甲基丙烯酸甲酯 |  | ,580 °F,,, | Alphabetical Index of Analytical Standards , Analytical Standards , Chromatography , Organic Soluble Polymers , P , POLB - POLY , Poly(methyl methacrylate) , Polymer Standards , 分析/色谱 |  | analytical standard,M w /M n ~1.06,exact values can be taken from the accompanying certificate of analysis,M n ~3960 | , |  |  | analytical standard,M w /M n ~1.06,exact values can be taken from the accompanying certificate of analysis,580 °F,M n ~3960
Poly(methyl methacrylate),standard, for GPC, 5,000,[CH,,,MFCD00134349,24887803 | 81496 | 9011-14-7 | Fluka | 聚甲基丙烯酸甲酯 | (PDF) | ,580 °F,,, | Alphabetical Index of Analytical Standards , Analytical Standards , Chromatography , Organic Soluble Polymers , P , POLB - POLY , Poly(methyl methacrylate) , Polymer Standards , 分析/色谱 |  | for GPC,M w ~5050,exact values can be taken from the accompanying certificate of analysis,M n ~4760,~1.06 | , |  |  | M w ~5050,~1.06,M n ~4760,for GPC,580 °F,exact values can be taken from the accompanying certificate of analysis
Poly(methyl methacrylate),analytical standard, for GPC, 8,000,[CH,,,MFCD00134349,24887819 | 81512 | 9011-14-7 | Fluka | 聚甲基丙烯酸甲酯 | (PDF) | ,580 °F,,, | Alphabetical Index of Analytical Standards , Analytical Standards , Chromatography , Organic Soluble Polymers , P , POLB - POLY , Poly(methyl methacrylate) , Polymer Standards , 分析/色谱 |  | analytical standard,M w ~8290,exact values can be taken from the accompanying certificate of analysis,M n ~7910,~1.05 | , |  |  | M w ~8290,~1.05,M n ~7910,analytical standard,580 °F,exact values can be taken from the accompanying certificate of analysis
Poly(methyl methacrylate),analytical standard, for GPC, 10,000,[CH,,,MFCD00134349,24887804 | 81497 | 9011-14-7 | Fluka | 聚甲基丙烯酸甲酯 | (PDF) | ,580 °F,,, | Alphabetical Index of Analytical Standards , Analytical Standards , Chromatography , Organic Soluble Polymers , P , POLB - POLY , Poly(methyl methacrylate) , Polymer Standards , 分析/色谱 |  | analytical standard,M w ~10900,exact values can be taken from the accompanying certificate of analysis,M n ~10400,~1.05 | , |  |  | M w ~10900,~1.05,M n ~10400,analytical standard,580 °F,exact values can be taken from the accompanying certificate of analysis
Poly(methyl methacrylate),analytical standard, for GPC, 20,000,[CH,,,MFCD00134349,24887805 | 81498 | 9011-14-7 | Fluka | 聚甲基丙烯酸甲酯 | (PDF) | ,580 °F,,, | Alphabetical Index of Analytical Standards , Analytical Standards , Chromatography , Organic Soluble Polymers , P , POLB - POLY , Poly(methyl methacrylate) , Polymer Standards , 分析/色谱 |  | analytical standard,M w ~23800,exact values can be taken from the accompanying certificate of analysis,M n ~22200,~1.07 | , |  |  | M w ~23800,~1.07,M n ~22200,analytical standard,580 °F,exact values can be taken from the accompanying certificate of analysis
Poly(methyl methacrylate),analytical standard, for GPC, 50,000,[CH,,,MFCD00134349,24887806 | 81501 | 9011-14-7 | Fluka | 聚甲基丙烯酸甲酯 | (PDF) | ,580 °F,,, | Alphabetical Index of Analytical Standards , Analytical Standards , Chromatography , Organic Soluble Polymers , P , POLB - POLY , Poly(methyl methacrylate) , Polymer Standards , 分析/色谱 |  | analytical standard,M w ~55900,exact values can be taken from the accompanying certificate of analysis,M n ~54000,~1.03 | , |  |  | M w ~55900,~1.03,M n ~54000,analytical standard,580 °F,exact values can be taken from the accompanying certificate of analysis
Poly(methyl methacrylate),analytical standard, for GPC, 100,000,[CH,,,MFCD00134349,24887808 | 81503 | 9011-14-7 | Fluka | 聚甲基丙烯酸甲酯 | (PDF) | ,580 °F,,, | Alphabetical Index of Analytical Standards , Analytical Standards , Chromatography , Organic Soluble Polymers , P , POLB - POLY , Poly(methyl methacrylate) , Polymer Standards , 分析/色谱 |  | analytical standard,M w ~98500,exact values can be taken from the accompanying certificate of analysis,M n ~91500,~1.08 | , |  |  | M w ~98500,~1.08,M n ~91500,analytical standard,580 °F,exact values can be taken from the accompanying certificate of analysis
Poly(methyl methacrylate),standard, for GPC, 800,000,[CH,,,MFCD00134349,24887818 | 81511 | 9011-14-7 | Fluka | 聚甲基丙烯酸甲酯 | (PDF) | ,580 °F,,, | Alphabetical Index of Analytical Standards , Analytical Standards , Chromatography , Organic Soluble Polymers , P , POLB - POLY , Poly(methyl methacrylate) , Polymer Standards , 分析/色谱 |  | for GPC,M w ~850000,exact values can be taken from the accompanying certificate of analysis,M n ~811000,~1.05 | , |  |  | M w ~850000,~1.05,M n ~811000,for GPC,580 °F,exact values can be taken from the accompanying certificate of analysis
Poly(methyl methacrylate),analytical standard, for GPC, 2,480,000,[CH,,,MFCD00134349,24845503 | 03558 | 9011-14-7 | Fluka | 聚甲基丙烯酸甲酯 | (PDF) | ,580 °F,,, | Analytical Standards , Chromatography , Organic Soluble Polymers , Poly(methyl methacrylate) , Polymer Standards , 分析/色谱 |  | analytical standard,M w ~2480000,exact values can be taken from the accompanying certificate of analysis,M n ~2140000,~1.16 | , |  |  | M w ~2480000,~1.16,M n ~2140000,analytical standard,580 °F,exact values can be taken from the accompanying certificate of analysis
Poly(vinyl alcohol),analytical standard, for GPC, Mw 7,200,[-CH,,,MFCD00081922, | 81368 | 9002-89-5 | Fluka | 聚(乙烯醇) | (PDF) | ,,,, | Alphabetical Index of Analytical Standards , Analytical Standards , Chromatography , Organic Soluble Polymers , P , POLB - POLY , Poly(vinyl alcohol) , Polymer Standards , 分析/色谱 |  | analytical standard,M w ~7200,exact values can be taken from the accompanying certificate of analysis,M n ~4200,~1.71 | , |  |  | analytical standard,M w ~7200,exact values can be taken from the accompanying certificate of analysis,M n ~4200,~1.71
Poly(vinyl alcohol),analytical standard, for GPC, Mw 35,000,[-CH,,,MFCD00081922, | 81369 | 9002-89-5 | Fluka | 聚(乙烯醇) | (PDF) | ,,,, | Alphabetical Index of Analytical Standards , Analytical Standards , Chromatography , Organic Soluble Polymers , P , POLB - POLY , Poly(vinyl alcohol) , Polymer Standards , 分析/色谱 |  | analytical standard,M w ~35000,exact values can be taken from the accompanying certificate of analysis,M n ~16600,~2.11 | , |  |  | analytical standard,M w ~35000,exact values can be taken from the accompanying certificate of analysis,M n ~16600,~2.11
Polyethylene,analytical standard, for GPC, 1,000,H(CH,,,MFCD00084423,24887694 | 81219 | 9002-88-4 | Fluka | 聚乙烯 | (PDF) | ,,,, | Alphabetical Index of Analytical Standards , Analytical Standards , Chromatography , Organic Soluble Polymers , P , POLB - POLY , Polyethylene , Polymer Standards , 分析/色谱 |  | analytical standard,M w ~1230,exact values can be taken from the accompanying certificate of analysis,M n ~1110,~1.11 | , |  |  | analytical standard,M w ~1230,exact values can be taken from the accompanying certificate of analysis,M n ~1110,~1.11
Polyethylene,analytical standard, for GPC, 2,000,H(CH,,,MFCD00084423,24887696 | 81223 | 9002-88-4 | Fluka | 聚乙烯 | (PDF) | ,,,, | Alphabetical Index of Analytical Standards , Analytical Standards , Chromatography , Organic Soluble Polymers , P , POLB - POLY , Polyethylene , Polymer Standards , 分析/色谱 |  | analytical standard,M w ~2010,exact values can be taken from the accompanying certificate of analysis,M n ~1790,~1.12 | , |  |  | analytical standard,M w ~2010,exact values can be taken from the accompanying certificate of analysis,M n ~1790,~1.12
Polystyrene,analytical standard, for GPC, 500,[CH,,,MFCD00084450,24887594 | 81401 |  | Fluka | 聚苯乙烯 | (PDF) | ,,,, | Alphabetical Index of Analytical Standards , Analytical Standards , Chromatography , Organic Soluble Polymers , P , POLB - POLY , Polymer Standards , Polystyrene , 分析/色谱 |  | analytical standard,M w ~520,exact values can be taken from the accompanying certificate of analysis,M n ~470,~1.11 | , |  |  | analytical standard,M w ~520,exact values can be taken from the accompanying certificate of analysis,M n ~470,~1.11
Polystyrene,analytical standard, for GPC, 1,000,[CH,,,MFCD00084450,24887595 | 81402 |  | Fluka | 聚苯乙烯 | (PDF) | ,,,, | Alphabetical Index of Analytical Standards , Analytical Standards , Chromatography , Organic Soluble Polymers , P , POLB - POLY , Polymer Standards , Polystyrene , 分析/色谱 |  | analytical standard,M w ~1110,exact values can be taken from the accompanying certificate of analysis,M n ~1020,~1.10 | , |  |  | analytical standard,M w ~1110,exact values can be taken from the accompanying certificate of analysis,M n ~1020,~1.10
Polystyrene,analytical standard, for GPC, 2,000,[CH,,,MFCD00084450,24887596 | 81403 |  | Fluka | 聚苯乙烯 | (PDF) | ,,,, | Alphabetical Index of Analytical Standards , Analytical Standards , Chromatography , Organic Soluble Polymers , P , POLB - POLY , Polymer Standards , Polystyrene , 分析/色谱 |  | analytical standard,M w ~1890,exact values can be taken from the accompanying certificate of analysis,M n ~1790,~1.06 | , |  |  | analytical standard,M w ~1890,exact values can be taken from the accompanying certificate of analysis,M n ~1790,~1.06
Polystyrene,analytical standard, for GPC, 3,000,[CH,,,MFCD00084450,24887597 | 81404 |  | Fluka | 聚苯乙烯 | (PDF) | ,,,, | Alphabetical Index of Analytical Standards , Analytical Standards , Chromatography , Organic Soluble Polymers , P , POLB - POLY , Polymer Standards , Polystyrene , 分析/色谱 |  | analytical standard,M w ~3250,exact values can be taken from the accompanying certificate of analysis,M n ~3100,~1.05 | , |  |  | analytical standard,M w ~3250,exact values can be taken from the accompanying certificate of analysis,M n ~3100,~1.05
Polystyrene,analytical standard, for GPC, 4,000,[CH,,,MFCD00084450, | 67302 |  | Fluka | 聚苯乙烯 |  | ,,,, | Alphabetical Index of Analytical Standards , Analytical Standards , Chromatography , Organic Soluble Polymers , P , POLB - POLY , Polymer Standards , Polystyrene , 分析/色谱 |  | analytical standard,M w /M n ~1.05,exact values can be taken from the accompanying certificate of analysis,M n ~4020 | , |  |  | analytical standard,M w /M n ~1.05,exact values can be taken from the accompanying certificate of analysis,M n ~4020
Polystyrene,analytical standard, for GPC, 10,000,[CH,,,MFCD00084450,24887598 | 81406 |  | Fluka | 聚苯乙烯 | (PDF) | ,,,, | Alphabetical Index of Analytical Standards , Analytical Standards , Chromatography , Organic Soluble Polymers , P , POLB - POLY , Polymer Standards , Polystyrene , 分析/色谱 |  | analytical standard,M w ~9500,exact values can be taken from the accompanying certificate of analysis,M n ~8950,~1.06 | , |  |  | analytical standard,M w ~9500,exact values can be taken from the accompanying certificate of analysis,M n ~8950,~1.06
Polystyrene,analytical standard, for GPC, 20,000,[CH,,,MFCD00084450,24887599 | 81407 |  | Fluka | 聚苯乙烯 | (PDF) | ,,,, | Alphabetical Index of Analytical Standards , Analytical Standards , Chromatography , Organic Soluble Polymers , P , POLB - POLY , Polymer Standards , Polystyrene , 分析/色谱 |  | analytical standard,M w ~23000,exact values can be taken from the accompanying certificate of analysis,M n ~22500,~1.06 | , |  |  | analytical standard,M w ~23000,exact values can be taken from the accompanying certificate of analysis,M n ~22500,~1.06
Polystyrene,analytical standard, for GPC, 30,000,[CH,,,MFCD00084450,24887600 | 81408 |  | Fluka | 聚苯乙烯 | (PDF) | ,,,, | Alphabetical Index of Analytical Standards , Analytical Standards , Chromatography , Organic Soluble Polymers , P , POLB - POLY , Polymer Standards , Polystyrene , 分析/色谱 |  | analytical standard,M w ~32000,exact values can be taken from the accompanying certificate of analysis,M n ~31000,~1.02 | , |  |  | analytical standard,M w ~32000,exact values can be taken from the accompanying certificate of analysis,M n ~31000,~1.02
Polystyrene,analytical standard, for GPC, 70,000,[CH,,,MFCD00084450,24887601 | 81409 |  | Fluka | 聚苯乙烯 | (PDF) | ,,,, | Alphabetical Index of Analytical Standards , Analytical Standards , Chromatography , Organic Soluble Polymers , P , POLB - POLY , Polymer Standards , Polystyrene , 分析/色谱 |  | analytical standard,M w ~65000,exact values can be taken from the accompanying certificate of analysis,M n ~64000,~1.02 | , |  |  | analytical standard,M w ~65000,exact values can be taken from the accompanying certificate of analysis,M n ~64000,~1.02
Polystyrene,analytical standard, for GPC, 150,000,[CH,,,MFCD00084450,24887603 | 81411 |  | Fluka | 聚苯乙烯 | (PDF) | ,,,, | Alphabetical Index of Analytical Standards , Analytical Standards , Chromatography , Organic Soluble Polymers , P , POLB - POLY , Polymer Standards , Polystyrene , 分析/色谱 |  | analytical standard,M w ~154000,exact values can be taken from the accompanying certificate of analysis,M n ~151000,~1.02 | , |  |  | analytical standard,M w ~154000,exact values can be taken from the accompanying certificate of analysis,M n ~151000,~1.02
Polystyrene,analytical standard, for GPC, 100,000,[CH,,,MFCD00084450,24887602 | 81410 |  | Fluka | 聚苯乙烯 | (PDF) | ,,,, | Alphabetical Index of Analytical Standards , Analytical Standards , Chromatography , Organic Soluble Polymers , P , POLB - POLY , Polymer Standards , Polystyrene , 分析/色谱 |  | analytical standard,M w ~94900,exact values can be taken from the accompanying certificate of analysis,M n ~89300,~1.06 | , |  |  | analytical standard,M w ~94900,exact values can be taken from the accompanying certificate of analysis,M n ~89300,~1.06
Polystyrene,analytical standard, for GPC, 200,000,[CH,,,MFCD00084450,24887604 | 81412 |  | Fluka | 聚苯乙烯 | (PDF) | ,,,, | Alphabetical Index of Analytical Standards , Analytical Standards , Chromatography , Organic Soluble Polymers , P , POLB - POLY , Polymer Standards , Polystyrene , 分析/色谱 |  | analytical standard,M w ~197000,exact values can be taken from the accompanying certificate of analysis,M n ~187000,~1.05 | , |  |  | analytical standard,M w ~197000,exact values can be taken from the accompanying certificate of analysis,M n ~187000,~1.05
Polystyrene,analytical standard, for GPC, 300,000,[CH,,,MFCD00084450,24887605 | 81413 |  | Fluka | 聚苯乙烯 | (PDF) | ,,,, | Alphabetical Index of Analytical Standards , Analytical Standards , Chromatography , Organic Soluble Polymers , P , POLB - POLY , Polymer Standards , Polystyrene , 分析/色谱 |  | analytical standard,M w ~284000,exact values can be taken from the accompanying certificate of analysis,M n ~275000,~1.03 | , |  |  | analytical standard,M w ~284000,exact values can be taken from the accompanying certificate of analysis,M n ~275000,~1.03
Polystyrene,analytical standard, for GPC, 560,000,[CH,,,MFCD00084450,24887607 | 81415 |  | Fluka | 聚苯乙烯 | (PDF) | ,,,, | Alphabetical Index of Analytical Standards , Analytical Standards , Chromatography , Organic Soluble Polymers , P , POLB - POLY , Polymer Standards , Polystyrene , 分析/色谱 |  | analytical standard,M w ~524000,exact values can be taken from the accompanying certificate of analysis,M n ~502000,~1.04 | , |  |  | analytical standard,M w ~524000,exact values can be taken from the accompanying certificate of analysis,M n ~502000,~1.04
Polystyrene,analytical standard, for GPC, 1,000,000,[CH,,,MFCD00084450,24887608 | 81416 |  | Fluka | 聚苯乙烯 | (PDF) | ,,,, | Alphabetical Index of Analytical Standards , Analytical Standards , Chromatography , Organic Soluble Polymers , P , POLB - POLY , Polymer Standards , Polystyrene , 分析/色谱 |  | analytical standard,M w ~960000,exact values can be taken from the accompanying certificate of analysis,M n ~930000,~1.03 | , |  |  | analytical standard,M w ~960000,exact values can be taken from the accompanying certificate of analysis,M n ~930000,~1.03
Polystyrene,analytical standard, for GPC, 8,000,000,[CH,,,MFCD00084450,24887611 | 81419 |  | Fluka | 聚苯乙烯 | (PDF) | ,,,, | Alphabetical Index of Analytical Standards , Analytical Standards , Chromatography , Organic Soluble Polymers , P , POLB - POLY , Polymer Standards , Polystyrene , 分析/色谱 |  | analytical standard,M w ~8500000,exact values can be taken from the accompanying certificate of analysis,M n ~6300000,~1.35 | , |  |  | analytical standard,M w ~8500000,exact values can be taken from the accompanying certificate of analysis,M n ~6300000,~1.35
Poly(acrylic acid sodium salt),analytical standard, for GPC, 1,250,,,,MFCD00147949,24887643 | 81117 | 9003-04-7 | Fluka | 聚丙烯酸钠盐 |  | ,,,, | Alphabetical Index of Analytical Standards , Analytical Standards , Chromatography , P , POLB - POLY , Poly (acrylic acid sodium salt) , Polymer Standards , Water Soluble Polymers , 分析/色谱 |  | analytical standard,M w ~1930,exact values can be taken from the accompanying certificate of analysis,M n ~1230,~1.57 | , |  |  | analytical standard,M w ~1930,exact values can be taken from the accompanying certificate of analysis,M n ~1230,~1.57
Poly(acrylic acid sodium salt),analytical standard, for GPC, 16,000,,,,MFCD00147949,24887648 | 81123 | 9003-04-7 | Fluka | 聚丙烯酸钠盐 |  | ,,,, | Alphabetical Index of Analytical Standards , Analytical Standards , Chromatography , P , POLB - POLY , Poly (acrylic acid sodium salt) , Polymer Standards , Water Soluble Polymers , 分析/色谱 |  | analytical standard,M w ~18100,exact values can be taken from the accompanying certificate of analysis,M n ~12800,~1.41 | , |  |  | analytical standard,M w ~18100,exact values can be taken from the accompanying certificate of analysis,M n ~12800,~1.41
Poly(acrylic acid sodium salt),analytical standard, for GPC, 83,000,,,,MFCD00147949,24887651 | 81131 | 9003-04-7 | Fluka | 聚丙烯酸钠盐 |  | ,,,, | Alphabetical Index of Analytical Standards , Analytical Standards , Chromatography , P , POLB - POLY , Poly (acrylic acid sodium salt) , Polymer Standards , Water Soluble Polymers , 分析/色谱 |  | analytical standard,M w ~123000,exact values can be taken from the accompanying certificate of analysis,M n ~73700,~1.67 | , |  |  | analytical standard,M w ~123000,exact values can be taken from the accompanying certificate of analysis,M n ~73700,~1.67
Poly(methacrylic acid sodium salt),analytical standard, for GPC, 1,270,,,,MFCD00156535,24845256 | 02351 | 25086-62-8 | Fluka | 聚(甲基丙烯酸钠盐) |  | ,,,, | Analytical Standards , Chromatography , Poly(methylacrylic acid sodium salt) , Polymer Standards , Water Soluble Polymers , 分析/色谱 |  | analytical standard,M w ~1270,exact values can be taken from the accompanying certificate of analysis,M n ~1100,~1.15 | , |  |  | analytical standard,M w ~1270,exact values can be taken from the accompanying certificate of analysis,M n ~1100,~1.15
Poly(methacrylic acid sodium salt),analytical standard, for GPC, 7,750,,,,MFCD00156535,24845258 | 02355 | 25086-62-8 | Fluka | 聚(甲基丙烯酸钠盐) |  | ,,,, | Analytical Standards , Chromatography , Poly(methylacrylic acid sodium salt) , Polymer Standards , Water Soluble Polymers , 分析/色谱 |  | analytical standard,M w ~7750,exact values can be taken from the accompanying certificate of analysis,M n ~7220,~1.07 | , |  |  | analytical standard,M w ~7750,exact values can be taken from the accompanying certificate of analysis,M n ~7220,~1.07
Poly(methacrylic acid sodium salt),analytical standard, for GPC, 18,500,,,,MFCD00156535,24845259 | 02356 | 25086-62-8 | Fluka | 聚(甲基丙烯酸钠盐) |  | ,,,, | Analytical Standards , Chromatography , Poly(methylacrylic acid sodium salt) , Polymer Standards , Water Soluble Polymers , 分析/色谱 |  | analytical standard,M w ~18600,exact values can be taken from the accompanying certificate of analysis,M p ~18500,<1.20 | , |  |  | analytical standard,M w ~18600,exact values can be taken from the accompanying certificate of analysis,M p ~18500,<1.20
Poly(methacrylic acid sodium salt),analytical standard, for GPC, 31,100,,,,MFCD00156535,24845260 | 02357 | 25086-62-8 | Fluka | 聚(甲基丙烯酸钠盐) |  | ,,,, | Analytical Standards , Chromatography , Poly(methylacrylic acid sodium salt) , Polymer Standards , Water Soluble Polymers , 分析/色谱 |  | analytical standard,M w ~31100,exact values can be taken from the accompanying certificate of analysis,M n ~30400,~1.02 | , |  |  | analytical standard,M w ~31100,exact values can be taken from the accompanying certificate of analysis,M n ~30400,~1.02
Poly(methacrylic acid sodium salt),analytical standard, for GPC, 75,100,,,,MFCD00156535,24845261 | 02359 | 25086-62-8 | Fluka | 聚(甲基丙烯酸钠盐) |  | ,,,, | Analytical Standards , Chromatography , Poly(methylacrylic acid sodium salt) , Polymer Standards , Water Soluble Polymers , 分析/色谱 |  | analytical standard,M w ~75100,exact values can be taken from the accompanying certificate of analysis,M n ~73300,~1.02 | , |  |  | analytical standard,M w ~75100,exact values can be taken from the accompanying certificate of analysis,M n ~73300,~1.02
Poly(methacrylic acid sodium salt),analytical standard, for GPC, 483,000,,,,MFCD00156535,24845262 | 02363 | 25086-62-8 | Fluka | 聚(甲基丙烯酸钠盐) |  | ,,,, | Analytical Standards , Chromatography , Poly(methylacrylic acid sodium salt) , Polymer Standards , Water Soluble Polymers , 分析/色谱 |  | analytical standard,M w ~483000,exact values can be taken from the accompanying certificate of analysis,M n ~429000,~1.12 | , |  |  | analytical standard,M w ~483000,exact values can be taken from the accompanying certificate of analysis,M n ~429000,~1.12
Poly(styrenesulfonic acid sodium salt),analytical standard, for GPC, 210,,,,MFCD00084449, | 81604 | 9080-79-9 | Fluka | 聚(苯乙烯磺酸钠盐) |  | ,,,, | Alphabetical Index of Analytical Standards , Analytical Standards , Chromatography , P , POLB - POLY , Poly(styreneslfonic acid sodium salt) , Polymer Standards , Water Soluble Polymers , 分析/色谱 |  | analytical standard,M w ~208,exact values can be taken from the accompanying certificate of analysis,M p ~208,~1.00 | , |  |  | analytical standard,M w ~208,exact values can be taken from the accompanying certificate of analysis,M p ~208,~1.00
Poly(styrenesulfonic acid sodium salt),standard, for GPC, 1,400,,,,MFCD00084449, | 81605 | 9080-79-9 | Fluka | 聚(苯乙烯磺酸钠盐) |  | ,,,, | Alphabetical Index of Analytical Standards , Analytical Standards , Chromatography , P , POLB - POLY , Poly(styreneslfonic acid sodium salt) , Polymer Standards , Water Soluble Polymers , 分析/色谱 |  | for GPC,M w ~1430,exact values can be taken from the accompanying certificate of analysis,M p ~1370,~1.2 | , |  |  | for GPC,M w ~1430,exact values can be taken from the accompanying certificate of analysis,M p ~1370,~1.2
Poly(styrenesulfonic acid sodium salt),analytical standard, for GPC, 4,300,,,,MFCD00084449, | 81606 | 9080-79-9 | Fluka | 聚(苯乙烯磺酸钠盐) |  | ,,,, | Alphabetical Index of Analytical Standards , Analytical Standards , Chromatography , P , POLB - POLY , Poly(styreneslfonic acid sodium salt) , Polymer Standards , Water Soluble Polymers , 分析/色谱 |  | analytical standard,M w ~4300,exact values can be taken from the accompanying certificate of analysis,M p ~3800,~1.2 | , |  |  | analytical standard,M w ~4300,exact values can be taken from the accompanying certificate of analysis,M p ~3800,~1.2
Poly(styrenesulfonic acid sodium salt),analytical standard, for GPC, 6,800,,,,MFCD00084449, | 81607 | 9080-79-9 | Fluka | 聚(苯乙烯磺酸钠盐) |  | ,,,, | Alphabetical Index of Analytical Standards , Analytical Standards , Chromatography , P , POLB - POLY , Poly(styreneslfonic acid sodium salt) , Polymer Standards , Water Soluble Polymers , 分析/色谱 |  | analytical standard,M w ~6780,exact values can be taken from the accompanying certificate of analysis,M p ~6710,~1.2 | , |  |  | analytical standard,M w ~6780,exact values can be taken from the accompanying certificate of analysis,M p ~6710,~1.2
Poly(styrenesulfonic acid sodium salt),analytical standard, for GPC, 17,000,,,,MFCD00084449, | 81609 | 9080-79-9 | Fluka | 聚(苯乙烯磺酸钠盐) |  | ,,,, | Alphabetical Index of Analytical Standards , Analytical Standards , Chromatography , P , POLB - POLY , Poly(styreneslfonic acid sodium salt) , Polymer Standards , Water Soluble Polymers , 分析/色谱 |  | analytical standard,M w ~16800,exact values can be taken from the accompanying certificate of analysis,M p ~16900,~1.1 | , |  |  | analytical standard,M w ~16800,exact values can be taken from the accompanying certificate of analysis,M p ~16900,~1.1
Poly(styrenesulfonic acid sodium salt),analytical standard, for GPC, 32,000,,,,MFCD00084449, | 81610 | 9080-79-9 | Fluka | 聚(苯乙烯磺酸钠盐) |  | ,,,, | Alphabetical Index of Analytical Standards , Analytical Standards , Chromatography , P , POLB - POLY , Poly(styreneslfonic acid sodium salt) , Polymer Standards , Water Soluble Polymers , 分析/色谱 |  | analytical standard,M w ~32000,exact values can be taken from the accompanying certificate of analysis,M p ~30900,~1.1 | , |  |  | analytical standard,M w ~32000,exact values can be taken from the accompanying certificate of analysis,M p ~30900,~1.1
Poly(styrenesulfonic acid sodium salt),analytical standard, for GPC, 77,000,,,,MFCD00084449, | 81612 | 9080-79-9 | Fluka | 聚(苯乙烯磺酸钠盐) |  | ,,,, | Alphabetical Index of Analytical Standards , Analytical Standards , Chromatography , P , POLB - POLY , Poly(styreneslfonic acid sodium salt) , Polymer Standards , Water Soluble Polymers , 分析/色谱 |  | analytical standard,M w ~77400,exact values can be taken from the accompanying certificate of analysis,M p ~82800,~1.1 | , |  |  | analytical standard,M w ~77400,exact values can be taken from the accompanying certificate of analysis,M p ~82800,~1.1
Poly(styrenesulfonic acid sodium salt),analytical standard, for GPC, 150,000,,,,MFCD00084449, | 81614 | 9080-79-9 | Fluka | 聚(苯乙烯磺酸钠盐) |  | ,,,, | Alphabetical Index of Analytical Standards , Analytical Standards , Chromatography , P , POLB - POLY , Poly(styreneslfonic acid sodium salt) , Polymer Standards , Water Soluble Polymers , 分析/色谱 |  | analytical standard,M w ~149000,exact values can be taken from the accompanying certificate of analysis,M p ~150000,~1.20 | , |  |  | analytical standard,M w ~149000,exact values can be taken from the accompanying certificate of analysis,M p ~150000,~1.20
Poly(styrenesulfonic acid sodium salt),analytical standard, for GPC, 2,600,000,,,,MFCD00084449, | 81617 | 9080-79-9 | Fluka | 聚(苯乙烯磺酸钠盐) |  | ,,,, | Alphabetical Index of Analytical Standards , Analytical Standards , Chromatography , P , POLB - POLY , Poly(styreneslfonic acid sodium salt) , Polymer Standards , Water Soluble Polymers , 分析/色谱 |  | analytical standard,M w ~2613000,exact values can be taken from the accompanying certificate of analysis,M p ~2870000,~1.2 | , |  |  | analytical standard,M w ~2613000,exact values can be taken from the accompanying certificate of analysis,M p ~2870000,~1.2
4,4′-Azobis(4-cyanovaleric acid),≥98.0% (T),HOCOCH,1729856,220-135-0,MFCD00002799,24847250 | 11590 | 2638-94-0 | Aldrich | 4,4'-偶氮双(4-氰基戊酸) |  | ≥98.0% (T),,,2-8°C, | Azo Compounds , Azo/Diazo Compounds , Building Blocks , Chemical Synthesis , Free Radical Initiators , Nitrogen Compounds , Organic Building Blocks , Polymer Science , Polymerization Initiators , Reagents for Polymerization , 材料科学 |  |  | , |  |  | 2-8°C,≥98.0% (T),118-125 °C (dec.)(lit.),≤1% water
4,4′-Azobis(4-cyanovaleric acid),≥75%,HOCOCH,1729856,220-135-0,MFCD00002799,24847360 | 118168 | 2638-94-0 | Aldrich | 4,4'-偶氮双(4-氰基戊酸) | (PDF) | ≥75%,,,2-8°C, | Azo Compounds , Free Radical Initiators , Polymer Science , Polymerization Initiators , Reagents for Polymerization , 材料科学 |  |  | , |  |  | 2-8°C,≥75%,118-125 °C (dec.)(lit.)
1,1′-Azobis(cyclohexanecarbonitrile),98%,NCC,960744,218-254-8,MFCD00046334,24863728 | 380210 | 2094-98-6 | Aldrich | 1,1′-偶氮双(环己烷甲腈) | (PDF) | 98%,,,2-8°C, | Azo Compounds , Chemical Synthesis , Free Radical Initiators , Polymer Science , Polymerization Initiators , Radical Chemistry , Radical Initiators , Reagents for Polymerization , Synthetic Reagents , 材料科学 |  |  | , |  |  | 2-8°C,98%,114-118 °C(lit.)
Azobisisobutyronitrile,12 wt. % in acetone,C,,,MFCD00013808, | 768375 | 78-67-1 | Aldrich | 偶氮二异丁腈 | (PDF) | ,,,2-8°C,0.808 g/mL at 25 °C | Azo Compounds , Free Radical Initiators , Polymer Science , Polymerization Initiators , Reagents for Polymerization , 材料科学 |  | 12 wt. % in acetone,n 20/D 1.368 | , |  |  | 2-8°C,12 wt. % in acetone,n 20/D 1.368,0.808 g/mL at 25 °C
2,2′-Azobis(2-methylpropionamidine) dihydrochloride,granular, 97%,[=NC(CH,3718854,221-070-0,MFCD00142725,24867630 | 440914 | 2997-92-4 | Aldrich | 2,2-偶氮二(2-甲基丙基咪) 二盐酸盐 | (PDF) | 97%,,,175-177 °C(lit.), | Azo Compounds , Free Radical Initiators , Polymer Science , Polymerization Initiators , Reagents for Polymerization , 材料科学 |  | 10 hr(56 °C),granular,acetone, dioxane, methanol, ethanol, DMSO and water: soluble | , |  |  | 10 hr(56 °C),97%,175-177 °C(lit.),granular,acetone, dioxane, methanol, ethanol, DMSO and water: soluble
,98%,(CH,1708400,201-132-3,MFCD00013808,24867330 | 441090 | 78-67-1 | Aldrich | 2,2′-Azobis(2-methylpropionitrile) | (PDF) | 98%,,,2-8°C, | Azo Compounds , Chemical Synthesis , Free Radical Initiators , Polymer Science , Polymerization Initiators , Radical Chemistry , Radical Initiators , Reagents for Polymerization , Synthetic Reagents , 材料科学 |  |  | , |  |  | 2-8°C,98%,102-104 °C (dec.)(lit.)
,recrystallized, 99%,(CH,1708400,201-132-3,MFCD00013808, | 755745 | 78-67-1 | Aldrich | 2,2′-Azobis(2-methylpropionitrile) | (PDF) | 99%,,,−20°C, | Azo Compounds , Free Radical Initiators , Polymer Science , Polymerization Initiators , Reagents for Polymerization , 材料科学 |  | 103-107 °C | , |  |  | 103-107 °C,−20°C,99%,102-104 °C (dec.)(lit.)
Ammonium persulfate,reagent grade, 98%,(NH,,231-786-5,MFCD00003390,24852905 | 215589 | 7727-54-0 | Sigma-Aldrich | 过硫酸铵 | (PDF),38030421 | 98%,,,,7.9 (vs air) | Ammonium Salts , Chemical Synthesis , Essential Chemicals , Free Radical Initiators , Inorganic Peroxides , Oxidizing Agents , Polymer Science , Polymerization Initiators , Reagents for Polymerization , Research Essentials , Salts , Sulfur-Based , Synthetic Reagents , 材料科学 |  | reagent grade | , |  |  | reagent grade,98%,7.9 (vs air)
Hydroxymethanesulfinic acid monosodium salt dihydrate,,HOCH,,205-739-4,MFCD00150598,24849753 | 163511 | 6035-47-8 | Aldrich | 羟基甲亚磺酸 单钠盐 二水合物 | (PDF) | ,,,64-68 °C(lit.), | Building Blocks , Chemical Synthesis , Free Radical Initiators , Inorganic Peroxides , Organic Building Blocks , Polymer Science , Polymerization Initiators , Reagents for Polymerization , Sulfonic/Sulfinic Acid Salts , Sulfur Compounds , 材料科学 |  | water: freely soluble(lit.),alcohol: slightly soluble(lit.) | , |  |  | water: freely soluble(lit.),64-68 °C(lit.),alcohol: slightly soluble(lit.)
Potassium persulfate,ACS reagent, ≥99.0%,K,,231-781-8,MFCD00011386,24852943 | 216224 | 7727-21-1 | Sigma-Aldrich | 过硫酸钾 | (PDF) | ≥99.0%,,,≤0.001% Cl compounds,9.3 (vs air) | C-H Activation , Catalysis and Inorganic Chemistry , Chemical Synthesis , Essential Chemicals , Free Radical Initiators , Inorganic Peroxides , Oxidants , Oxidizing Agents , Polymer Science , Polymerization Initiators , Potassium Salts , Reagents for Polymerization , Research Essentials , Salts , Sulfur-Based , Synthetic Reagents , 材料科学 |  | ACS reagent,heavy metals (as Pb): ≤0.001%,Fe: ≤5 ppm | , |  |  | heavy metals (as Pb): ≤0.001%,≥99.0%,ACS reagent,Fe: ≤5 ppm,≤0.001% Cl compounds,9.3 (vs air)
Sodium persulfate,reagent grade, ≥98%,Na,,231-892-1,MFCD00003501,24852944 | 216232 | 7775-27-1 | Sigma-Aldrich | 过硫酸钠 | (PDF) | ≥98%,,,, | Chemical Synthesis , Essential Chemicals , Free Radical Initiators , Inorganic Peroxides , Oxidizing Agents , Polymer Science , Polymerization Initiators , Reagents for Polymerization , Research Essentials , Salts , Sodium Salts , Sulfur-Based , Synthetic Reagents , 材料科学 |  | reagent grade | , |  |  | reagent grade,≥98%
tert -Butyl hydroperoxide solution,packed in FEP bottles, ~5.5 M in decane (over molecular sieve 4Å),(CH,1098280,,MFCD00002130,24851948 | 19997 | 75-91-2 | Aldrich | 叔丁基过氧化氢 溶液 |  | ,,,2-8°C,0.83 g/mL at 20 °C | Chemical Synthesis , Free Radical Initiators , Organic Peroxides , Oxidizing Agents , Peroxides , Polymer Science , Polymerization Initiators , Reagents for Polymerization , Synthetic Reagents , 材料科学 |  | packed in FEP bottles,~5.5 M in decane (over molecular sieve 4Å),n 20/D 1.403 | , |  |  | 2-8°C,packed in FEP bottles,~5.5 M in decane (over molecular sieve 4Å),n 20/D 1.403,0.83 g/mL at 20 °C
tert -Butyl hydroperoxide solution,5.0-6.0 M in decane,(CH,1098280,,MFCD00002130,24865918 | 416665 | 75-91-2 | Aldrich | 叔丁基过氧化氢 溶液 | (PDF) | ,,,2-8°C,0.808 g/mL at 25 °C | Chemical Synthesis , Free Radical Initiators , Organic Peroxides , Oxidizing Agents , Peroxides , Polymer Science , Polymerization Initiators , Reagents for Polymerization , Synthetic Reagents , 材料科学 |  | 5.0-6.0 M in decane,n 20/D 1.402 | , |  |  | 2-8°C,5.0-6.0 M in decane,<4% water,n 20/D 1.402,0.808 g/mL at 25 °C
tert -Butyl hydroperoxide solution,5.0-6.0 M in nonane,(CH,1098280,,MFCD00002130,24866199 | 418064 | 75-91-2 | Aldrich | 叔丁基过氧化氢 溶液 | (PDF) | ,,,2-8°C,0.817 g/mL at 25 °C | Chemical Synthesis , Free Radical Initiators , Organic Peroxides , Oxidizing Agents , Peroxides , Polymer Science , Polymerization Initiators , Reagents for Polymerization , Synthetic Reagents , 材料科学 |  | 5.0-6.0 M in nonane,n 20/D 1.399 | , |  |  | 2-8°C,5.0-6.0 M in nonane,<4% water,n 20/D 1.399,0.817 g/mL at 25 °C
tert -Butyl peracetate solution,50 wt. % in odorless mineral spirits,CH,,,MFCD00048240,24864203 | 388076 | 107-71-1 | Aldrich | 过氧乙酸叔丁酯 溶液 | (PDF) | ,,,,0.828 g/mL at 25 °C | Catalysis and Inorganic Chemistry , Chemical Synthesis , Free Radical Initiators , Organic Peroxides , Photocatalysis , Polymer Science , Polymerization Initiators , Reagents for Polymerization , 材料科学 |  | 10 hr(101 °C, 0.2 M in benzene),n 20/D 1.412,50 wt. % in odorless mineral spirits | , |  |  | 10 hr(101 °C, 0.2 M in benzene),n 20/D 1.412,50 wt. % in odorless mineral spirits,0.828 g/mL at 25 °C
Cumene hydroperoxide,technical grade, 80%,C,1908117,,MFCD00002129,24854872 | 247502 | 80-15-9 | Aldrich | 过氧化氢异丙苯 | (PDF) | 80%,,100-101 °C/8 mmHg(lit.),,1.03 g/mL at 25 °C | Chemical Synthesis , Enzyme Substrates , Free Radical Initiators , Glutathione Peroxidase , Organic Peroxides , Oxidizing Agents , Peroxides , Polymer Science , Polymerization Initiators , Reagents for Polymerization , Substrates by Enzyme , Synthetic Reagents , 材料科学 , 生化试剂 , 酶、抑制剂和底物 | <0.03 mmHg ( 20 °C) | technical grade,n 20/D 1.5210 | , |  |  | 80%,1.03 g/mL at 25 °C,technical grade,100-101 °C/8 mmHg(lit.),5.4 (vs air),<0.03 mmHg ( 20 °C),n 20/D 1.5210
2,5-Di( tert - butylperoxy) - 2,5- dimethyl- 3- hexyne,technical grade, 90%,(CH,,,MFCD00048242,24878776 | 544604 | 1068-27-5 | Aldrich | 2,5- 二(叔丁基过氧) - 2,5- 二甲基- 3- 己炔 | (PDF) | 90%,,,2-8°C,0.883 g/mL at 25 °C(lit.) | Free Radical Initiators , Organic Peroxides , Polymer Science , Polymerization Initiators , Reagents for Polymerization , 材料科学 |  | technical grade,10 hr(125 °C) | , |  |  | 10 hr(125 °C),90%,0.883 g/mL at 25 °C(lit.),technical grade,2-8°C,active oxygen content, 10 wt. %
2,5-Di( tert - butylperoxy) - 2,5- dimethyl- 3- hexyne, blend,,(CH,,,MFCD00048242,24879069 | 549215 | 1068-27-5 | Aldrich | 2,5- 二(叔丁基过氧) - 2,5- 二甲基- 3- 己炔，混合物 | (PDF) | ,,,2-8°C,1.26 g/mL at 25 °C(lit.) | Free Radical Initiators , Organic Peroxides , Polymer Science , Polymerization Initiators , Reagents for Polymerization , 材料科学 |  | calcium carbonate and silica, ~45 wt. % | , |  |  | calcium carbonate and silica, ~45 wt. %,2-8°C,88 °C (SADT)(lit.),active oxygen content, ~5.2 wt. %,1.26 g/mL at 25 °C(lit.)
Dicumyl peroxide,98%,[C,2056090,201-279-3,MFCD00036227,24859798 | 329541 | 80-43-3 | Aldrich | 过氧化二异丙苯 | (PDF) | 98%,,,2-8°C,1.56 g/mL at 25 °C(lit.) | Chemical Synthesis , Free Radical Initiators , Organic Peroxides , Oxidizing Agents , Peroxides , Polymer Science , Polymerization Initiators , Reagents for Polymerization , Synthetic Reagents , 材料科学 | 15.4 mmHg ( 38 °C) |  | , |  |  | 98%,1.56 g/mL at 25 °C(lit.),2-8°C,39-41 °C(lit.),9.3 (vs air),15.4 mmHg ( 38 °C)
Luperox ® 101, 2,5-Bis( tert - butylperoxy) - 2,5- dimethylhexane,technical grade, 90%,[(CH,,,MFCD00053715,24864204 | 388092 | 78-63-7 | Aldrich | Luperox ® 101, 2,5-双（ 叔 丁基）-2,5-二甲基己烷 | (PDF) | 90%,,55-57 °C/7 mmHg(lit.),2-8°C,0.877 g/mL at 25 °C(lit.) | Free Radical Initiators , Organic Peroxides , Polymer Science , Polymerization Initiators , Reagents for Polymerization , 材料科学 |  | technical grade,10 hr(108 °C),n 20/D 1.423(lit.) | , |  |  | 10 hr(108 °C),90%,0.877 g/mL at 25 °C(lit.),technical grade,2-8°C,55-57 °C/7 mmHg(lit.),n 20/D 1.423(lit.),active oxygen content, >10 wt. %
Luperox ® 101XL45, 2,5-Bis( tert - butylperoxy) - 2,5- dimethylhexane, blend with calcium carbonate and silica,,[(CH,,,MFCD00053715,24873698 | 513520 | 78-63-7 | Aldrich | Luperox ® 101XL, 2,5-Bis( tert -butylperoxy)-2,5-双（ 叔 丁基）-2,5-二甲基己烷, 与碳酸钙及二氧化硅混合 | (PDF) | ,,,2-8°C, | Free Radical Initiators , Organic Peroxides , Polymer Science , Polymerization Initiators , Reagents for Polymerization , 材料科学 |  | ~45 wt. % | , |  |  | 2-8°C,~45 wt. %
Luperox ® 224, 2,4-Pentanedione peroxide solution,~34 wt. % in 4- hydroxy- 4- methyl- 2- pentanone and N -methyl-2-pyrrolidone,C,,,MFCD01742563,24873699 | 513555 | 37187-22-7 | Aldrich | Luperox ® 224, 2,4-丙酮过氧化物 溶液 |  | ,,68 °C,2-8°C,1.068 g/mL at 25 °C | Chemical Synthesis , Free Radical Initiators , Organic Peroxides , Oxidizing Agents , Peroxides , Polymer Science , Polymerization Initiators , Reagents for Polymerization , Synthetic Reagents , 材料科学 |  | ~34 wt. % in 4-hydroxy-4-methyl-2-pent anone and N -methyl-2-pyrrolidone,n 20/D 1.439 | , |  |  | 2-8°C,n 20/D 1.439,~34 wt. % in 4-hydroxy-4-methyl-2-pent anone and N -methyl-2-pyrrolidone,68 °C,1.068 g/mL at 25 °C
Luperox ® 231, 1,1-Bis( tert - butylperoxy) - 3,3,5- trimethylcyclohexane,92%,[(CH,,229-782-3,MFCD00084801,24871659 | 479896 | 6731-36-8 | Aldrich | 1,1- 二(叔丁基过氧) - 3,3,5- 三甲基环己烷 (Luperox ® 231) | (PDF) | 92%,,,2-8°C,0.904 g/mL at 25 °C | Free Radical Initiators , Organic Peroxides , Polymer Science , Polymerization Initiators , Reagents for Polymerization , 材料科学 |  | n 20/D 1.441(lit.) | , |  |  | 2-8°C,92%,n 20/D 1.441(lit.),≥50 °C (SADT)(lit.),0.904 g/mL at 25 °C
Luperox ® 331M80, 1,1-Bis( tert - butylperoxy) cyclohexane solution,~80 wt. % in odorless mineral spirits,C,,,MFCD00084800,24877839 | 531758 | 3006-86-8 | Aldrich | Luperox ® 331M80, 1,1-双（ 叔 丁基）环己烷 溶液 | (PDF) | ,,,2-8°C,0.891 g/mL at 25 °C | Free Radical Initiators , Organic Peroxides , Polymer Science , Polymerization Initiators , Reagents for Polymerization , 材料科学 |  | ~80 wt. % in odorless mineral spirits,n 20/D 1.435 | , |  |  | 0.891 g/mL at 25 °C,2-8°C,65 °C (SADT),~80 wt. % in odorless mineral spirits,n 20/D 1.435,active oxygen content, ~9.7 wt. %
Luperox ® 531M80, 1,1-Bis( tert - amylperoxy) cyclohexane solution,80 wt. % in odorless mineral spirits,C,,,MFCD01863712,24873700 | 513571 | 15667-10-4 | Aldrich | Luperox ® 531M80, 1,1-双（ 叔戊过氧）环己烷 溶液 | (PDF) | ,,,2-8°C,0.898 g/mL at 25 °C | Free Radical Initiators , Organic Peroxides , Polymer Science , Polymerization Initiators , Reagents for Polymerization , 材料科学 |  | 80 wt. % in odorless mineral spirits,n 20/D 1.442 | , |  |  | 2-8°C,80 wt. % in odorless mineral spirits,n 20/D 1.442,0.898 g/mL at 25 °C
Luperox ® A70S, Benzoyl peroxide,70%, remainder water,(C,984320,,MFCD00003071,24882501 | 632651 | 94-36-0 | Aldrich | Luperox ® A70S,过氧化苯甲酰 | (PDF) | 70%,176 °F,,2-8°C, | Chemical Synthesis , Free Radical Initiators , Organic Peroxides , Oxidizing Agents , Peroxides , Polymer Science , Polymerization Initiators , Reagents for Polymerization , Synthetic Reagents , 材料科学 |  |  | , |  |  | 176 °F,2-8°C,70%,105 °C(lit.)
Luperox ® A75, Benzoyl peroxide,75%, remainder water,(C,984320,,MFCD00003071,24873984 | 517909 | 94-36-0 | Aldrich | Luperox ® A75, 过氧化苯甲酰 | (PDF) | 75%,176 °F,,2-8°C, | Chemical Synthesis , Free Radical Initiators , Organic Peroxides , Oxidizing Agents , Peroxides , Polymer Science , Polymerization Initiators , Reagents for Polymerization , Synthetic Reagents , 材料科学 |  |  | , |  |  | 176 °F,2-8°C,75%,105 °C(lit.)
Luperox ® A75FP, Benzoyl peroxide, 75% remainder water,contains 25 wt. % water as stabilizer, 75%,(C,984320,,MFCD00003071,24873694 | 513474 |  | Aldrich | Luperox ® A75FP, 过氧化苯甲酰 | (PDF) | 75%,,,2-8°C, | Chemical Synthesis , Free Radical Initiators , Organic Peroxides , Oxidizing Agents , Peroxides , Polymer Science , Polymerization Initiators , Reagents for Polymerization , Synthetic Reagents , 材料科学 |  | 25 wt. % water as stabilizer,powder | , |  |  | 2-8°C,25 wt. % water as stabilizer,75%,103 °C(lit.),powder
Luperox ® A98, Benzoyl peroxide,reagent grade, ≥98%,(C,984320,202-327-6,MFCD00003071,24850840 | 179981 | 94-36-0 | Sigma-Aldrich | Luperox ® A98 | (PDF) | ≥98%,176 °F,,105 °C(lit.), | Chemical Synthesis , Free Radical Initiators , Organic Peroxides , Oxidizing Agents , Peroxides , Polymer Science , Polymerization Initiators , Reagents for Polymerization , Synthetic Reagents , 材料科学 |  | reagent grade | , |  |  | reagent grade,176 °F,≥98%,105 °C(lit.)
Luperox ® AFR40, Benzoyl peroxide solution,40 wt. % in dibutyl phthalate,(C,,,MFCD00003071,24873692 | 513431 | 94-36-0 | Aldrich | Luperox ® AFR40, 过氧化苯甲酰 溶液 | (PDF) | ,,,2-8°C, | Chemical Synthesis , Free Radical Initiators , Organic Peroxides , Oxidizing Agents , Peroxides , Polymer Science , Polymerization Initiators , Reagents for Polymerization , Synthetic Reagents , 材料科学 |  | 40 wt. % in dibutyl phthalate | , |  |  | 2-8°C,40 wt. % in dibutyl phthalate
Luperox ® ATC50, Benzoyl peroxide,~50 wt. % in tricresyl phosphate,(C,,,MFCD00003071,24873693 | 513466 | 94-36-0 | Aldrich | Luperox ® ATC50, 过氧化苯甲酰 | (PDF) | ,,,2-8°C,1.16 g/mL at 25 °C(lit.) | Chemical Synthesis , Free Radical Initiators , Organic Peroxides , Oxidizing Agents , Peroxides , Polymer Science , Polymerization Initiators , Reagents for Polymerization , Synthetic Reagents , 材料科学 |  | ~50 wt. % in tricresyl phosphate | , |  |  | 2-8°C,~50 wt. % in tricresyl phosphate,1.16 g/mL at 25 °C(lit.)
Luperox ® DDM-9, 2-Butanone peroxide solution,~35 wt. % in 2,2,4- trimethyl- 1,3- pentanediol diisobutyrate,C,1759757,,MFCD00042641,24872944 | 495050 | 1338-23-4 | Aldrich | Luperox ® DDM-9，2-过氧化丁酮 溶液 | (PDF) | ,,,2-8°C,1 g/mL at 25 °C | Chemical Synthesis , Free Radical Initiators , Organic Peroxides , Oxidizing Agents , Peroxides , Polymer Science , Polymerization Initiators , Reagents for Polymerization , Synthetic Reagents , 材料科学 |  | ~35 wt. % in 2,2,4-trimethyl-1,3-penta nediol diisobutyrate,n 20/D 1.437 | , |  |  | 2-8°C,~35 wt. % in 2,2,4-trimethyl-1,3-penta nediol diisobutyrate,n 20/D 1.437,available oxygen, 8-9%,1 g/mL at 25 °C
Luperox ® DHD-9, 2-Butanone peroxide solution,~32 wt. % in phthalate-free plasticizer mixture,C,1759757,,MFCD00042641,24874434 | 524670 | 1338-23-4 | Aldrich | Luperox ® DHD-9，2-过氧化丁酮 溶液 | (PDF) | ,,,2-8°C,0.99 g/mL at 25 °C | Chemical Synthesis , Free Radical Initiators , Organic Peroxides , Oxidizing Agents , Peroxides , Polymer Science , Polymerization Initiators , Reagents for Polymerization , Synthetic Reagents , 材料科学 |  | ~32 wt. % in phthalate-free plasticizer mixture,n 20/D 1.437 | , |  |  | 2-8°C,~32 wt. % in phthalate-free plasticizer mixture,n 20/D 1.437,0.99 g/mL at 25 °C
Luperox ® DI, tert -Butyl peroxide,98%,(CH,1735581,203-733-6,MFCD00008803,24850244 | 168521 | 110-05-4 | Aldrich | 叔丁基过氧化物 (Luperox ® DI) | (PDF) | 98%,,109-110 °C(lit.),2-8°C,0.796 g/mL at 25 °C(lit.) | Chemical Synthesis , Free Radical Initiators , Organic Peroxides , Oxidizing Agents , Peroxides , Polymer Science , Polymerization Initiators , Reagents for Polymerization , Synthetic Reagents , 材料科学 | 40 mmHg ( 20 °C) | n 20/D 1.3891(lit.) | , |  |  | 98%,0.796 g/mL at 25 °C(lit.),2-8°C,109-110 °C(lit.),40 mmHg ( 20 °C),n 20/D 1.3891(lit.)
Luperox ® LP, Lauroyl peroxide,97%,[CH,1804936,203-326-3,MFCD00008964,24857486 | 290785 | 105-74-8 | Aldrich | Luperox ® LP, 过氧化月桂酰 | (PDF) | 97%,,,2-8°C,13.7 (vs air) | Chemical Synthesis , Free Radical Initiators , Organic Peroxides , Oxidizing Agents , Peroxides , Polymer Science , Polymerization Initiators , Reagents for Polymerization , Synthetic Reagents , 材料科学 |  |  | , |  |  | 2-8°C,97%,53-57 °C(lit.),13.7 (vs air)
Luperox ® P, tert -Butyl peroxybenzoate,98%,C,1342734,210-382-2,MFCD00008802,24849787 | 159042 | 614-45-9 | Aldrich | 过氧化苯甲酸叔丁酯 (Luperox ® P) | (PDF) | 98%,,75-76 °C/0.2 mmHg(lit.),2-8°C,1.021 g/mL at 25 °C(lit.) | Building Blocks , C10 to C11 , Carbonyl Compounds , Chemical Synthesis , Esters , Free Radical Initiators , Organic Building Blocks , Organic Peroxides , Polymer Science , Polymerization Initiators , Reagents for Polymerization , 材料科学 | 3.36 mmHg ( 50 °C) | n 20/D 1.499(lit.),water: soluble1.18 g/L | , |  |  | 98%,1.021 g/mL at 25 °C(lit.),water: soluble1.18 g/L,2-8°C,75-76 °C/0.2 mmHg(lit.),6.7 (vs air),3.36 mmHg ( 50 °C),n 20/D 1.499(lit.)
Luperox ® TBEC, tert -Butylperoxy 2-ethylhexyl carbonate,95%,CH,,252-029-5,MFCD01863715,24873703 | 513660 | 34443-12-4 | Aldrich | Luperox ® TBEC, 叔 丁基过氧化碳酸-2-乙基己酯 | (PDF) | 95%,,,2-8°C,0.927 g/mL at 25 °C(lit.) | Free Radical Initiators , Organic Peroxides , Polymer Science , Polymerization Initiators , Reagents for Polymerization , 材料科学 |  | n 20/D 1.428(lit.) | , |  |  | 2-8°C,95%,n 20/D 1.428(lit.),0.927 g/mL at 25 °C(lit.)
Luperox ® TBH70X, tert -Butyl hydroperoxide solution,70 wt. % in H 2 O,(CH,1098280,,MFCD00002130,24869433 | 458139 | 75-91-2 | Aldrich | Luperox ® TBH70X, 叔 丁基过氧化氢 溶液 | (PDF) | ,,96.2 °C,2-8°C,0.93 g/mL at 25 °C | Chemical Synthesis , Free Radical Initiators , Organic Peroxides , Oxidizing Agents , Peroxides , Polymer Science , Polymerization Initiators , Reagents for Polymerization , Synthetic Reagents , 材料科学 |  | 70 wt. % in H 2 O,n 20/D 1.386 | , |  |  | 2-8°C,n 20/D 1.386,70 wt. % in H 2 O,96.2 °C,0.93 g/mL at 25 °C
2- Benzyl- 2- (dimethylamino) - 4′-morpholinobutyrophenone,97%,C,,404-360-3,MFCD00191775,24865321 | 405647 | 119313-12-1 | Aldrich | 2- 苄基- 2- 二甲基氨基- 1- (4- 吗啉苯基) 丁酮 | (PDF) | 97%,,,116-119 °C(lit.), | Acetophenone , Organic Photoinitiators , Polymer Science , Polymerization Initiators , Reagents for Polymerization , 材料科学 |  |  | , |  |  | 97%,116-119 °C(lit.)
4′- tert -Butyl-2′,6′-dimethylacetophenone,98%,(CH,,218-037-8,MFCD00026301,24868633 | 451495 | 2040-10-0 | Aldrich | 4′-叔丁基-2′,6′-二甲基乙酰苯 | (PDF) | 98%,,150 °C/20 mmHg(lit.),47-49 °C(lit.), | Acetophenone , Organic Photoinitiators , Polymer Science , Polymerization Initiators , Reagents for Polymerization , 材料科学 |  |  | , |  |  | 98%,150 °C/20 mmHg(lit.),47-49 °C(lit.)
2,2- Diethoxyacetophenone,>95%,C,2100306,228-220-4,MFCD00009659,24853611 | 227102 | 6175-45-7 | Aldrich | 2,2-二乙氧基苯乙酮 | (PDF) | >95%,,131-134 °C/10 mmHg(lit.),,1.034 g/mL at 25 °C(lit.) | Acetophenone , Organic Photoinitiators , Polymer Science , Polymerization Initiators , Reagents for Polymerization , 材料科学 | 0.01 mmHg ( 20 °C) | n 20/D 1.499(lit.) | , |  |  | >95%,n 20/D 1.499(lit.),0.01 mmHg ( 20 °C),131-134 °C/10 mmHg(lit.),1.034 g/mL at 25 °C(lit.)
2,2- Dimethoxy- 2- phenylacetophenone,99%,C,2054295,246-386-6,MFCD00008475,24851736 | 196118 | 24650-42-8 | Aldrich | 2,2-二甲氧基-苯基苯乙酮 | (PDF) | 99%,,,67-70 °C(lit.), | Acetophenone , Organic Photoinitiators , Polymer Science , Polymerization Initiators , Reagents for Polymerization , 材料科学 |  | human ... ACHE (43), BCHE (590), CES1 (1066) | , |  |  | human ... ACHE (43), BCHE (590), CES1 (1066),99%,67-70 °C(lit.)
Diphenyl(2,4,6- trimethylbenzoyl) phosphine oxide/ 2- hydroxy- 2- methylpropiophenone, blend,,,,,MFCD00192111,24865323 | 405663 |  | Aldrich | (2,4,6- 三甲基苯甲酰基) 二苯基氧化膦/ 2- 羟基- 2- 甲基- 1- 苯基- 1- 丙酮，共混物 | (PDF) | ,,,,1.12 g/mL at 25 °C(lit.) | Acetophenone , Organic Photoinitiators , Polymer Science , Polymerization Initiators , Reagents for Polymerization , 材料科学 |  | n 20/D 1.475(lit.) | , |  |  | n 20/D 1.475(lit.),1.12 g/mL at 25 °C(lit.)
4′-Ethoxyacetophenone,98%,C,,216-825-6,MFCD00009095,24856666 | 275719 | 1676-63-7 | Aldrich | 4-乙氧基苯乙酮 | (PDF) | 98%,,268-269 °C/758 mmHg(lit.),37-39 °C(lit.), | Acetophenone , Organic Photoinitiators , Polymer Science , Polymerization Initiators , Reagents for Polymerization , 材料科学 |  |  | , |  |  | 98%,268-269 °C/758 mmHg(lit.),37-39 °C(lit.)
3′-Hydroxyacetophenone,≥99%,HOC,2040676,204-494-0,MFCD00002298,24859714 | 328103 | 121-71-1 | Aldrich | 3′-羟基苯乙酮 | (PDF) | ≥99%,,296 °C(lit.),90-95 °C(lit.),1.1 g/mL at 25 °C(lit.) | Acetophenone , Building Blocks , C7 to C8 , Carbonyl Compounds , Chemical Synthesis , Ketones , Organic Building Blocks , Organic Photoinitiators , Polymer Science , Polymerization Initiators , Reagents for Polymerization , 材料科学 |  |  | , |  |  | ≥99%,296 °C(lit.),90-95 °C(lit.),1.1 g/mL at 25 °C(lit.)
4′-Hydroxyacetophenone,99%,HOC,774355,202-802-8,MFCD00002359,24856821 | 278564 | 99-93-4 | Aldrich | 对羟基苯乙酮 | (PDF) | 99%,,147-148 °C/3 mmHg(lit.),109-111 °C(lit.), | Acetophenone , Building Blocks , C7 to C8 , Carbonyl Compounds , Chemical Synthesis , Ketones , Organic Building Blocks , Organic Photoinitiators , Polymer Science , Polymerization Initiators , Reagents for Polymerization , 材料科学 |  | 95% ethanol: soluble5%, colorless to faintly yellow | , |  |  | 99%,147-148 °C/3 mmHg(lit.),109-111 °C(lit.),95% ethanol: soluble5%, colorless to faintly yellow
1-Hydroxycyclohexyl phenyl ketone,99%,HOC,,213-426-9,MFCD00059561,24865319 | 405612 | 947-19-3 | Aldrich | 1-羟基环己基苯基酮 | (PDF) | 99%,,175 °C/15 mmHg(lit.),47-50 °C(lit.), | Acetophenone , Organic Photoinitiators , Polymer Science , Polymerization Initiators , Reagents for Polymerization , 材料科学 |  |  | , |  |  | 99%,175 °C/15 mmHg(lit.),47-50 °C(lit.)
2-Hydroxy-4′-(2-hydroxyethoxy)-2-methylpropiophenone,98%,HOCH,,,MFCD00085267,24865712 | 410896 | 106797-53-9 | Aldrich | 2- 羟基- 4′- (2- 羟乙氧基) - 2- 甲基苯丙酮 | (PDF) | 98%,,,88-90 °C(lit.), | Acetophenone , Organic Photoinitiators , Polymer Science , Polymerization Initiators , Reagents for Polymerization , 材料科学 |  |  | , |  |  | 98%,88-90 °C(lit.)
2- Hydroxy- 2- methylpropiophenone,97%,C,,231-272-0,MFCD00040710,24865322 | 405655 | 7473-98-5 | Aldrich | 2-羟基-2-甲基-1-苯基-1-丙酮 | (PDF) | 97%,,102-103 °C/4 mmHg(lit.),,1.077 g/mL at 25 °C(lit.) | Acetophenone , Organic Photoinitiators , Polymer Science , Polymerization Initiators , Reagents for Polymerization , 材料科学 |  | n 20/D 1.533(lit.) | , |  |  | 97%,102-103 °C/4 mmHg(lit.),n 20/D 1.533(lit.),1.077 g/mL at 25 °C(lit.)
2-Methyl-4′-(methylthio)-2-morpholinopropiophenone,98%,C,,400-600-6,MFCD00083014,24865320 | 405639 | 71868-10-5 | Aldrich | 2- 甲基- 1- (4- 甲硫基苯基) - 2- 吗啉基- 1- 丙酮 | (PDF) | 98%,,,74-76 °C(lit.), | Acetophenone , Organic Photoinitiators , Polymer Science , Polymerization Initiators , Reagents for Polymerization , 材料科学 |  |  | , |  |  | 98%,74-76 °C(lit.)
4′-Phenoxyacetophenone,98%,C,,,MFCD00008744,24857484 | 290742 | 5031-78-7 | Aldrich | 4′-苯氧基苯乙酮 | (PDF) | 98%,,200 °C/12 mmHg(lit.),50-52 °C(lit.), | Acetophenone , Organic Photoinitiators , Polymer Science , Polymerization Initiators , Reagents for Polymerization , 材料科学 |  |  | , |  |  | 98%,200 °C/12 mmHg(lit.),50-52 °C(lit.)
Benzoin,purified by sublimation, ≥99.5%,C,391839,204-331-3,MFCD00004496,24864811 | 399396 | 119-53-9 | Aldrich | 安息香 | (PDF) | ≥99.5%,,194 °C/12 mmHg(lit.),134-138 °C(lit.), | Benzil and Benzoin Compounds , Organic Photoinitiators , Polymer Science , Polymerization Initiators , Reagents for Polymerization , 材料科学 |  | human ... ACHE (43), BCHE (590), CES1 (1066),sublimation | , |  |  | human ... ACHE (43), BCHE (590), CES1 (1066),sublimation,194 °C/12 mmHg(lit.),134-138 °C(lit.),≥99.5%
Benzoin,98%,C,391839,204-331-3,MFCD00004496,24892088 | B8681 | 119-53-9 | Aldrich | 安息香 | (PDF) | 98%,,194 °C/12 mmHg(lit.),134-138 °C(lit.), | Benzil and Benzoin Compounds , Building Blocks , C13 to C14 , Carbonyl Compounds , Chemical Synthesis , Derivatization Reagents , Derivatization Reagents HPLC , Ketones , Organic Building Blocks , Organic Photoinitiators , Polymer Science , Polymerization Initiators , Reagents for Polymerization , UV-VIS , 分析/色谱 , 分析试剂 , 材料科学 |  | human ... ACHE (43), BCHE (590), CES1 (1066) | , |  |  | human ... ACHE (43), BCHE (590), CES1 (1066),98%,194 °C/12 mmHg(lit.),134-138 °C(lit.)
Benzoin ethyl ether,97%,C,2053926,,MFCD00009242,24850393 | 172006 | 574-09-4 | Aldrich | 苯偶姻乙醚 | (PDF) | 97%,,,59-61 °C(lit.), | Benzil and Benzoin Compounds , Organic Photoinitiators , Polymer Science , Polymerization Initiators , Reagents for Polymerization , 材料科学 |  |  | , |  |  | 97%,59-61 °C(lit.)
Benzoin methyl ether,99%,C,2052112,222-538-7,MFCD00008492,24871610 | 479314 | 3524-62-7 | Aldrich | 安息香甲基醚 | (PDF) | 99%,,,47.5-48.5 °C(lit.), | Benzil and Benzoin Compounds , Organic Photoinitiators , Polymer Science , Polymerization Initiators , Reagents for Polymerization , 材料科学 |  | powder | , |  |  | 99%,47.5-48.5 °C(lit.),powder
Benzoin methyl ether,96%,C,2052112,222-538-7,MFCD00008492,24892090 | B8703 | 3524-62-7 | Aldrich | 安息香甲基醚 | (PDF) | 96%,,,47.5-48.5 °C(lit.), | Benzil and Benzoin Compounds , Organic Photoinitiators , Polymer Science , Polymerization Initiators , Reagents for Polymerization , 材料科学 |  |  | , |  |  | 96%,47.5-48.5 °C(lit.)
4,4′-Dimethoxybenzoin,95%,4-(CH,486157,204-330-8,MFCD00008411,24891373 | A88409 | 119-52-8 | Aldrich | 对二甲氧苯偶姻 | (PDF) | 95%,,,108-111 °C(lit.), | Benzil and Benzoin Compounds , Organic Photoinitiators , Polymer Science , Polymerization Initiators , Reagents for Polymerization , 材料科学 |  | human ... ACHE (43), BCHE (590), CES1 (1066) | , |  |  | human ... ACHE (43), BCHE (590), CES1 (1066),95%,108-111 °C(lit.)
4,4′-Dimethylbenzil,97%,CH,,222-388-2,MFCD00008554,24848795 | 146706 | 3457-48-5 | Aldrich | 4,4′-二甲基苯偶酰 | (PDF) | 97%,,,102-104 °C(lit.), | Benzil and Benzoin Compounds , Organic Photoinitiators , Polymer Science , Polymerization Initiators , Reagents for Polymerization , 材料科学 |  | human ... ACHE (43), BCHE (590), CES1 (1066) | , |  |  | human ... ACHE (43), BCHE (590), CES1 (1066),97%,102-104 °C(lit.)
Benzophenone,purified by sublimation, ≥99%,(C,1238185,204-337-6,MFCD00003076,24866768 | 427551 | 119-61-9 | Aldrich | 二苯甲酮 | (PDF) | ≥99%,,305 °C(lit.),47-51 °C(lit.), | Benzophenone , Organic Photoinitiators , Polymer Science , Polymerization Initiators , Reagents for Polymerization , 材料科学 | 1 mmHg ( 108 °C) | rat ... Ar (24208),sublimation | , |  |  | ≥99%,305 °C(lit.),47-51 °C(lit.),rat ... Ar (24208),sublimation,1 mmHg ( 108 °C)
Benzophenone,ReagentPlus ® , ≥99%,(C,1238185,204-337-6,MFCD00003076,24854394 | 239852 | 119-61-9 | Sigma-Aldrich | 二苯甲酮 |  | ≥99%,,305 °C(lit.),47-51 °C(lit.), | Benzophenone , Organic Photoinitiators , Polymer Science , Polymerization Initiators , Reagents for Polymerization , 材料科学 | 1 mmHg ( 108 °C) | ReagentPlus ®,rat ... Ar (24208) | , |  |  | ≥99%,ReagentPlus ®,305 °C(lit.),47-51 °C(lit.),rat ... Ar (24208),1 mmHg ( 108 °C)
Benzophenone-3,3′,4,4′-tetracarboxylic dianhydride,purified by sublimation, 96%,C,761777,219-348-1,MFCD00005923,24855743 | 262463 | 2421-28-5 | Aldrich | 3,3',4,4'-二苯甲酮四甲酸二酐 | (PDF) | 96%,975 °F,,218-222 °C(lit.),1.4 (vs air) | Benzophenone , Organic Photoinitiators , Polymer Science , Polymerization Initiators , Reagents for Polymerization , 材料科学 | <0.1 mmHg ( 0 °C) | sublimation,16 % | , |  |  | 96%,218-222 °C(lit.),1.4 (vs air),975 °F,sublimation,<0.1 mmHg ( 0 °C),16 %
4-Benzoylbiphenyl,99%,C,,218-345-2,MFCD00003079,24891575 | B12601 | 2128-93-0 | Aldrich | 4-苯甲酰基联苯 | (PDF) | 99%,,419-420 °C(lit.),99-101 °C(lit.), | Benzophenone , Organic Photoinitiators , Polymer Science , Polymerization Initiators , Reagents for Polymerization , 材料科学 |  |  | , |  |  | 99%,419-420 °C(lit.),99-101 °C(lit.)
4,4′-Bis[2-(1-propenyl)phenoxy]benzophenone, mixture of cis and trans,97%,(CH,,,MFCD00216597,24867097 | 432768 | 109423-33-8 | Aldrich | 4,4'- 二[2- (1- 丙烯基) 苯氧基] 二苯甲酮，顺反混合物 | (PDF) | 97%,,,2-8°C, | Benzophenone , Organic Photoinitiators , Polymer Science , Polymerization Initiators , Reagents for Polymerization , 材料科学 |  |  | , |  |  | 2-8°C,97%,43-45 °C(lit.)
3,4- Dimethylbenzophenone,99%,(CH,,219-916-9,MFCD00008525,24893454 | D149675 | 2571-39-3 | Aldrich | 3,4-二甲基二苯甲酮 | (PDF) | 99%,,,45-47 °C(lit.), | Benzophenone , Organic Photoinitiators , Polymer Science , Polymerization Initiators , Reagents for Polymerization , 材料科学 |  |  | , |  |  | 99%,45-47 °C(lit.)
3- Hydroxybenzophenone,99%,HOC,,235-879-1,MFCD00002297,24853171 | 220434 | 13020-57-0 | Aldrich | 3-羟基苯甲酮 | (PDF) | 99%,,,113-115 °C(lit.), | Benzophenone , Organic Photoinitiators , Polymer Science , Polymerization Initiators , Reagents for Polymerization , 材料科学 |  |  | , |  |  | 99%,113-115 °C(lit.)
4- Hydroxybenzophenone,98%,HOC,777776,214-507-1,MFCD00002355,24895497 | H20202 | 1137-42-4 | Aldrich | 4-羟基二苯甲酮 | (PDF) | 98%,,,132-135 °C(lit.), | Benzophenone , Organic Photoinitiators , Polymer Science , Polymerization Initiators , Reagents for Polymerization , 材料科学 |  | rat ... Ar (24208) | , |  |  | rat ... Ar (24208),98%,132-135 °C(lit.)
2-Methylbenzophenone,98%,CH,,205-032-0,MFCD00008518,24849684 | 157538 | 131-58-8 | Aldrich | 2-甲基二苯甲酮 | (PDF) | 98%,,125-127 °C/0.3 mmHg(lit.),,1.083 g/mL at 25 °C(lit.) | Benzophenone , Organic Photoinitiators , Polymer Science , Polymerization Initiators , Reagents for Polymerization , 材料科学 |  | n 20/D 1.5958(lit.) | , |  |  | 98%,125-127 °C/0.3 mmHg(lit.),n 20/D 1.5958(lit.),1.083 g/mL at 25 °C(lit.)
3-Methylbenzophenone,99%,CH,,211-401-7,MFCD00008535,24851858 | 198056 | 643-65-2 | Aldrich | 3-甲基二苯甲酮 | (PDF) | 99%,,183-185 °C/16 mmHg(lit.),,1.095 g/mL at 25 °C(lit.) | Benzophenone , Organic Photoinitiators , Polymer Science , Polymerization Initiators , Reagents for Polymerization , 材料科学 |  | n 20/D 1.597(lit.) | , |  |  | 99%,183-185 °C/16 mmHg(lit.),n 20/D 1.597(lit.),1.095 g/mL at 25 °C(lit.)
4-Methylbenzophenone,99%,CH,,205-159-1,MFCD00008553,24896789 | M29959 | 134-84-9 | Aldrich | 4-甲基二苯甲酮 | (PDF) | 99%,,326 °C(lit.),56.5-57 °C(lit.), | Benzophenone , Organic Photoinitiators , Polymer Science , Polymerization Initiators , Reagents for Polymerization , 材料科学 |  |  | , |  |  | 99%,326 °C(lit.),56.5-57 °C(lit.)
Methyl benzoylformate,98%,C,1100868,239-263-3,MFCD00008443,24896791 | M30507 | 15206-55-0 | Aldrich | 苯甲酰甲酸甲酯 | (PDF) | 98%,,246-248 °C(lit.),,1.155 g/mL at 25 °C(lit.) | Benzophenone , Organic Photoinitiators , Polymer Science , Polymerization Initiators , Reagents for Polymerization , 材料科学 |  | n 20/D 1.526(lit.) | , |  |  | 98%,246-248 °C(lit.),n 20/D 1.526(lit.),1.155 g/mL at 25 °C(lit.)
1-Naphthyl diphenylsulfonium triflate,,C,,,MFCD04038883,24883768 | 650706 | 116808-69-6 | Aldrich | 1-萘基二苯基锍三氟甲磺酸盐 |  | ,,,132-136 °C(lit.), | Cationic Photoinitiators , Organic Photoinitiators , Polymer Science , Polymerization Initiators , Reagents for Polymerization , 材料科学 |  | λ max 298 nm | , |  |  | λ max 298 nm,132-136 °C(lit.)
Triarylsulfonium hexafluoroantimonate salts, mixed,50 wt. % in propylene carbonate,,,,MFCD03411230,24884009 | 654027 | 109037-75-4 | Aldrich | 三芳基锍六氟锑酸盐混合物 | (PDF) | ,,>220 °C,,1.410 g/mL at 25 °C | Cationic Photoinitiators , Organic Photoinitiators , Polymer Science , Polymerization Initiators , Reagents for Polymerization , 材料科学 |  | 50 wt. % in propylene carbonate,n 20/D 1.502 | , |  |  | n 20/D 1.502,50 wt. % in propylene carbonate,>220 °C,1.410 g/mL at 25 °C
Anthraquinone- 2- sulfonic acid sodium salt monohydrate,97%,C,,205-009-5,MFCD00149068,24847530 | 123242 | 153277-35-1 | Aldrich | 蒽醌-2-磺酸 钠盐 一水合物 | (PDF) | 97%,,,4.0-6.0% water (Karl Fischer), | Building Blocks , Chemical Synthesis , Miscellaneous , Organic Building Blocks , Organic Photoinitiators , Polymer Science , Polymerization Initiators , Reagents for Polymerization , Sulfonic/Sulfinic Acid Salts , Sulfur Compounds , 材料科学 |  |  | , |  |  | 97%,4.0-6.0% water (Karl Fischer)
Camphorquinone,97%,C,1909463,233-814-1,MFCD00064160,24847632 | 124893 | 10373-78-1 | Aldrich | 樟脑醌 | (PDF) | 97%,,,197-203 °C(lit.), | Miscellaneous , Organic Photoinitiators , Polymer Science , Polymerization Initiators , Reagents for Polymerization , 材料科学 |  |  | , |  |  | 97%,197-203 °C(lit.)
Diphenyl(2,4,6- trimethylbenzoyl) phosphine oxide,97%,(CH,,278-355-8,MFCD00192110,24866046 | 415952 | 75980-60-8 | Aldrich | (2,4,6- 三甲基苯甲酰基) 二苯基氧化膦 | (PDF) | 97%,,,88-92 °C(lit.), | Miscellaneous , Organic Photoinitiators , Polymer Science , Polymerization Initiators , Reagents for Polymerization , 材料科学 |  |  | , |  |  | 97%,88-92 °C(lit.)
Phenylbis(2,4,6- trimethylbenzoyl) phosphine oxide,97%, powder,[(CH,,423-340-5,MFCD01863675,24873541 | 511447 | 162881-26-7 | Aldrich | 苯基双(2,4,6- 三甲基苯甲酰基) 氧化膦 | (PDF) | 97%,,,131-135 °C(lit.), | Miscellaneous , Organic Photoinitiators , Polymer Science , Polymerization Initiators , Reagents for Polymerization , 材料科学 |  | powder,acetone, acetonitrile, toluene, and hexanediol diacrylate: soluble | , |  |  | 97%,131-135 °C(lit.),powder,acetone, acetonitrile, toluene, and hexanediol diacrylate: soluble
1-Chloro-4-propoxy-9 H -thioxanthen-9-one,97%,C,,,MFCD00191928,24865366 | 406309 | 142770-42-1 | Aldrich | 1-氯-4-丙氧基硫杂蒽-9-酮 | (PDF) | 97%,,,99-103 °C(lit.), | Organic Photoinitiators , Polymer Science , Polymerization Initiators , Reagents for Polymerization , Thioxanthones , 材料科学 |  |  | , |  |  | 97%,99-103 °C(lit.)
2- Chlorothioxanthen- 9- one,98%,C,,201-667-2,MFCD00005067,24892945 | C72404 | 86-39-5 | Aldrich | 2-氯噻吨-9-酮 | (PDF) | 98%,,,153-154 °C(lit.), | Organic Photoinitiators , Polymer Science , Polymerization Initiators , Reagents for Polymerization , Thioxanthones , 材料科学 |  |  | , |  |  | 98%,153-154 °C(lit.)
2,4-Diethyl-9 H -thioxanthen-9-one,98%,C,,280-041-0,MFCD00082910,24865369 | 406368 | 82799-44-8 | Aldrich | 2,4-二乙基噻唑酮 | (PDF) | 98%,,,66-70 °C(lit.), | Organic Photoinitiators , Polymer Science , Polymerization Initiators , Reagents for Polymerization , Thioxanthones , 材料科学 |  |  | , |  |  | 98%,66-70 °C(lit.)
Isopropyl-9 H -thioxanthen-9-one, mixture of 2- and 4-isomers,97%,C,,,MFCD00192247,24865367 | 406317 | 75081-21-9 | Aldrich | 异丙基-9 H -噻吨-9-酮（2、4位异构体混合物） | (PDF) | 97%,,,, | Organic Photoinitiators , Polymer Science , Polymerization Initiators , Reagents for Polymerization , Thioxanthones , 材料科学 |  |  | , |  |  | 97%
10- Methylphenothiazine,98%,C,,214-896-8,MFCD00041836,24866627 | 425346 | 1207-72-3 | Aldrich | 10-甲基吩噻嗪 |  | 98%,,,99-101 °C(lit.), | Organic Photoinitiators , Polymer Science , Polymerization Initiators , Reagents for Polymerization , Thioxanthones , 材料科学 |  |  | , |  |  | 98%,99-101 °C(lit.)
Thioxanthen-9-one,97%,C,140978,207-749-4,MFCD00005066,24900139 | T34002 | 492-22-8 | Aldrich | 噻吨-9-酮 | (PDF) | 97%,,371-373 °C/715 mmHg(lit.),210-213 °C(lit.), | Organic Photoinitiators , Polymer Science , Polymerization Initiators , Reagents for Polymerization , Thioxanthones , 材料科学 |  | rat ... Maoa (29253), Maob (25750) | , |  |  | rat ... Maoa (29253), Maob (25750),97%,371-373 °C/715 mmHg(lit.),210-213 °C(lit.)
Activated Nickel Catalyst,,,,,MFCD00011137, | 83440 | 7440-02-0 | Aldrich | 活性镍催化剂 |  | 90-95% Ni basis (content, ICP),,,, | Catalysis and Inorganic Chemistry , Chemical Synthesis , Nickel |  | limited shelf life, expiry date on the label,Application Test Activity ((Nitrobenzene hydrogenation) >= 22 ml/min*g),suspension (water) | , |  |  | limited shelf life, expiry date on the label,90-95% Ni basis (content, ICP),Application Test Activity ((Nitrobenzene hydrogenation) >= 22 ml/min*g),suspension (water)
,Aldrich CPR,C,,,MFCD08461028, | CDS018868 |  | Aldrich | alizarin nickel complex |  | ,,,, | Catalysis and Inorganic Chemistry , Chemical Synthesis , Nickel |  |  | ,
Aluminum-nickel catalyst,Al-Ni 50:50 wt. %,AlNi,,,MFCD00167392,24853255 | 221651 | 12635-27-7 | Aldrich | 铝镍合金催化剂 | (PDF) | ,,,Al-Ni, 50:50 wt. %,3.46 g/mL at 25 °C(lit.) | Catalysis and Inorganic Chemistry , Chemical Synthesis , Nickel |  | W.R. Grace and Co. Raney ® | , |  |  | W.R. Grace and Co. Raney ®,Al-Ni, 50:50 wt. %,3.46 g/mL at 25 °C(lit.)
Ammonium nickel(II) sulfate hexahydrate,purum p.a., ≥98.0% (KT),(NH,,239-793-5,MFCD00150260,24846483 | 09885 | 7785-20-8 | Aldrich | 硫酸镍(II)胺 六水合物 |  | ≥98.0% (KT),,,85-89 °C(lit.), | Ammonium Salts , Catalysis and Inorganic Chemistry , Chemical Synthesis , Essential Chemicals , Nickel , Research Essentials , Salts |  | purum p.a.,Zn: ≤50 mg/kg,chloride (Cl - ): ≤50 mg/kg,Ca: ≤50 mg/kg | , |  |  | Zn: ≤50 mg/kg,≥98.0% (KT),purum p.a.,Ca: ≤50 mg/kg,85-89 °C(lit.),chloride (Cl - ): ≤50 mg/kg
Bis(1,5- cyclooctadiene) nickel(0),,C,,215-072-0,MFCD00058902,24854723 | 244988 | 1295-35-8 | Aldrich | 双(1,5-环辛二烯)镍(O) | (PDF) | ,,,−20°C, | Catalysis and Inorganic Chemistry , Chemical Synthesis , Nickel , Non-Precious Metal Catalysis |  |  | , |  |  | −20°C,60 °C (dec.)(lit.)
2,3- Bis(2,6- diisopropylphenylimino) butane nickel(II) dibromide,≥97.0% (AT),C,,,MFCD06796948, | 690392 | 75180-85-7 | Aldrich | 2,3- 双(2,6- 二异丙苯基亚氨基) 丁烷二溴化镍(II) |  | ≥97.0% (AT),,,, | Catalysis and Inorganic Chemistry , Chemical Synthesis , Nickel |  |  | , |  |  | ≥97.0% (AT)
Bis[(2- dimethylamino) phenyl] amine nickel(II) chloride,≥97% (AT),C,,,MFCD17015253, | 728551 | 1033772-47-2 | Aldrich | 双[(2- 二甲氨基) 苯基] 胺氯化镍(II) |  | ≥97% (AT),,,, | Catalysis and Inorganic Chemistry , Chemical Synthesis , Nickel |  |  | , |  |  | ≥97% (AT)
[1,2- Bis(diphenylphosphino) ethane] dichloronickel(II),,[(C,,,MFCD00013313,24859721 | 328219 | 14647-23-5 | Aldrich | [1,2- 双(二苯基膦) 乙烷] 二氯化镍(II) | (PDF) | ,,,263-265 °C(lit.), | Catalysis and Inorganic Chemistry , Chemical Synthesis , Nickel , Non-Precious Metal Catalysis |  |  | , |  |  | 263-265 °C(lit.)
[1,1′-Bis(diphenylphosphino)ferrocene]dichloronickel(II),97%,C,,,MFCD00270284,24870665 | 470554 | 67292-34-6 | Aldrich | [1,1′- 双(二苯基膦) 二茂铁] 二氯化镍(II) | (PDF) | 97%,,,285 °C (dec.)(lit.), | Catalysis and Inorganic Chemistry , Chemical Synthesis , Nickel , Non-Precious Metal Catalysis |  |  | , |  |  | 97%,285 °C (dec.)(lit.)
[1,3- Bis(diphenylphosphino) propane] dichloronickel(II),,[(C,,,MFCD00015318,24860309 | 335363 | 15629-92-2 | Aldrich | [1,3- 双(二苯基膦) 丙烷] 二氯化镍(II) | (PDF) | ,,,213 °C (dec.)(lit.), | Catalysis and Inorganic Chemistry , Chemical Synthesis , Nickel |  |  | , |  |  | 213 °C (dec.)(lit.)
Bis(isopropylcyclopentadienyl) nickel,97%,C,,,MFCD01862459, | 710539 | 57197-55-4 | Aldrich | 双(异丙基环戊二烯)镍 | (PDF) | 97%,,,−20°C,1.129 g/mL at 25 °C | Catalysis and Inorganic Chemistry , Chemical Synthesis , Nickel |  | 1.15 g/mL at 25 °C | , |  |  | 1.15 g/mL at 25 °C,−20°C,97%,1.129 g/mL at 25 °C
Bis(methylcyclopentadienyl) nickel(II),97%,Ni(C,,,MFCD01863654,24873505 | 510475 | 1293-95-4 | Aldrich | 双(甲基环戊二烯)镍(II) |  | 97%,,85-90 °C/1 mmHg(lit.),2-8°C, | Catalysis and Inorganic Chemistry , Chemical Synthesis , Nickel |  | liquid | , |  |  | 2-8°C,97%,85-90 °C/1 mmHg(lit.),34-36 °C(lit.),liquid
N , N ′-Bis(salicylidene)ethylenediaminonickel(II),98%,[-CH,,,MFCD00012041,24856287 | 268658 | 14167-20-5 | Aldrich | N , N ′-二(亚水杨基)乙烯二氨基镍(II) |  | 98%,,,, | Catalysis and Inorganic Chemistry , Chemical Synthesis , Nickel |  |  | , |  |  | 98%
Bis(tetramethylcyclopentadienyl) nickel(II),,C,,,MFCD01862460,24880031 | 562408 | 79019-60-6 | Aldrich | 双(四甲基环戊二烯)镍(II) |  | ,,,107-112 °C(lit.), | Catalysis and Inorganic Chemistry , Chemical Synthesis , Nickel |  |  | , |  |  | 107-112 °C(lit.)
Bis(tricyclohexylphosphine) nickel(II) dichloride,97%,C,,,MFCD11973802, | 708526 | 19999-87-2 | Aldrich | 双(三环己基膦)二氯化镍(II) |  | 97%,,,284 °C, | Catalysis and Inorganic Chemistry , Chemical Synthesis , Nickel , Non-Precious Metal Catalysis |  |  | , |  |  | 97%,284 °C
Bis(triphenylphosphine) dicarbonylnickel,,[(C,,235-851-9,MFCD00009591,24852811 | 213934 | 13007-90-4 | Aldrich | 双三苯基膦二羰基镍 | (PDF) | ,,,2-8°C, | Catalysis and Inorganic Chemistry , Chemical Synthesis , Nickel , Non-Precious Metal Catalysis |  |  | , |  |  | 2-8°C,206-209 °C(lit.)
Bis(triphenylphosphine) nickel(II) dichloride,synthesis grade,[(C,,238-154-8,MFCD00009592,24854218 | 237116 | 14264-16-5 | Aldrich | 双(三苯基膦)氯化镍(II) | (PDF) | ,,,250 °C (dec.)(lit.), | Catalysis and Inorganic Chemistry , Chemical Synthesis , Nickel |  | synthesis grade | , |  |  | synthesis grade,250 °C (dec.)(lit.)
Chloro(cyclopentadienyl) (triphenylphosphine) nickel(II),97%,C,,,MFCD02093655,24873638 | 512516 | 31904-79-7 | Aldrich | 氯(环戊二烯基)(三苯膦)镍(II) |  | 97%,,,175 °C (dec.)(lit.), | Catalysis and Inorganic Chemistry , Chemical Synthesis , Nickel |  |  | , |  |  | 97%,175 °C (dec.)(lit.)
Chloro(ethylcyclopentadienyl) (triphenylphosphinenickel(II),97%,C,,,MFCD02093654,24873636 | 512508 | 149272-90-2 | Aldrich | 氯(乙烯环戊二烯)(三苯基膦镍) |  | 97%,,,180 °C (dec.)(lit.), | Catalysis and Inorganic Chemistry , Chemical Synthesis , Nickel |  |  | , |  |  | 97%,180 °C (dec.)(lit.)
Dibromobis(tributylphosphine) nickel(II),97%,{[CH,,,MFCD00074946,24859992 | 331694 | 15242-92-9 | Aldrich | 双(三丁基膦)二溴化镍 | (PDF) | 97%,,,55-56 °C(lit.), | Catalysis and Inorganic Chemistry , Chemical Synthesis , Nickel |  |  | , |  |  | 97%,55-56 °C(lit.)
Dibromobis(triphenylphosphine) nickel(II),99%,[(C,,,MFCD00015865,24859994 | 331708 | 14126-37-5 | Aldrich | 双(三苯基膦)二溴化镍 | (PDF) | 99%,,,219-223 °C(lit.), | Catalysis and Inorganic Chemistry , Chemical Synthesis , Nickel , Non-Precious Metal Catalysis |  |  | , |  |  | 99%,219-223 °C(lit.)
,97%,C,,,MFCD22572664, | 761273 | 37504-45-3 | Aldrich | Dichloro[1,2- bis(diethylphosphino) ethane] nickel(II) | (PDF) | 97%,,,227-264 °C (decomposition), | Catalysis and Inorganic Chemistry , Chemical Synthesis , Nickel |  |  | , |  |  | 97%,227-264 °C (decomposition)
Dichlorobis(tributylphosphine) nickel(II),,{[CH,,,MFCD00049260,24860021 | 332062 | 15274-43-8 | Aldrich | 二氯二(三丁基膦)镍(II) |  | ,,,2-8°C, | Catalysis and Inorganic Chemistry , Chemical Synthesis , Nickel |  |  | , |  |  | 2-8°C,43-45 °C(lit.)
Dichlorobis(trimethylphosphine) nickel(II),97%,[((CH,,,MFCD03412128,24880384 | 567671 | 19232-05-4 | Aldrich | 二氯二(三甲基膦)镍(II) | (PDF) | 97%,,,194-199 °C(lit.), | Catalysis and Inorganic Chemistry , Chemical Synthesis , Nickel |  | 244 nm | , |  |  | 244 nm,97%,194-199 °C(lit.)
Hexaamminenickel(II) bromide,99.999%,[Ni(NH,,,MFCD04039935,24880766 | 574945 | 13601-55-3 | Aldrich | 溴化镍六胺络合物 |  | 99.999%,,,, | Catalysis and Inorganic Chemistry , Chemical Synthesis , Nickel |  | solid | , |  |  | 99.999%,solid
,Aldrich CPR,C,,,MFCD04038737, | CDS007231 |  | Aldrich | methallylnickel chloride dimer |  | ,,,, | Catalysis and Inorganic Chemistry , Chemical Synthesis , Nickel |  |  | ,
Nickel(II) acetylacetonate,technical grade, 90%,Ni(C,4157970,221-875-7,MFCD00000024,24859796 | 329509 | 3264-82-2 | Aldrich | 乙酰丙酮镍(II) |  | 90%,,,230 °C (dec.)(lit.), | Catalysis and Inorganic Chemistry , Chemical Synthesis , Nickel |  | technical grade,solid | , |  |  | technical grade,90%,230 °C (dec.)(lit.),solid
Nickel atomic spectroscopy standard concentrate 10.00 g Ni,10.00 g/L, for 1L standard solution,,,,MFCD00011137,24845461 | 03369 | 7718-54-9 | Fluka | 镍标准浓缩液 10.00g Ni |  | ,,,, | 10.00 g/L , AAS , AAS Concentrates , Analytical Standards , Catalysis and Inorganic Chemistry , Chemical Synthesis , Nickel , Single Solution , Spectroscopy , 分析/色谱 |  | 10.00 g/L,limited shelf life, expiry date on the label,ampule,H 2 O: soluble | , |  |  | 10.00 g/L,limited shelf life, expiry date on the label,ampule,H 2 O: soluble
Nickel atomic spectroscopy standard concentrate 1.00 g Ni,1.00 g/L, for 1L standard solution,,,,MFCD00011137,24845332 | 02588 | 7718-54-9 | Fluka | 镍原子吸收标准浓缩液 1.00g Ni |  | ,,,, | 1.00 g/L , AAS , AAS Concentrates , Analytical Standards , Catalysis and Inorganic Chemistry , Chemical Synthesis , Nickel , Single Solution , Spectroscopy , 分析/色谱 |  | limited shelf life, expiry date on the label,ampule,H 2 O: soluble | , |  |  | limited shelf life, expiry date on the label,ampule,H 2 O: soluble
,95%,C,,,, | 776254 |  | Aldrich | Nickel(II) bis(trifluoromethanesulfonimide) hydrate | (PDF) | 95%,,,2-8°C, | Catalysis and Inorganic Chemistry , Chemical Synthesis , Nickel , Non-Precious Metal Catalysis |  |  | , |  |  | 2-8°C,95%,281-286 °C
Nickel(II) carbonate basic hydrate,technical, ~46% Ni basis (KT),~NiCO,,235-715-9,MFCD00016262,24886374 | 72248 | 12607-70-4 | Aldrich | 碱式碳酸镍(II) 水合物 |  | ~46% Ni basis (KT),,,~5% sodium sulfate, | Catalysis and Inorganic Chemistry , Chemical Synthesis , Nickel |  | technical | , |  |  | technical,~46% Ni basis (KT),~5% sodium sulfate
Nickel(II) chloride hexahydrate,puriss. p.a., ≥98%,NiCl,,,MFCD00149809,24858970 | 31462 | 7791-20-0 | Sigma-Aldrich | 氯化镍(II) 六水合物 |  | ≥98%,,,, | Analytical Reagents for General Use , Catalysis and Inorganic Chemistry , Chemical Synthesis , Essential Chemicals , I-N, Puriss p.a. , Nickel , Nickel Salts , Non-Precious Metal Catalysis , Puriss p.a. , Research Essentials , Salts , 分析/色谱 , 分析试剂 |  | puriss. p.a.,Zn: ≤10 mg/kg,4-6 (20 °C, 5%),sulfate (SO 4 2- ): ≤50 mg/kg,Ca: ≤50 mg/kg | , |  |  | Zn: ≤10 mg/kg,≥98%,puriss. p.a.,Ca: ≤50 mg/kg,4-6 (20 °C, 5%),sulfate (SO 4 2- ): ≤50 mg/kg
Nickel(II) chloride ethylene glycol dimethyl ether complex,98%,NiCl,,,MFCD00013481, | 696668 | 29046-78-4 | Aldrich | 氯化镍(II)乙二醇二甲基醚络合物 | (PDF) | 98%,,,>300 °C, | Catalysis and Inorganic Chemistry , Chemical Synthesis , Nickel , Non-Precious Metal Catalysis |  |  | , |  |  | 98%,>300 °C
Nickel(II) nitrate hexahydrate,crystalline,Ni(NO,,236-068-5,MFCD00149805,24854650 | 244074 | 13478-00-7 | Sigma-Aldrich | 硝酸镍(II) 六水合物 | (PDF) | ,,,56 °C(lit.),2.05 g/mL at 25 °C(lit.) | Catalysis and Inorganic Chemistry , Chemical Synthesis , Essential Chemicals , Nickel , Nickel Salts , Research Essentials , Salts |  | crystalline | , |  |  | 56 °C(lit.),crystalline,2.05 g/mL at 25 °C(lit.)
Nickel oxide supported on silica,60 wt. % (NiO),,,,MFCD00011145,24885265 | 675172 |  | Aldrich | 二氧化硅负载氧化镍 | (PDF) | ,,,, | Catalysis and Inorganic Chemistry , Chemical Synthesis , Nickel , Reagents , Silica Gel , Solid Supported Synthesis , Specialty Synthesis |  | 60 wt. % (NiO) | , |  |  | 60 wt. % (NiO)
Nickel peroxide,technical, oxidizing agent, ~30% active peroxide basis,NiO,,234-823-3,MFCD00011143,24886379 | 72262 | 12035-36-8 | Aldrich | 过氧化镍 |  | ~30% active peroxide basis,,,, | Catalysis and Inorganic Chemistry , Chemical Synthesis , Nickel , Oxidizing Agents , Peroxides , Synthetic Reagents |  | oxidizing agent,technical | , |  |  | oxidizing agent,technical,~30% active peroxide basis
Nickel(II) sulfate hexahydrate,ACS reagent, 99%,NiSO,,232-104-9,MFCD00149813,24853645 | 227676 | 10101-97-0 | Sigma-Aldrich | 硫酸镍(II) 六水合物 | (PDF) | 98.0-102.0% (ACS specification),,,≤0.002% N compounds,2.07 (vs air) | Catalysis and Inorganic Chemistry , Chemical Synthesis , Essential Chemicals , Nickel , Nickel Salts , Research Essentials , Salts |  | ACS reagent,Na: ≤0.05%,chloride (Cl - ): ≤0.001%,Ca: ≤0.005% | , |  |  | Na: ≤0.05%,98.0-102.0% (ACS specification),ACS reagent,Ca: ≤0.005%,≤0.002% N compounds,2.07 (vs air),chloride (Cl - ): ≤0.001%
,96%,C,,,MFCD00673740, | 731331 | 60871-84-3 | Aldrich | Nickel(II) trifluoromethanesulfonate | (PDF) | 96%,,,100-106 °C, | Catalysis and Inorganic Chemistry , Chemical Synthesis , Nickel |  |  | , |  |  | 96%,100-106 °C
Raney ® -Nickel,W.R. Grace and Co. Raney ® 2400, slurry, in H 2 O, active catalyst,AlNi,,,MFCD00167392,24873469 | 510033 | 7440-02-0 | Aldrich | Raney ® -镍 | (PDF) | ,,,, | Catalysis and Inorganic Chemistry , Chemical Synthesis , Nickel |  | W.R. Grace and Co. Raney ® 2400,in H 2 O,slurry | , |  |  | W.R. Grace and Co. Raney ® 2400,in H 2 O,slurry
Raney ® -Nickel,W.R. Grace and Co. Raney ® 2800, slurry, in H 2 O, active catalyst,AlNi,,,MFCD00167392,24853256 | 221678 | 7440-02-0 | Aldrich | Raney ® -镍 | (PDF) | ,,,6-9% Al, | Catalysis and Inorganic Chemistry , Chemical Synthesis , Nickel |  | W.R. Grace and Co. Raney ® 2800,in H 2 O,8.5-12.0,slurry | , |  |  | W.R. Grace and Co. Raney ® 2800,slurry,Ni, ≥89%,8.5-12.0,6-9% Al,in H 2 O
Raney ® -Nickel,W.R. Grace and Co. Raney ® 3202, slurry, in H 2 O, active catalyst,AlNi,,,MFCD00167392,24873472 | 510068 | 7440-02-0 | Aldrich | Raney ® -镍 | (PDF) | ,,,, | Catalysis and Inorganic Chemistry , Chemical Synthesis , Nickel |  | W.R. Grace and Co. Raney ® 3202,in H 2 O,slurry | , |  |  | W.R. Grace and Co. Raney ® 3202,in H 2 O,slurry
Raney ® -Nickel,W.R. Grace and Co. Raney ® 4200, slurry, in H 2 O, active catalyst,AlNi,,,MFCD00167392,24873470 | 510041 | 7440-02-0 | Aldrich | Raney ® -镍 |  | ,,,, | Catalysis and Inorganic Chemistry , Chemical Synthesis , Nickel |  | W.R. Grace and Co. Raney ® 4200,in H 2 O,slurry | , |  |  | W.R. Grace and Co. Raney ® 4200,in H 2 O,slurry
Tetrakis(triphenylphosphine) nickel(0),Ni 4-7 % (approx.),[(C,,,MFCD00010011,24854724 | 244996 | 15133-82-1 | Aldrich | 四(三苯基膦)镍(0) | (PDF) | ,,,Ni, 4-7% (approx.), | Catalysis and Inorganic Chemistry , Chemical Synthesis , Nickel , Non-Precious Metal Catalysis |  |  | , |  |  | Ni, 4-7% (approx.)
Tetrakis(triphenylphosphite) nickel(0),,[(C,,,MFCD00010007,24857313 | 288063 | 14221-00-2 | Aldrich | 四(亚磷酸三苯酯)镍 | (PDF) | ,,,2-8°C, | Catalysis and Inorganic Chemistry , Chemical Synthesis , Nickel |  |  | , |  |  | 2-8°C,145 °C (dec.)(lit.)
Benzyldiphenylphosphine,,C,,,MFCD00014083,24872282 | 487546 | 7650-91-1 | Aldrich | 苄基二苯膦 | (PDF) | ,,,77-83 °C(lit.), | Basic Phosphine Ligands , Catalysis and Inorganic Chemistry , Chemical Synthesis , Cross-Coupling , Phosphine Compounds , Phosphine Ligands |  |  | , |  |  | 77-83 °C(lit.)
1,1′-Bis(dicyclohexylphosphino)ferrocene,97%,C,,,MFCD09038820, | 708933 | 146960-90-9 | Aldrich | 1,1′-二(二环己基膦)二茂铁 | (PDF) | 97%,,,138 °C, | Basic Phosphine Ligands , Catalysis and Inorganic Chemistry , Chemical Synthesis , Cross-Coupling , Phosphine Compounds , Polydentate Phosphine Ligands |  |  | , |  |  | 97%,138 °C
1,3- Bis(dicyclohexylphosphino) propane bis(tetrafluoroborate),97%,C,,,MFCD12545948, | 703028 | 1002345-50-7 | Aldrich | 1,3- 双(二环己基膦基) 丙烷双(四氟硼酸盐) | (PDF) | 97%,,,178-183 °C, | Basic Phosphine Ligands , Catalysis and Inorganic Chemistry , Chemical Synthesis , Cross-Coupling , Phosphine Compounds , Polydentate Phosphine Ligands |  |  | , |  |  | 97%,178-183 °C
Bis(2,4,6- trimethylphenyl) phosphorus chloride,95%,C,,,MFCD15146311, | 701866 | 67950-05-4 | Aldrich | 双(2,4,6-三甲基苯基)氯化磷 |  | 95%,,,80-85 °C, | Basic Phosphine Ligands , Catalysis and Inorganic Chemistry , Chemical Synthesis , Cross-Coupling , Phosphine Compounds , Phosphorus Precursors |  |  | , |  |  | 95%,80-85 °C
tert - Butyldiphenylphosphine,97%,(C,,227-848-6,MFCD00015004,24881351 | 591688 | 6002-34-2 | Aldrich | 叔丁基二苯基膦 | (PDF) | 97%,,144-146 °C/2 mmHg(lit.),52-57 °C(lit.), | Basic Phosphine Ligands , Catalysis and Inorganic Chemistry , Chemical Synthesis , Cross-Coupling , Phosphine Compounds , Phosphine Ligands |  |  | , |  |  | 97%,144-146 °C/2 mmHg(lit.),52-57 °C(lit.)
Cyclohexyldiphenylphosphine,,C,,228-904-2,MFCD00046360,24873530 | 510742 | 6372-42-5 | Aldrich | 环己基二苯基磷 | (PDF) | ,,,58-62 °C(lit.), | Basic Phosphine Ligands , Catalysis and Inorganic Chemistry , Chemical Synthesis , Cross-Coupling , Phosphine Compounds , Phosphine Ligands |  |  | , |  |  | 58-62 °C(lit.)
Di- tert -butylmethylphosphine,97%,[(CH,,,MFCD11869304,24883212 | 642629 | 6002-40-0 | Aldrich | 二叔丁基甲膦 |  | 97%,,58 °C/12 mmHg(lit.),,0.824 g/mL at 25 °C(lit.) | Basic Phosphine Ligands , Catalysis and Inorganic Chemistry , Chemical Synthesis , Cross-Coupling , Phosphine Compounds , Phosphine Ligands |  |  | , |  |  | 97%,58 °C/12 mmHg(lit.),0.824 g/mL at 25 °C(lit.)
Di- tert - butyl(methyl) phosphonium tetrafluoroborate,97%,C,,,MFCD03840579,24883295 | 643777 | 870777-30-3 | Aldrich | 二叔丁基甲基膦四氟化硼酸盐 | (PDF) | 97%,,,>230 °C(lit.), | Basic Phosphine Ligands , Catalysis and Inorganic Chemistry , Chemical Synthesis , Cross-Coupling , Phosphine Compounds , Phosphine Ligands |  | 1.79 (1% in solution) | , |  |  | 1.79 (1% in solution),97%,>230 °C(lit.)
Di- tert - butylneopentylphosphonium tetrafluoroborate,95%,C,,,MFCD08064039,24884839 | 676179 | 886059-84-3 | Aldrich | 二叔丁基新戊基四氟硼酸膦 | (PDF) | 95%,,,258-262 °C, | Basic Phosphine Ligands , Catalysis and Inorganic Chemistry , Chemical Synthesis , Cross-Coupling , Phosphine Compounds , Phosphine Ligands |  |  | , |  |  | 95%,258-262 °C
Dicyclohexyl(2- methylphenyl) phosphine,95%,C,,,MFCD08276773,24883863 | 651885 | 173593-25-4 | Aldrich | 二环己基(2-甲基苯)膦 |  | 95%,,,90-93 °C, | Basic Phosphine Ligands , Catalysis and Inorganic Chemistry , Chemical Synthesis , Cross-Coupling , Phosphine Compounds , Phosphine Ligands |  |  | , |  |  | 95%,90-93 °C
Dicyclohexyl(2,4,6- trimethylphenyl) phosphine,97%,C,,,MFCD08276772,24883862 | 651877 | 870703-48-3 | Aldrich | 二环己基(2,4,6-三甲基苯基)膦 |  | 97%,,,81-85 °C, | Basic Phosphine Ligands , Catalysis and Inorganic Chemistry , Chemical Synthesis , Cross-Coupling , Phosphine Compounds , Phosphine Ligands |  |  | , |  |  | 97%,81-85 °C
( R )-(−)- N,N -Dimethyl-1-[( S )-2-(diphenylphosphino)ferrocenyl]ethylamine,95%,C,,,MFCD00075286,24861224 | 344109 | 55700-44-2 | Aldrich | ( R )-(-)- N,N -二甲基-1-[( S )-2-(二苯基膦基)二茂铁基]乙胺 | (PDF) | 95%,,,141-143 °C(lit.), | Asymmetric Synthesis , Basic Phosphine Ligands , Catalysis and Inorganic Chemistry , Chemical Synthesis , Chiral Catalysts, Ligands, and Reagents , Cross-Coupling , Other Chiral Ligands , Phosphine Compounds , Phosphine Ligands |  | [α]20/D −355°, c = 0.6 in ethanol | , |  |  | [α]20/D −355°, c = 0.6 in ethanol,95%,141-143 °C(lit.)
P,P′-(9,9-Dimethyl-9 H - xanthene- 4,5- diyl) bis[ N , N , N ′, N ′-tetraethyl-phosphonous diamide],97%,C,,,MFCD13182459, | 709956 | 349100-75-0 | Aldrich | P,P′-(9,9-二甲基-9 H -氧杂蒽-4,5-二基)双[ N , N , N ′, N ′-四乙基-亚膦酸二酰胺] |  | 97%,,,99-104 °C, | Basic Phosphine Ligands , Catalysis and Inorganic Chemistry , Chemical Synthesis , Cross-Coupling , Phosphine Compounds , Polydentate Phosphine Ligands |  |  | , |  |  | 97%,99-104 °C
Diphenyl(2- methoxyphenyl) phosphine,98%,(C,,,MFCD00008361,24857299 | 287865 | 53111-20-9 | Aldrich | 对茴香基二苯基膦 | (PDF) | 98%,,,124-126 °C(lit.), | Basic Phosphine Ligands , Catalysis and Inorganic Chemistry , Chemical Synthesis , Cross-Coupling , Phosphine Compounds , Phosphine Ligands |  |  | , |  |  | 98%,124-126 °C(lit.)
,Aldrich CPR,C,,,MFCD01073773, | CDS010477 |  | Aldrich | (R) - (+) - 1- (2- diphenylphosphino- 1- naphthyl) isoquinoline |  | ,,,, | Basic Phosphine Ligands , Building Blocks , Catalysis and Inorganic Chemistry , Chemical Synthesis , Cross-Coupling , Heterocyclic Building Blocks , Isoquinolines , Phosphine Compounds , Phosphine Ligands |  |  | ,
,95%,C,,,MFCD01073773, | 779911 | 149245-03-4 | Aldrich | ( RS ) - 1- (2- Diphenylphosphino- 1- naphthyl) isoquinoline |  | 95%,,,carbon, 81.7-87.7% elemental analysis, | Basic Phosphine Ligands , Building Blocks , Catalysis and Inorganic Chemistry , Chemical Synthesis , Cross-Coupling , Heterocyclic Building Blocks , Isoquinolines , Phosphine Compounds , Phosphine Ligands |  |  | , |  |  | 95%,carbon, 81.7-87.7% elemental analysis
Diphenyl( o -tolyl)phosphine,98%,(C,,227-675-6,MFCD00008515,24857301 | 287938 | 5931-53-3 | Aldrich | 二苯基(邻-甲苯基)膦 | (PDF) | 98%,,,70-73 °C(lit.), | Basic Phosphine Ligands , Catalysis and Inorganic Chemistry , Chemical Synthesis , Cross-Coupling , Phosphine Compounds , Phosphine Ligands |  |  | , |  |  | 98%,70-73 °C(lit.)
4,4′-(Phenylphosphinidene)bis(benzenesulfonic acid) dipotassium salt hydrate,97%,C,,,MFCD01321353,24871621 | 479497 | 308103-66-4 | Aldrich | 4,4′-(苯基磷烯)二(苯磺酸) 二钾盐 水合物 | (PDF) | 97%,,,370 °C (dec.)(lit.), | Basic Phosphine Ligands , Catalysis and Inorganic Chemistry , Chemical Synthesis , Cross-Coupling , Phosphine Compounds , Phosphine Ligands |  |  | , |  |  | 97%,370 °C (dec.)(lit.)
Phosphine Ligands Kit I,,,,,, | 659940 |  | Aldrich | 膦配体试剂盒 I |  | ,,,, | Basic Phosphine Ligands , Catalysis and Inorganic Chemistry , Chemical Synthesis , Cross-Coupling , Phosphine Compounds , Phosphine Ligands |  |  | ,
Tri- tert -butylphosphine,98%,[(CH,1738613,237-266-4,MFCD00015006,24880600 | 570958 | 13716-12-6 | Aldrich | 三叔丁基膦 | (PDF) | 98%,,102-103 °C/13 mmHg(lit.),30-35 °C(lit.),0.834 g/mL at 20 °C(lit.) | Basic Phosphine Ligands , Catalysis and Inorganic Chemistry , Chemical Synthesis , Cross-Coupling , Phosphine Compounds , Phosphine Ligands |  | Suzuki-Miyaura Coupling,Addition Reactions | , |  |  | Suzuki-Miyaura Coupling,98%,0.834 g/mL at 20 °C(lit.),Addition Reactions,102-103 °C/13 mmHg(lit.),30-35 °C(lit.)
Tri- tert -butylphosphine,90%, technical grade,[(CH,1738613,237-266-4,MFCD00015006,24860444 | 336955 | 13716-12-6 | Aldrich | 三叔丁基膦 | (PDF) | 90%,,102-103 °C/13 mmHg(lit.),30-35 °C(lit.),0.834 g/mL at 20 °C(lit.) | Basic Phosphine Ligands , Catalysis and Inorganic Chemistry , Chemical Synthesis , Cross-Coupling , Phosphine Compounds , Phosphine Ligands |  | technical grade | , |  |  | technical grade,90%,102-103 °C/13 mmHg(lit.),30-35 °C(lit.),0.834 g/mL at 20 °C(lit.)
Tri- tert -butylphosphine solution,1.0 M in toluene,C,,,MFCD00015006,24884097 | 655325 | 13716-12-6 | Aldrich | 三叔丁基膦 溶液 | (PDF) | ,,,,0.861 g/mL at 25 °C | Basic Phosphine Ligands , Catalysis and Inorganic Chemistry , Chemical Synthesis , Cross-Coupling , Phosphine Compounds , Phosphine Ligands |  | Suzuki-Miyaura Coupling,Addition Reactions,1.0 M in toluene | , |  |  | Suzuki-Miyaura Coupling,Addition Reactions,1.0 M in toluene,0.861 g/mL at 25 °C
Tri- tert -butylphosphonium tetrafluoroborate,97%,[[(CH,,,MFCD04039975,24880961 | 578940 | 131274-22-1 | Aldrich | 四氟硼酸三叔丁基膦 | (PDF) | 97%,,,261 °C(lit.), | Catalysis , Basic Phosphine Ligands , Catalysis and Inorganic Chemistry , Chemical Synthesis , Cross-Coupling , Development Quantities for Research , Phosphine Compounds , Phosphine Ligands |  | Suzuki-Miyaura Coupling,Addition Reactions | , |  |  | Suzuki-Miyaura Coupling,Addition Reactions,97%,261 °C(lit.)
Tricyclohexylphosphine,,(C,,220-069-2,MFCD00003853,24855848 | 261971 | 2622-14-2 | Aldrich | 三环己基膦 | (PDF) | ,,,81-83 °C(lit.), | Catalysis , Basic Phosphine Ligands , Catalysis and Inorganic Chemistry , Chemical Synthesis , Cross-Coupling , Development Quantities for Research , Phosphine Compounds , Phosphine Ligands |  | Suzuki-Miyaura Coupling,Heck Reaction | , |  |  | Suzuki-Miyaura Coupling,Heck Reaction,81-83 °C(lit.)
Tricyclohexylphosphine solution,1 M in toluene,(C,957171,,MFCD00003853,24881380 | 592285 | 2622-14-2 | Aldrich | 三环己基磷 溶液 | (PDF) | ,,,,0.901 g/mL at 25 °C | Basic Phosphine Ligands , Catalysis and Inorganic Chemistry , Chemical Synthesis , Cross-Coupling , Phosphine Compounds , Phosphine Ligands |  | 1 M in toluene | , |  |  | 1 M in toluene,0.901 g/mL at 25 °C
Tricyclohexylphosphine solution,20 wt. % in toluene,(C,957171,,MFCD00003853,24869033 | 455164 | 2622-14-2 | Aldrich | 三环己基磷 溶液 | (PDF) | ,,,, | Basic Phosphine Ligands , Catalysis and Inorganic Chemistry , Chemical Synthesis , Cross-Coupling , Phosphine Compounds , Phosphine Ligands |  | 20 wt. % in toluene | , |  |  | 20 wt. % in toluene
Tricyclohexylphosphine tetrafluoroborate,97%,(C,,,MFCD03840580,24882425 | 631493 | 58656-04-5 | Aldrich | 三环己基膦四氟硼酸盐 | (PDF) | 97%,,,164 °C(lit.), | Basic Phosphine Ligands , Catalysis and Inorganic Chemistry , Chemical Synthesis , Cross-Coupling , Phosphine Compounds , Phosphine Ligands |  | Suzuki-Miyaura Coupling,Arylations | , |  |  | Suzuki-Miyaura Coupling,Arylations,97%,164 °C(lit.)
Tricyclopentylphosphine,97%,C,956779,423-150-2,MFCD00269834,24883630 | 649074 | 7650-88-6 | Aldrich | 三环戊基膦 |  | 97%,,,,0.986 g/mL at 20 °C(lit.) | Basic Phosphine Ligands , Catalysis and Inorganic Chemistry , Chemical Synthesis , Cross-Coupling , Phosphine Compounds , Phosphine Ligands |  | 0.979 g/mL at 25 °C,n 20/D 1.538(lit.) | , |  |  | 0.979 g/mL at 25 °C,97%,n 20/D 1.538(lit.),0.986 g/mL at 20 °C(lit.)
Tricyclopentylphosphine tetrafluoroborate,95%,C,,,MFCD08705305,24885190 | 673951 | 610756-04-2 | Aldrich | 三环戊基膦四氟硼酸盐 |  | 95%,,,246-264 °C, | Basic Phosphine Ligands , Catalysis and Inorganic Chemistry , Chemical Synthesis , Cross-Coupling , Phosphine Compounds , Phosphine Ligands |  | Catalysis | , |  |  | Catalysis,95%,246-264 °C
Triisopropylphosphine,technical grade,[(CH,906732,229-333-1,MFCD00015029,24863218 | 377309 | 6476-36-4 | Aldrich | 三异丙基膦 | (PDF) | ,,81 °C/22 mmHg(lit.),,0.839 g/mL at 25 °C(lit.) | Basic Phosphine Ligands , Catalysis and Inorganic Chemistry , Chemical Synthesis , Cross-Coupling , Phosphine Compounds , Phosphine Ligands |  | technical grade,n 20/D 1.466(lit.) | , |  |  | technical grade,n 20/D 1.466(lit.),81 °C/22 mmHg(lit.),0.839 g/mL at 25 °C(lit.)
Triphenylphosphine,ReagentPlus ® , 99%,(C,610776,210-036-0,MFCD00003043,24900530 | T84409 | 603-35-0 | Sigma-Aldrich | 三苯基瞵 | (PDF) | 99%,,377 °C(lit.),79-81 °C(lit.),9 (vs air) | Basic Phosphine Ligands , Catalysis and Inorganic Chemistry , Chemical Synthesis , Cross-Coupling , Phosphine Compounds , Phosphine Ligands | 5 mmHg ( 20 °C) | ReagentPlus ® | , |  |  | 99%,ReagentPlus ®,377 °C(lit.),79-81 °C(lit.),9 (vs air),5 mmHg ( 20 °C)
Tris(4- chlorophenyl) phosphine,95%,(ClC,,214-596-7,MFCD00013639,24854999 | 249491 | 1159-54-2 | Aldrich | 三(4-氯苯基)膦 | (PDF) | 95%,,,100-103 °C(lit.), | Basic Phosphine Ligands , Catalysis and Inorganic Chemistry , Chemical Synthesis , Cross-Coupling , Phosphine Compounds , Phosphine Ligands |  |  | , |  |  | 95%,100-103 °C(lit.)
Tris(2,6- dimethoxyphenyl) phosphine,98%,[(CH,,,MFCD00192558,24864518 | 393436 | 85417-41-0 | Aldrich | 三(2,6-二甲氧基苯)膦 | (PDF) | 98%,,,145-147 °C(lit.), | Basic Phosphine Ligands , Catalysis and Inorganic Chemistry , Chemical Synthesis , Cross-Coupling , Phosphine Compounds , Phosphine Ligands |  |  | , |  |  | 98%,145-147 °C(lit.)
Tris(4- methoxyphenyl) phosphine,95%,(CH,,212-723-0,MFCD00014896,24864644 | 395102 | 855-38-9 | Aldrich | 三(4-甲氧基苯基)膦 | (PDF) | 95%,,,131-134 °C(lit.), | Basic Phosphine Ligands , Catalysis and Inorganic Chemistry , Chemical Synthesis , Cross-Coupling , Phosphine Compounds , Phosphine Ligands |  |  | , |  |  | 95%,131-134 °C(lit.)
Tris(2,4,6- trimethylphenyl) phosphine,97%,[(CH,,,MFCD00014912,24864641 | 395080 | 23897-15-6 | Aldrich | 三异丙叉丙酮基膦 | (PDF) | 97%,,,185-188 °C(lit.), | Basic Phosphine Ligands , Catalysis and Inorganic Chemistry , Chemical Synthesis , Cross-Coupling , Phosphine Compounds , Phosphine Ligands |  |  | , |  |  | 97%,185-188 °C(lit.)
Tri( o -tolyl)phosphine,97%,(CH,661212,228-193-9,MFCD00008514,24857295 | 287822 | 6163-58-2 | Aldrich | 三(邻甲基苯基)膦 | (PDF) | 97%,,,123-125 °C(lit.), | Basic Phosphine Ligands , Catalysis and Inorganic Chemistry , Chemical Synthesis , Cross-Coupling , Phosphine Compounds , Phosphine Ligands |  | Suzuki-Miyaura Coupling,Silylations,Buchwald-Hartwig Cross Coupling Reaction | , |  |  | Suzuki-Miyaura Coupling,Silylations,97%,123-125 °C(lit.),Buchwald-Hartwig Cross Coupling Reaction
Tri( p -tolyl)phosphine,98%,(CH,651045,213-863-5,MFCD00008542,24857296 | 287830 | 1038-95-5 | Aldrich | 三(对甲苯基)膦 | (PDF) | 98%,,,144-148 °C(lit.), | Basic Phosphine Ligands , Catalysis and Inorganic Chemistry , Chemical Synthesis , Cross-Coupling , Phosphine Compounds , Phosphine Ligands |  |  | , |  |  | 98%,144-148 °C(lit.)
,,C,,,, | 761370 |  | Aldrich | (Acetonitrile) [2- (dicyclohexylphosphino) 3,6- dimethoxy- 2′,4′,6′-triisopropyl-1,1′-biphenyl] gold(I) hexafluoroantimonate | (PDF) | ,,,193-242 °C (decomposition), | Catalysis and Inorganic Chemistry , Chemical Synthesis , Phosphine Compounds , Phosphine Ligands |  |  | , |  |  | 193-242 °C (decomposition)
Allyldiphenylphosphine,95%,(C,,,MFCD00014954,24860435 | 336874 | 2741-38-0 | Aldrich | 烯丙基二苯基膦 | (PDF) | 95%,,194-200 °C/15 mmHg(lit.),,1.049 g/mL at 25 °C(lit.) | Catalysis and Inorganic Chemistry , Chemical Synthesis , Phosphine Compounds , Phosphine Ligands |  | n 20/D 1.619(lit.) | , |  |  | 95%,194-200 °C/15 mmHg(lit.),n 20/D 1.619(lit.),1.049 g/mL at 25 °C(lit.)
Allyldiphenylphosphine oxide,97%,H,,,MFCD00013908,24871431 | 477966 | 4141-48-4 | Aldrich | 烯丙基联苯氧化膦 | (PDF) | 97%,,,110-114 °C(lit.), | Catalysis and Inorganic Chemistry , Chemical Synthesis , Phosphine Compounds , Phosphine Ligands |  |  | , |  |  | 97%,110-114 °C(lit.)
,,C,,,MFCD17018768, | 748196 | 799297-44-2 | Aldrich | (1 R ,2 R ) - 2- Amino- 1- phenylpropyldiphenylphosphine | (PDF) | ,,,20-25°C, | Catalysis and Inorganic Chemistry , Chemical Synthesis , Phosphine Compounds , Phosphine Ligands |  | [α]/D -138.0°, c = 0.5% in chloroform | , |  |  | [α]/D -138.0°, c = 0.5% in chloroform,20-25°C,105-109 °C
,96%,C,,,MFCD17018771, | 749494 |  | Aldrich | (2-Ammonioethyl)di- tert -butylphosphonium bis(tetrafluoroborate) | (PDF) | 96%,,,318-325 °C, | Catalysis and Inorganic Chemistry , Chemical Synthesis , Phosphine Compounds , Phosphine Ligands |  |  | , |  |  | 96%,318-325 °C
,97%,C,,,MFCD17018760, | 749508 |  | Aldrich | (2- Ammonioethyl) diisopropylphosphonium bis(tetrafluoroborate) | (PDF) | 97%,,,190-195 °C, | Catalysis and Inorganic Chemistry , Chemical Synthesis , Phosphine Compounds , Phosphine Ligands |  |  | , |  |  | 97%,190-195 °C
,96%,C,,,MFCD17018772, | 750204 |  | Aldrich | (3-Ammoniopropyl)di- tert -butylphosphonium bis(tetrafluoroborate) | (PDF) | 96%,,,304-310 °C, | Catalysis and Inorganic Chemistry , Chemical Synthesis , Phosphine Compounds , Phosphine Ligands |  |  | , |  |  | 96%,304-310 °C
,,C,,,MFCD17018762, | 750212 |  | Aldrich | (3- Ammoniopropyl) diisopropylphosphonium bis(tetrafluoroborate) | (PDF) | ,,,300-310 °C, | Catalysis and Inorganic Chemistry , Chemical Synthesis , Phosphine Compounds , Phosphine Ligands |  |  | , |  |  | 300-310 °C
Benzyldiphenylphosphine, polymer-bound,200-400 mesh, extent of labeling: ~2.5 mmol/g loading,,,,MFCD06201954, | 84795 |  | Aldrich | 聚合物键合型苄基二苯膦 |  | ,,,, | Catalysis and Inorganic Chemistry , Chemical Synthesis , Ligands , Phosphine Compounds , Phosphine Ligands , Solid Supported Synthesis , Specialty Synthesis , Supported Reagents |  | ~2.5 mmol/g loading,crosslinked with 2% DVB,200-400 mesh | , |  |  | ~2.5 mmol/g loading,crosslinked with 2% DVB,200-400 mesh
,97%,C,,,MFCD28100470, | 767689 | 224311-55-1 | Aldrich | (2- Biphenyl) di- 1- adamantylphosphine | (PDF) | 97%,,,220-225 °C, | Catalysis and Inorganic Chemistry , Chemical Synthesis , Phosphine Compounds , Phosphine Ligands |  |  | , |  |  | 97%,220-225 °C
1-[2-[Bis( tert - butyl) phosphino] phenyl] - 3,5- diphenyl- 1 H -pyrazole,96%,C,,,MFCD09038823,24885641 | 681555 | 628333-86-8 | Aldrich | 1- [2- [双(叔丁基) 膦基] 苯基] - 3,5- 二苯基- 1 H -吡唑 |  | 96%,,,138-142 °C, | Catalysis and Inorganic Chemistry , Chemical Synthesis , Cross-Coupling , Non-Proprietary Phosphine Ligands , Phosphine Compounds , Phosphine Ligands |  |  | , |  |  | 96%,138-142 °C
,97%,C,,,MFCD17018779, | 739049 | 1086138-36-4 | Aldrich | Bis[2- (diadamantylphosphino) ethyl] amine | (PDF) | 97%,,,217-222 °C, | Catalysis and Inorganic Chemistry , Chemical Synthesis , Phosphine Compounds , Phosphine Ligands |  |  | , |  |  | 97%,217-222 °C
2-[Bis(3,5-di- tert - butyl- 4- methoxyphenyl) phosphino] benzaldehyde,97%,C,,,MFCD15143663, | 716650 | 1202865-21-1 | Aldrich | 2- [双(3,5- 二- 叔丁基- 4- 甲氧苯基) 膦基] 苯甲醛 |  | 97%,,,120-125 °C(lit.), | Aldehydes , Building Blocks , C13-C60 , Carbonyl Compounds , Catalysis and Inorganic Chemistry , Chemical Synthesis , Organic Building Blocks , Phosphine Compounds , Phosphine Ligands |  |  | , |  |  | 97%,120-125 °C(lit.)
,,C,,,MFCD10565623, | 736589 | 338800-13-8 | Aldrich | 2,6-Bis(di- tert - butylphosphinomethyl) pyridine | (PDF) | ,,,116-119 °C, | Catalysis and Inorganic Chemistry , Chemical Synthesis , Phosphine Compounds , Phosphine Ligands |  |  | , |  |  | 116-119 °C
Bis(dicyclohexylphosphinophenyl) ether,97%,C,,,MFCD03058784, | 718122 | 434336-16-0 | Aldrich | 双(二环己基膦基苯基)醚 |  | 97%,,,140-146 °C, | Catalysis and Inorganic Chemistry , Chemical Synthesis , Phosphine Compounds , Phosphine Ligands |  |  | , |  |  | 97%,140-146 °C
Bis(diethylamino) phenylphosphine,97%,C,,,MFCD01634466,24879428 | 554707 | 1636-14-2 | Aldrich | 双(二乙基氨基)苯膦 |  | 97%,,80 °C/0.005 mmHg(lit.),,0.971 g/mL at 25 °C(lit.) | Catalysis and Inorganic Chemistry , Chemical Synthesis , Phosphine Compounds , Phosphine Ligands |  |  | , |  |  | 97%,80 °C/0.005 mmHg(lit.),0.971 g/mL at 25 °C(lit.)
1,3- Bis- (2,6- diisopropylphenyl) - [1,3,2] diazaphospholidine 2-oxide,97%,C,,,MFCD14708169, | 708275 | 854929-36-5 | Aldrich | 1,3- 双- (2,6- 二异丙基苯基) - [1,3,2] 二氮杂磷啶 2-氧化物 |  | 97%,,,205-210 °C, | Catalysis and Inorganic Chemistry , Chemical Synthesis , Phosphine Compounds , Phosphine Ligands |  |  | , |  |  | 97%,205-210 °C
,96%,C,,222-100-5,MFCD00014862, | 750654 | 3348-44-5 | Aldrich | Bis(dimethylamino) chlorophosphine | (PDF) | 96%,,,2-8°C,1.060 at 25 °C | Catalysis and Inorganic Chemistry , Chemical Synthesis , Phosphine Compounds , Phosphine Ligands |  | n 20/D 1.500 | , |  |  | 2-8°C,96%,n 20/D 1.500,1.060 at 25 °C
2- [Bis(3,5- dimethylphenyl) phosphino] benzaldehyde,97%,C,,,MFCD15143662, | 716642 | 669091-00-3 | Aldrich | 2-[双(3,5-二甲苯基)膦]苯甲醛 |  | 97%,,,106-110 °C, | Aldehydes , Building Blocks , C13-C60 , Carbonyl Compounds , Catalysis and Inorganic Chemistry , Chemical Synthesis , Organic Building Blocks , Phosphine Compounds , Phosphine Ligands |  |  | , |  |  | 97%,106-110 °C
,Aldrich CPR,C,,,MFCD03094574, | CDS020234 |  | Aldrich | 2,2′-Bis(diphenylphosphino)-1,1′-biphenyl |  | ,,,, | Building Blocks , Catalysis and Inorganic Chemistry , Chemical Synthesis , Organic Building Blocks , Phosphine Compounds , Phosphine Ligands , Phosphonates/Phosphinates , Phosphorus Compounds |  |  | ,
Bis(4- fluorophenyl) phenylphosphine oxide,97%,(FC,,259-079-7,MFCD00239478,24868890 | 454141 | 54300-32-2 | Aldrich | 双(4-氟苯基)苯基氧化膦 | (PDF) | 97%,,,125-131 °C(lit.), | Catalysis and Inorganic Chemistry , Chemical Synthesis , Phosphine Compounds , Phosphine Ligands |  |  | , |  |  | 97%,125-131 °C(lit.)
Bis[4- (3,3,4,4,5,5,5- heptafluoro- 2,2- bis(trifluoromethyl) pentyl) phenyl] phenylphosphine,≥90.0%,C,,,MFCD06412551,24873368 | 50476 | 322647-83-6 | Aldrich | 双[4- (3,3,4,4,5,5,5- 七氟- 2,2- 双(三氟甲基) 戊基) 苯基] 苯基膦 |  | ≥90.0%,,,, | Catalysis and Inorganic Chemistry , Chemical Synthesis , Fluorous Synthesis , Phosphine Compounds , Phosphine Ligands , Rf-Tagged Ligands and Organometallic Complexes , Specialty Synthesis |  | n 20/D 1.459 | , |  |  | ≥90.0%,n 20/D 1.459
Bis(2- methoxyphenyl) phosphine,97%,C,,,MFCD08064038, | 710466 | 10177-79-4 | Aldrich | 双(2-甲氧基苯基)膦 | (PDF) | 97%,,,86-90 °C, | Catalysis and Inorganic Chemistry , Chemical Synthesis , Phosphine Compounds , Phosphine Ligands |  |  | , |  |  | 97%,86-90 °C
Bis[4-(1 H ,1 H ,2 H ,2 H - perfluorodecyl) phenyl] phenylphosphine,≥95% (GC),C,,,MFCD03788374,24849760 | 16367 | 892154-91-5 | Aldrich | 双[4-(1 H ,1 H ,2 H ,2 H -全氟癸基)苯基]苯膦 |  | ≥95% (GC),,,65-71 °C, | Catalysis and Inorganic Chemistry , Chemical Synthesis , Fluorous Synthesis , Phosphine Compounds , Phosphine Ligands , Rf-Tagged Ligands and Organometallic Complexes , Specialty Synthesis |  |  | , |  |  | ≥95% (GC),65-71 °C
1,1′-Bis(phenylphosphinidene)ferrocene,97%,C,,,MFCD04974069,24880349 | 567159 | 72954-06-4 | Aldrich | 1,1′-双(苯基亚膦基)二茂铁 |  | 97%,,,2-8°C, | Catalysis and Inorganic Chemistry , Chemical Synthesis , Phosphine Compounds , Phosphine Ligands |  |  | , |  |  | 2-8°C,97%,88-92 °C(lit.)
Bis( p - sulfonatophenyl) phenylphosphine dihydrate dipotassium salt,97%,C,,,MFCD00269831, | 698539 | 308103-66-4 | Aldrich | 二水合双(对磺酰苯基)苯基膦 二钾盐 | (PDF) | 97%,,,98-102 °C, | Catalysis and Inorganic Chemistry , Chemical Synthesis , Phosphine Compounds , Phosphine Ligands |  | Suzuki-Miyaura Coupling | , |  |  | Suzuki-Miyaura Coupling,97%,98-102 °C
Bis(triphenylphosphine) palladium(II) dichloride,≥99.99% trace metals basis,[(C,4935975,237-744-2,MFCD00009593, | 741248 | 13965-03-2 | Aldrich | 双(三苯基膦)二氯化钯(II) | (PDF) | ≥99.99% trace metals basis,,,, | Catalysis and Inorganic Chemistry , Chemical Synthesis , Homogeneous Pd Catalysts , Palladium , Phosphine Compounds , Phosphine Ligands |  |  | , |  |  | ≥99.99% trace metals basis
,97%,C,,,MFCD21363039, | 739006 | 757958-40-0 | Aldrich | (2- Bromophenyl) dicyclohexylphosphine | (PDF) | 97%,,,76-79 °C, | Catalysis and Inorganic Chemistry , Chemical Synthesis , Phosphine Compounds , Phosphine Ligands |  |  | , |  |  | 97%,76-79 °C
(2- Bromophenyl) diphenylphosphine,97%,C,,263-515-1,MFCD00045014, | 698482 | 62336-24-7 | Aldrich | (2-溴苯基)二苯基膦 | (PDF) | 97%,,,112-116 °C, | Catalysis and Inorganic Chemistry , Chemical Synthesis , Phosphine Compounds , Phosphine Ligands |  |  | , |  |  | 97%,112-116 °C
tert - Butyldicyclohexylphosphine,97%,C,,,MFCD03426984,24883844 | 651605 | 93634-87-8 | Aldrich | 叔丁基二环己基膦 |  | 97%,,,,0.939 g/mL at 25 °C(lit.) | Catalysis and Inorganic Chemistry , Chemical Synthesis , Phosphine Compounds , Phosphine Ligands |  |  | , |  |  | 97%,0.939 g/mL at 25 °C(lit.)
,97%,C,,,MFCD17677173, | 729337 |  | Aldrich | tert - Butyldicyclohexylphosphonium tetrafluoroborate |  | 97%,,,221-231 °C, | Catalysis and Inorganic Chemistry , Chemical Synthesis , Phosphine Compounds , Phosphine Ligands |  |  | , |  |  | 97%,221-231 °C
tert - Butyldiisopropylphosphine,97%,C,,,MFCD06200720,24883018 | 639346 | 51567-05-6 | Aldrich | 叔丁基二异丙基膦 |  | 97%,,77-79 °C/10 mmHg(lit.),,0.837 g/mL at 25 °C(lit.) | Catalysis and Inorganic Chemistry , Chemical Synthesis , Phosphine Compounds , Phosphine Ligands |  |  | , |  |  | 97%,77-79 °C/10 mmHg(lit.),0.837 g/mL at 25 °C(lit.)
,,C,,,MFCD09753012, | 693383 | 742103-27-1 | Aldrich | cBRIDP | (PDF) | ,,,87-91 °C, | Catalysis and Inorganic Chemistry , Chemical Synthesis , Phosphine Compounds , Phosphine Ligands |  | Catalysis | , |  |  | Catalysis,87-91 °C
2- Chloro- 1,3- bis(2,6- diisopropylphenyl) - 1,3,2- diazaphospholidine,,C,,,MFCD10000905, | 694207 | 314730-65-9 | Aldrich | 2- 氯- 1,3- 双(2,6- 二异丙基苯基) - 1,3,2- 二氮杂磷啶 |  | ,,,212-220 °C, | Catalysis and Inorganic Chemistry , Chemical Synthesis , Phosphine Compounds , Phosphine Ligands |  |  | , |  |  | 212-220 °C
,98%,C,,,MFCD27978504, | 759171 | 1160556-64-8 | Aldrich | CPhos | (PDF) | 98%,,,108-113 °C, | Buchwald Ligands , Buchwald Ligands and Complexes , Catalysis and Inorganic Chemistry , Chemical Synthesis , Cross-Coupling , Phosphine Compounds , Phosphine Ligands |  |  | , |  |  | 98%,108-113 °C
,97%,C,,,MFCD10565626, | 702951 | 1023330-38-2 | Aldrich | Cy-cBRIDP | (PDF) | 97%,,,2-8°C, | Catalysis and Inorganic Chemistry , Chemical Synthesis , Phosphine Compounds , Phosphine Ligands |  |  | , |  |  | 2-8°C,97%,115-122 °C
,,C,,,MFCD10565627, | 702943 | 384842-24-4 | Aldrich | Cy-vBRIDP | (PDF) | ,,,2-8°C, | Catalysis and Inorganic Chemistry , Chemical Synthesis , Phosphine Compounds , Phosphine Ligands |  |  | , |  |  | 2-8°C,124-130 °C
,98%,C,,,MFCD17018758, | 751413 | 1219080-77-9 | Aldrich | Di(1- adamantyl) - 2- dimethylaminophenylphosphine | (PDF) | 98%,,,237-242 °C, | Catalysis and Inorganic Chemistry , Chemical Synthesis , Phosphine Compounds , Phosphine Ligands |  | Buchwald-Hartwig Cross Coupling Reaction | , |  |  | Buchwald-Hartwig Cross Coupling Reaction,98%,237-242 °C
,97%,C,,,MFCD17018759, | 751618 | 1237588-12-3 | Aldrich | Di(1- adamantyl) - 2- morpholinophenylphosphine | (PDF) | 97%,,,2-8°C, | Catalysis and Inorganic Chemistry , Chemical Synthesis , Phosphine Compounds , Phosphine Ligands |  | Buchwald-Hartwig Cross Coupling Reaction,Arylations | , |  |  | Buchwald-Hartwig Cross Coupling Reaction,Arylations,97%,219-224 °C,2-8°C
Di- 1- adamantylphosphine,97%,C,,,MFCD23701602, | 695823 | 131211-27-3 | Aldrich | 二-1-金刚烷基膦 | (PDF) | 97%,,,181-185 °C, | Catalysis and Inorganic Chemistry , Chemical Synthesis , Phosphine Compounds , Phosphine Ligands |  |  | , |  |  | 97%,181-185 °C
,97%,C,,,MFCD23098736, | 772976 | 1384966-55-5 | Aldrich | Di(1- adamantyl) - (2- triisopropylsiloxyphenyl) phosphine | (PDF) | 97%,,,218-223 °C, | Catalysis and Inorganic Chemistry , Chemical Synthesis , Phosphine Compounds , Phosphine Ligands |  |  | , |  |  | 97%,218-223 °C
,≥96.5% (elemental analysis),C,12068554,,MFCD28053534, | 745219 | 210969-23-6 | Aldrich | (5 H -Dibenzo[ a,d ] cyclohepten- 5- yl) diphenylphosphine |  | ≥96.5% (elemental analysis),,,, | Catalysis and Inorganic Chemistry , Chemical Synthesis , Phosphine Compounds , Phosphine Ligands |  | ≤1.0% loss on drying | , |  |  | ≤1.0% loss on drying,≥96.5% (elemental analysis)
,Aldrich CPR,C,,,MFCD03426991, | CDS010222 |  | Aldrich | (R) - (- ) - 1- [(S) - 2- (di(3,5- bis- trifluoromethylphenyl) phosphino) ferrocenyl] ethyldicyclohexylphosphine |  | ,,,, | Catalysis and Inorganic Chemistry , Chemical Synthesis , Iron , Phosphine Compounds , Phosphine Ligands |  |  | ,
,Aldrich CPR,C,,,MFCD03426992, | CDS010221 |  | Aldrich | (R) - (- ) - 1- [(S) - 2- (di(3,5- bis- trifluoromethylphenyl) phosphino) ferrocenyl] ethyldi(3,5- dimethylphenyl) phosphine |  | ,,,, | Catalysis and Inorganic Chemistry , Chemical Synthesis , Iron , Phosphine Compounds , Phosphine Ligands |  |  | ,
Di- tert - butylcyclohexylphosphine,95%,C,,,MFCD03426985, | 698288 | 436865-11-1 | Aldrich | 二叔丁基环己基膦 |  | 95%,,,,0.889 g/mL at 25 °C | Catalysis and Inorganic Chemistry , Chemical Synthesis , Phosphine Compounds , Phosphine Ligands |  | n 20/D 1.506 | , |  |  | 95%,n 20/D 1.506,0.889 g/mL at 25 °C
Di- tert -butyl N,N - diisopropylphosphoramidite,95%,[(CH,4858847,,MFCD00153506,24866105 | 419362 | 137348-86-8 | Aldrich | N,N -二异丙基亚磷酰胺二叔丁酯 | (PDF) | 95%,,85-90 °C/0.2 mmHg(lit.),2-8°C,0.879 g/mL at 25 °C(lit.) | Catalysis and Inorganic Chemistry , Chemical Biology , Chemical Synthesis , Coupling Reagents , Nucleoside Chemistry , Phosphine Compounds , Phosphine Ligands |  | n 20/D 1.444(lit.) | , |  |  | 2-8°C,85-90 °C/0.2 mmHg(lit.),0.879 g/mL at 25 °C(lit.),n 20/D 1.444(lit.),95%
Di- tert - butyl(methyl) phosphonium tetrafluoroborate,97%,C,,,MFCD03840579,24883929 | 653101 | 870777-30-3 | Aldrich | 二叔丁基甲基膦四氟化硼酸盐 |  | 97%,,,>230 °C(lit.), | Catalysis and Inorganic Chemistry , Chemical Synthesis , Phosphine Compounds , Phosphine Ligands |  |  | , |  |  | 97%,>230 °C(lit.)
Di- tert - butylneopentylphosphine,95%,C,,,MFCD09038438,24884840 | 676187 | 60633-21-8 | Aldrich | 二叔丁基新戊基膦 | (PDF) | 95%,,40 °C/0.1 mmHg,−20°C,0.839 g/mL at 25 °C | Catalysis and Inorganic Chemistry , Chemical Synthesis , Phosphine Compounds , Phosphine Ligands |  | n 20/D 1.478 | , |  |  | −20°C,40 °C/0.1 mmHg,0.839 g/mL at 25 °C,n 20/D 1.478,95%
Di- tert -butylphenylphosphine,95%,C,,,MFCD00049096,24885714 | 682411 | 32673-25-9 | Aldrich | 二叔丁基苯基膦 | (PDF) | 95%,,124-128 °C/10 mmHg,,0.933 g/mL at 25 °C | Catalysis and Inorganic Chemistry , Chemical Synthesis , Phosphine Compounds , Phosphine Ligands |  | n 20/D 1.5382 | , |  |  | 95%,124-128 °C/10 mmHg,n 20/D 1.5382,0.933 g/mL at 25 °C
Dibutylphenylphosphine polymer-bound,2.8-3.8 mmol/g loading,,,,, | 41632 |  | Aldrich | 二丁基苯膦，聚合物键合型 |  | ,,,, | Catalysis and Inorganic Chemistry , Chemical Synthesis , Ligands , Phosphine Compounds , Phosphine Ligands , Solid Supported Synthesis , Specialty Synthesis , Supported Reagents |  | 2.8-3.8 mmol/g loading,crosslinked with 2% DVB,100-200 mesh | , |  |  | 2.8-3.8 mmol/g loading,crosslinked with 2% DVB,100-200 mesh
,,C,,,MFCD03840344, | 762245 | 33494-80-3 | Aldrich | Di- tert -butylphosphate potassium salt | (PDF) | ,,,2-8°C, | Catalysis and Inorganic Chemistry , Chemical Synthesis , Phosphine Compounds , Phosphine Ligands |  |  | , |  |  | 2-8°C,247-252 °C
,,C,,,MFCD00460156, | 734071 | 684-19-5 | Aldrich | Di- tert -butylphosphine oxide |  | ,,,74-82 °C, | Catalysis and Inorganic Chemistry , Chemical Synthesis , Phosphine Compounds , Phosphine Ligands |  |  | , |  |  | 74-82 °C
2′-(Di- tert - butylphosphino) acetophenone ethylene ketal,97%,C,,,MFCD15144771, | 706019 | 1202864-99-0 | Aldrich | 2′-(二叔丁基膦)苯乙酮乙烯缩酮 |  | 97%,,,85-89 °C, | Catalysis and Inorganic Chemistry , Chemical Synthesis , Phosphine Compounds , Phosphine Ligands |  |  | , |  |  | 97%,85-89 °C
rac -2-(Di- tert -butylphosphino)-1,1′-binaphthyl,97%,C,,,MFCD03094576, | 710342 | 255836-67-0 | Aldrich | rac -2-(二叔丁基膦)-1,1′-联萘 | (PDF) | 97%,,,144-148 °C, | Buchwald Ligands , Catalysis and Inorganic Chemistry , Chemical Synthesis , Phosphine Compounds , Phosphine Ligands |  |  | , |  |  | 97%,144-148 °C
,97%,C,,,MFCD23098738, | 774758 | 415941-58-1 | Aldrich | 2-(Di- tert - butylphosphino) dimethylaminobenzene | (PDF) | 97%,,,50-53 °C, | Catalysis and Inorganic Chemistry , Chemical Synthesis , Phosphine Compounds , Phosphine Ligands |  |  | , |  |  | 97%,50-53 °C
2-(Di- tert - butylphosphino) ethylamine,10 wt. % in THF,C,,,MFCD11044862, | 748358 | 1053658-84-6 | Aldrich | 2-(二叔丁基膦)乙胺 | (PDF) | ,,,,0.879 g/mL at 25 °C | Catalysis and Inorganic Chemistry , Chemical Synthesis , Phosphine Compounds , Phosphine Ligands |  | 10 wt. % in THF,n 20/D 1.420 | , |  |  | 10 wt. % in THF,n 20/D 1.420,0.879 g/mL at 25 °C
2-((Di- tert - butylphosphinomethyl) - 6- diethylaminomethyl) pyridine,,C,,,MFCD11656080, | 701920 | 863971-66-8 | Aldrich | 2- (二叔丁基膦甲基- 6- 二乙氨基甲基) 吡啶 |  | ,,,,0.936 g/mL at 25 °C | Catalysis and Inorganic Chemistry , Chemical Synthesis , Phosphine Compounds , Phosphine Ligands |  | n 20/D 1.519 | , |  |  | n 20/D 1.519,0.936 g/mL at 25 °C
5-(Di- tert - butylphosphino) - 1- (naphthalen- 1- yl) - 1 H -pyrazole,97%,C,,,MFCD09038825, | 710598 | 894085-97-3 | Aldrich | 5-二叔丁基膦-1-(萘-1-基)-1 H -吡唑 | (PDF) | 97%,,,127-131 °C, | Catalysis and Inorganic Chemistry , Chemical Synthesis , Phosphine Compounds , Phosphine Ligands |  |  | , |  |  | 97%,127-131 °C
5-(Di- tert -butylphosphino)-1′, 3′, 5′-triphenyl-1′ H -[1,4′]bipyrazole,97%,C,,,MFCD09038440,24884860 | 676632 | 894086-00-1 | Aldrich | 5- 二叔丁基膦- 1′,3′,5′- 三苯基- 1′ H -[1,4′]二吡唑 | (PDF) | 97%,,,169-173 °C, | Catalysis and Inorganic Chemistry , Chemical Synthesis , Cross-Coupling , Non-Proprietary Phosphine Ligands , Phosphine Compounds , Phosphine Ligands |  | Coupling Reactions,Amidations | , |  |  | Coupling Reactions,Amidations,97%,169-173 °C
3-(Di- tert - butylphosphonium) propane sulfonate,97%,C,,,MFCD12546062, | 707694 |  | Aldrich | 3-二叔丁基磷丙烷磺酸盐 | (PDF) | 97%,,,132 °C, | Catalysis and Inorganic Chemistry , Chemical Synthesis , Phosphine Compounds , Phosphine Ligands |  |  | , |  |  | 97%,132 °C
,≥95% (T),C,16508371,,MFCD20922898, | 742651 | 1291-31-2 | Aldrich | P , P - Dichloroferrocenylphosphine |  | ≥95% (T),,,, | Catalysis and Inorganic Chemistry , Chemical Synthesis , Iron , Phosphine Compounds , Phosphine Ligands |  |  | , |  |  | ≥95% (T)
Dicyclohexyl- (2,6- diisopropylphenyl) phosphine,97%,C,,,MFCD11044867, | 698814 | 1053657-07-0 | Aldrich | 二环己基-(2,6-二异丙基苯基)膦 |  | 97%,,,96-100 °C, | Catalysis and Inorganic Chemistry , Chemical Synthesis , Phosphine Compounds , Phosphine Ligands |  |  | , |  |  | 97%,96-100 °C
Dicyclohexyl(4-( N , N - dimethylamino) phenyl) phosphine,95%,C,,,MFCD11044859, | 692689 | 40438-64-0 | Aldrich | 二环己基(4-( N , N -二甲基氨基)苯基)膦 |  | 95%,,,103-108 °C, | Catalysis and Inorganic Chemistry , Chemical Synthesis , Cross-Coupling , Non-Proprietary Phosphine Ligands , Phosphine Compounds , Phosphine Ligands |  |  | , |  |  | 95%,103-108 °C
Dicyclohexyl(ethyl) phosphine,,C,,,MFCD11656161, | 695920 | 46392-44-3 | Aldrich | 二环己基(乙基)膦 |  | ,,,,0.945 g/mL at 25 °C | Catalysis and Inorganic Chemistry , Chemical Synthesis , Phosphine Compounds , Phosphine Ligands |  | n 20/D 1.518 | , |  |  | n 20/D 1.518,0.945 g/mL at 25 °C
Dicyclohexyl(4- isopropylphenyl) phosphine,,C,,,MFCD16621411, | 710970 | 1202865-62-0 | Aldrich | 二环己基(4-异丙基苯基)膦 |  | ,,,24-28 °C, | Catalysis and Inorganic Chemistry , Chemical Synthesis , Phosphine Compounds , Phosphine Ligands |  |  | , |  |  | 24-28 °C
Dicyclohexylphenylphosphine,95%,(C,,229-334-7,MFCD00003854,24857330 | 288284 | 6476-37-5 | Aldrich | 苯基二环己基膦 | (PDF) | 95%,,,60-61 °C(lit.), | Catalysis and Inorganic Chemistry , Chemical Synthesis , Phosphine Compounds , Phosphine Ligands |  |  | , |  |  | 95%,60-61 °C(lit.)
2′-(Dicyclohexylphosphino)acetophenone ethylene ketal,97%,C,,,MFCD08705257,24885298 | 675709 | 221187-50-4 | Aldrich | 2′-(二环己基膦)苯乙酮缩乙二醇 |  | 97%,,,85-92 °C, | Catalysis and Inorganic Chemistry , Chemical Synthesis , Phosphine Compounds , Phosphine Ligands , Symphos |  |  | , |  |  | 97%,85-92 °C
2- (Dicyclohexylphosphino) benzophenone,95%,C,,,MFCD11656164, | 697532 | 256926-87-1 | Aldrich | 2-(二环己基膦)二苯甲酮 |  | 95%,,,139-146 °C, | Catalysis and Inorganic Chemistry , Chemical Synthesis , Phosphine Compounds , Phosphine Ligands |  |  | , |  |  | 95%,139-146 °C
,97%,C,,,MFCD20257903, | 763365 | 1067175-36-3 | Aldrich | 2- (Dicyclohexylphosphino) - N , N -diisopropyl-1 H -indole-1-carboxamide | (PDF) | 97%,,,191-196 °C, | Catalysis and Inorganic Chemistry , Chemical Synthesis , Phosphine Compounds , Phosphine Ligands |  |  | , |  |  | 97%,191-196 °C
N - (Dicyclohexylphosphino) - 2- (2′-methoxyphenyl)indole,97%,C,,,MFCD15144752, | 703060 | 947402-60-0 | Aldrich | N - (二环己基膦) - 2- (2′- 甲氧苯基) 吲哚 |  | 97%,,,136-141 °C, | Catalysis and Inorganic Chemistry , Chemical Synthesis , Phosphine Compounds , Phosphine Ligands |  |  | , |  |  | 97%,136-141 °C
2- (2- Dicyclohexylphosphinophenyl) - 1,3- dioxolane,97%,C,,,MFCD07784367,24884101 | 655406 | 246158-59-8 | Aldrich | 2- (2- 二环己基膦苯基) - 1,3- 二氧戊环 |  | 97%,,,82-85 °C(lit.), | Catalysis and Inorganic Chemistry , Chemical Synthesis , Phosphine Compounds , Phosphine Ligands , Symphos |  |  | , |  |  | 97%,82-85 °C(lit.)
,97%,C,,,MFCD16995285, | 752231 | 1067883-58-2 | Aldrich | 2- [2- (Dicyclohexylphosphino) phenyl] - N -methylindole | (PDF) | 97%,,,180-185 °C, | Building Blocks , C13 to C27 , Catalysis and Inorganic Chemistry , Chemical Synthesis , Heterocyclic Building Blocks , Indoles , Phosphine Compounds , Phosphine Ligands |  |  | , |  |  | 97%,180-185 °C
N - (Dicyclohexylphosphino) - 2- (2′-tolyl)indole,95%,C,,,MFCD11656071, | 700711 | 947402-59-7 | Aldrich | N -(二环己基膦)-2-(2′-甲苯基)吲哚 |  | 95%,,,139-145 °C, | Catalysis and Inorganic Chemistry , Chemical Synthesis , Phosphine Compounds , Phosphine Ligands |  |  | , |  |  | 95%,139-145 °C
,97%,C,,,MFCD11616511, | 738611 | 1021176-69-1 | Aldrich | 5- (Dicyclohexylphosphino) - 1′,3′,5′-triphenyl-1′ H -[1,4′]bipyrazole | (PDF) | 97%,,,2-8°C, | Catalysis and Inorganic Chemistry , Chemical Synthesis , Phosphine Compounds , Phosphine Ligands |  |  | , |  |  | 2-8°C,97%,177-180 °C(lit.)
Diethylphenylphosphine,96%,(C,742484,216-516-6,MFCD00015172,24863798 | 381241 | 1605-53-4 | Aldrich | 二乙基苯膦 | (PDF) | 96%,,120-121 °C/29 mmHg(lit.),,0.954 g/mL at 25 °C(lit.) | Catalysis and Inorganic Chemistry , Chemical Synthesis , Phosphine Compounds , Phosphine Ligands |  | n 20/D 1.546(lit.) | , |  |  | 96%,120-121 °C/29 mmHg(lit.),n 20/D 1.546(lit.),0.954 g/mL at 25 °C(lit.)
,98%,C,,,MFCD00015169, | 731366 | 627-49-6 | Aldrich | Diethylphosphine | (PDF) | 98%,,,,0.782 g/mL at 25 °C | Catalysis and Inorganic Chemistry , Chemical Synthesis , Phosphine Compounds , Phosphine Ligands |  |  | , |  |  | 98%,0.782 g/mL at 25 °C
,97%,C,,,MFCD27952535, | 747270 | 17005-57-1 | Aldrich | 4- (Diethylphosphino) - N,N- dimethylaniline | (PDF) | 97%,,,2-8°C,1.023 g/mL at 25 °C(lit.) | Catalysis and Inorganic Chemistry , Chemical Synthesis , Phosphine Compounds , Phosphine Ligands |  | n 20/D 1.583(lit.) | , |  |  | 2-8°C,97%,n 20/D 1.583(lit.),1.023 g/mL at 25 °C(lit.)
,97%,C,,,MFCD09836731, | 771333 | 99578-68-4 | Aldrich | Diethyl 4- (trifluoromethyl) benzylphosphonate | (PDF) | 97%,,,,1.227 g/mL at 25 °C | Building Blocks , Catalysis and Inorganic Chemistry , Chemical Synthesis , Fluorinated Building Blocks , Organic Fluorinated Building Blocks , Phosphine Compounds , Phosphine Ligands , Trifluoromethyl |  | n 20/D 1.456 | , |  |  | 97%,n 20/D 1.456,1.227 g/mL at 25 °C
,97%,C,,,MFCD20527206, | 754536 | 1308652-65-4 | Aldrich | 9- [2- (Diisopropylphosphino) phenyl] - 9 H -carbazole | (PDF) | 97%,,,145-149 °C, | Catalysis and Inorganic Chemistry , Chemical Synthesis , Phosphine Compounds , Phosphine Ligands |  |  | , |  |  | 97%,145-149 °C
,95%,C,,,MFCD22572700, | 771120 | 4073-30-7 | Aldrich | Dimethylaminophenylchlorophosphine | (PDF) | 95%,,,2-8°C,1.117 g/mL at 25 °C | Catalysis and Inorganic Chemistry , Chemical Synthesis , Phosphine Compounds , Phosphine Ligands |  |  | , |  |  | 2-8°C,<5% Bis(dimethylamino)phenylp hosphine,95%,1.117 g/mL at 25 °C
(4-( N , N - Dimethylamino) phenyl) di- tert -butyl phosphine,95%,C,,,MFCD09265102,24885360 | 677264 | 932710-63-9 | Aldrich | (4-( N , N -二甲氨基)苯基)二-叔丁基膦 | (PDF) | 95%,,,57-61 °C, | Catalysis and Inorganic Chemistry , Chemical Synthesis , Cross-Coupling , Non-Proprietary Phosphine Ligands , Phosphine Compounds , Phosphine Ligands |  |  | , |  |  | 95%,57-61 °C
4- (Dimethylamino) phenyldiphenylphosphine,95%,(CH,916331,,MFCD00192068,24864636 | 395021 | 739-58-2 | Aldrich | 4-(二甲氨基)三苯基膦 | (PDF) | 95%,,,151-154 °C(lit.), | Catalysis and Inorganic Chemistry , Chemical Synthesis , Phosphine Compounds , Phosphine Ligands |  |  | , |  |  | 95%,151-154 °C(lit.)
Dimethylphenylphosphine,99%,(CH,742064,211-595-3,MFCD00008509,24856050 | 265020 | 672-66-2 | Aldrich | 二甲基苯基膦 | (PDF) | 99%,,74-75 °C/12 mmHg(lit.),,0.971 g/mL at 25 °C(lit.) | Catalysis and Inorganic Chemistry , Chemical Synthesis , Phosphine Compounds , Phosphine Ligands | 11 mmHg ( 68 °C) | n 20/D 1.563(lit.) | , |  |  | 99%,n 20/D 1.563(lit.),11 mmHg ( 68 °C),74-75 °C/12 mmHg(lit.),0.971 g/mL at 25 °C(lit.)
2- (1,1- Dimethylpropyl) - 6- (diphenylphosphino) pyridine,≥98.0% (HPLC),C,,,MFCD10000873, | 670103 | 947315-18-6 | Aldrich | 2- (1,1- 二甲基丙基) - 6- (二苯基膦) 吡啶 |  | ≥98.0% (HPLC),,,2-8°C, | Catalysis and Inorganic Chemistry , Chemical Synthesis , Phosphine Compounds , Phosphine Ligands |  |  | , |  |  | 2-8°C,≥98.0% (HPLC),78-82 °C
,Aldrich CPR,C,,,MFCD04117687, | CDS008430 |  | Aldrich | (S) - (+) - (3,5- dioxa- 4- phospha- cyclohepta[2,1- a:3,4- a′]dinaphthalen-4-yl)bis[(1R)-1-phenylethyl]amine, dichloromethane adduct |  | ,,,, | Catalysis and Inorganic Chemistry , Chemical Synthesis , Phosphine Compounds , Phosphine Ligands |  |  | ,
4- Diphenylphosphanylbenzoic acid, 2- (trimethylsilyl) ethyl ester solution,0.5 M in THF,C,,,MFCD07369722,24882904 | 638013 | 566190-45-2 | Aldrich | 4-二苯基膦基苯甲酸 2-(三甲基硅基)乙酯 溶液 |  | ,,,,0.925 g/mL at 25 °C | Catalysis and Inorganic Chemistry , Chemical Synthesis , Phosphine Compounds , Phosphine Ligands |  | 0.5 M in THF | , |  |  | 0.5 M in THF,0.925 g/mL at 25 °C
2- (Diphenylphosphino) benzaldehyde,97%,(C,,,MFCD00013367,24859571 | 326208 | 50777-76-9 | Aldrich | 2-(二苯基膦)苯甲醛 | (PDF) | 97%,,,112-115 °C(lit.), | Aldehydes , Building Blocks , C13-C60 , Carbonyl Compounds , Catalysis and Inorganic Chemistry , Chemical Synthesis , Organic Building Blocks , Phosphine Compounds , Phosphine Ligands |  |  | , |  |  | 97%,112-115 °C(lit.)
2- (Diphenylphosphino) benzaldehyde oxime,97%,C,,,MFCD16251585, | 720046 | 153358-05-5 | Aldrich | 2-(二苯基膦)苯甲醛肟 |  | 97%,,,173-178 °C, | Catalysis and Inorganic Chemistry , Chemical Synthesis , Phosphine Compounds , Phosphine Ligands |  |  | , |  |  | 97%,173-178 °C
3- (Diphenylphosphino) benzenesulfonic acid sodium salt,technical, ≥90% ( 31 P-NMR),C,2816567,,MFCD00144157,24867022 | 43151 | 63995-75-5 | Aldrich | 3-(二苯膦基)苯磺酸 钠盐 |  | ≥90% ( 31 P-NMR),,,~10% water, | Catalysis and Inorganic Chemistry , Chemical Synthesis , Phosphine Compounds , Phosphine Ligands |  | technical,~5% ethanol | , |  |  | technical,~5% ethanol,≥90% ( 31 P-NMR),~10% water
2- (Diphenylphosphino) benzoic acid,97%,(C,,241-293-7,MFCD00674024,24868988 | 454885 | 17261-28-8 | Aldrich | 2-二苯基膦苯甲酸 | (PDF) | 97%,,,174-181 °C(lit.), | Catalysis and Inorganic Chemistry , Chemical Synthesis , Phosphine Compounds , Phosphine Ligands |  |  | , |  |  | 97%,174-181 °C(lit.)
4- (Diphenylphosphino) benzoic acid,97%,(C,,,MFCD00407264,24865028 | 401595 | 2129-31-9 | Aldrich | 4-二苯基膦苯甲酸 | (PDF) | 97%,,,157-160 °C(lit.), | Catalysis and Inorganic Chemistry , Chemical Synthesis , Phosphine Compounds , Phosphine Ligands |  |  | , |  |  | 97%,157-160 °C(lit.)
N - [2- (Diphenylphosphino) benzylidene] cyclohexylamine,97%,C,,,, | 720038 | 321155-13-9 | Aldrich | N -[2-(二苯基膦)苯亚甲基]环己胺 |  | 97%,,,116-120 °C, | Catalysis and Inorganic Chemistry , Chemical Synthesis , Phosphine Compounds , Phosphine Ligands |  |  | , |  |  | 97%,116-120 °C
,95%,C,,,MFCD17013996, | 748315 | 452304-59-5 | Aldrich | (1 R ,2 R) - 2- (Diphenylphosphino) cyclohexylamine | (PDF) | 95%,,,43-48 °C, | Catalysis and Inorganic Chemistry , Chemical Synthesis , Phosphine Compounds , Phosphine Ligands |  | [α]22/D -79°, c = 0.5% in chloroform | , |  |  | [α]22/D -79°, c = 0.5% in chloroform,95%,43-48 °C
,95%,C,,,MFCD28053546, | 768065 | 53881-33-7 | Aldrich | 2- (Diphenylphosphino) - N , N -dimethylbenzylamine | (PDF) | 95%,,,55-59 °C, | Catalysis and Inorganic Chemistry , Chemical Synthesis , Phosphine Compounds , Phosphine Ligands |  | Cross Couplings | , |  |  | Cross Couplings,95%,55-59 °C
,96%,C,,,MFCD17014009, | 749516 | 1222630-32-1 | Aldrich | 2- (Diphenylphosphino) ethanaminium tetrafluoroborate | (PDF) | 96%,,,116-122 °C, | Catalysis and Inorganic Chemistry , Chemical Synthesis , Phosphine Compounds , Phosphine Ligands |  |  | , |  |  | 96%,116-122 °C
2- (Diphenylphosphino) ethylamine,≥95.0% (GC),C,644931,,MFCD00233831,24867036 | 43162 | 4848-43-5 | Aldrich | 2-(二苯基膦基)乙胺 |  | ≥95.0% (GC),,,, | Aminophosphine Ligands , Asymmetric Synthesis , Catalysis and Inorganic Chemistry , Chemical Synthesis , Chiral Catalysts, Ligands, and Reagents , Phosphine Compounds , Phosphine Ligands , Privileged Ligands and Complexes |  |  | , |  |  | ≥95.0% (GC)
2- Diphenylphosphinoethyl- functionalized silica gel,200-400 mesh, extent of labeling: 0.7 mmol/g loading,,,,MFCD03095922,24878260 | 538019 | 1173020-99-9 | Aldrich | 2-二苯基膦乙基-官能化硅胶 |  | ,,,2-8°C, | Catalysis and Inorganic Chemistry , Chemical Synthesis , Ligands , Phosphine Compounds , Phosphine Ligands , Solid Supported Synthesis , Specialty Synthesis , Supported Reagents |  | 500 m 2 /g,200-400 mesh,60 Å pore size,0.7 mmol/g loading | , |  |  | 2-8°C,500 m 2 /g,200-400 mesh,60 Å pore size,0.7 mmol/g loading
2- (2- (Diphenylphosphino) ethyl) pyridine,kanata purity,C,,,MFCD00482303, | 695599 | 10150-27-3 | Aldrich | 2-(2-(二苯基膦基)乙基)吡啶 | (PDF) | ,,,58-62 °C, | Aminophosphine Ligands , Asymmetric Synthesis , Catalysis and Inorganic Chemistry , Chemical Synthesis , Chiral Catalysts, Ligands, and Reagents , Phosphine Compounds , Phosphine Ligands , Privileged Ligands and Complexes |  |  | , |  |  | 58-62 °C
,97%,C,,,MFCD17013992, | 748366 |  | Aldrich | ( R ) - 1- (Diphenylphosphino) - 3- methyl- 2- butylamine | (PDF) | 97%,,,,1.049 g/mL at 25 °C | Catalysis and Inorganic Chemistry , Chemical Synthesis , Phosphine Compounds , Phosphine Ligands |  | n 20/D 1.597 | , |  |  | 97%,n 20/D 1.597,1.049 g/mL at 25 °C
,97%,C,,,MFCD17013993, | 748277 | 146476-37-1 | Aldrich | ( S ) - 1- (Diphenylphosphino) - 3- methyl- 2- butylamine | (PDF) | 97%,,,,1.050 g/mL at 25 °C | Catalysis and Inorganic Chemistry , Chemical Synthesis , Phosphine Compounds , Phosphine Ligands |  | n 20/D 1.597 | , |  |  | 97%,n 20/D 1.597,1.050 g/mL at 25 °C
,95%,C,,,MFCD17013981, | 750174 |  | Aldrich | 3- (Diphenylphosphino) propan- 1- aminium tetrafluoroborate | (PDF) | 95%,,,123-130 °C, | Catalysis and Inorganic Chemistry , Chemical Synthesis , Phosphine Compounds , Phosphine Ligands |  |  | , |  |  | 95%,123-130 °C
3- (Diphenylphosphino) - 1- propylamine,technical, ≥90% (GC),C,2730850,,MFCD00233832,24867037 | 43163 | 16605-03-1 | Aldrich | 3-(二苯基膦基)丙胺 |  | ≥90% (GC),,,, | Catalysis and Inorganic Chemistry , Chemical Synthesis , Phosphine Compounds , Phosphine Ligands |  | technical | , |  |  | technical,≥90% (GC)
,96%,C,,,MFCD28053547, | 768081 | 1373945-21-1 | Aldrich | 2- (Diphenylphosphino) - N , N , N - trimethylbenzylammonium triflate | (PDF) | 96%,,,154-159 °C, | Catalysis and Inorganic Chemistry , Chemical Synthesis , Phosphine Compounds , Phosphine Ligands |  |  | , |  |  | 96%,154-159 °C
Diphenyl- 2- pyridylphosphine,97%,C,,,MFCD00192108,24864153 | 392960 | 37943-90-1 | Aldrich | 二苯基-2-吡啶膦 | (PDF) | 97%,,,82-84 °C (dec.)(lit.), | Catalysis and Inorganic Chemistry , Chemical Synthesis , Phosphine Compounds , Phosphine Ligands |  | Stannylation,Carbonatations | , |  |  | Stannylation,Carbonatations,97%,82-84 °C (dec.)(lit.),1-3% 2-bromopyridine
Diphenyl( p -tolyl)phosphine,96%,(C,,213-848-3,MFCD00008543,24849330 | 155039 | 1031-93-2 | Aldrich | 二苯基甲苯基磷 | (PDF) | 96%,,,66-68 °C(lit.), | Catalysis and Inorganic Chemistry , Chemical Synthesis , Phosphine Compounds , Phosphine Ligands |  |  | , |  |  | 96%,66-68 °C(lit.)
Diphenylvinylphosphine,95%,(C,,218-459-2,MFCD00008611,24855252 | 252972 | 2155-96-6 | Aldrich | 乙烯基二苯基膦 | (PDF) | 95%,,104 °C/0.25 mmHg(lit.),,1.067 g/mL at 25 °C(lit.) | Catalysis and Inorganic Chemistry , Chemical Synthesis , Phosphine Compounds , Phosphine Ligands |  | n 20/D 1.626(lit.) | , |  |  | 95%,104 °C/0.25 mmHg(lit.),n 20/D 1.626(lit.),1.067 g/mL at 25 °C(lit.)
2-(Di- p - tolylphosphino) benzaldehyde,97%,C,,,MFCD15143661, | 716626 | 1202865-03-9 | Aldrich | 2-(二对甲苯基膦)苯甲醛 |  | 97%,,,105-111 °C, | Aldehydes , Building Blocks , C13-C60 , Carbonyl Compounds , Catalysis and Inorganic Chemistry , Chemical Synthesis , Organic Building Blocks , Phosphine Compounds , Phosphine Ligands |  |  | , |  |  | 97%,105-111 °C
Ethyldiphenylphosphine,purum, ≥97.0% (GC),(C,744253,,MFCD00015170,24845482 | 03460 | 607-01-2 | Fluka | 乙基二苯基膦 | (PDF) | ≥97.0% (GC),,293 °C(lit.),,1.048 g/mL at 25 °C(lit.) | Catalysis and Inorganic Chemistry , Chemical Synthesis , Phosphine Compounds , Phosphine Ligands |  | purum,n 20/D 1.614(lit.) | , |  |  | purum,293 °C(lit.),1.048 g/mL at 25 °C(lit.),n 20/D 1.614(lit.),≥97.0% (GC)
Ethyldiphenylphosphine,98%,(C,744253,,MFCD00015170,24860439 | 336904 | 607-01-2 | Aldrich | 乙基二苯基膦 | (PDF) | 98%,,293 °C(lit.),,1.048 g/mL at 25 °C(lit.) | Catalysis and Inorganic Chemistry , Chemical Synthesis , Phosphine Compounds , Phosphine Ligands |  | n 20/D 1.614(lit.) | , |  |  | 98%,293 °C(lit.),n 20/D 1.614(lit.),1.048 g/mL at 25 °C(lit.)
Ethyldiphenylphosphine oxide,97%,C,,217-068-4,MFCD00013912,24868912 | 454419 | 1733-57-9 | Aldrich | 乙基二苯基氧化膦 | (PDF) | 97%,,,120-125 °C(lit.), | Catalysis and Inorganic Chemistry , Chemical Synthesis , Phosphine Compounds , Phosphine Ligands |  |  | , |  |  | 97%,120-125 °C(lit.)
[4- (3,3,4,4,5,5,6,6,7,7,8,8,9,9,10,10,10- Heptadecafluorodecyl) phenyl] diphenylphosphine,≥99%,C,,,MFCD03788352,24845812 | 07026 | 462996-04-9 | Aldrich | 联苯基[4- (1H,1H,2H,2H- 全氟癸基) 苯基] 膦 | (PDF) | ≥99%,,,81-85 °C, | Catalysis and Inorganic Chemistry , Chemical Synthesis , Fluorous Synthesis , Phosphine Compounds , Phosphine Ligands , Rf-Tagged Ligands and Organometallic Complexes , Specialty Synthesis |  |  | , |  |  | ≥99%,81-85 °C
(4- Hydroxyphenyl) diphenylphosphine,98%,(C,,,MFCD00775358,24880388 | 567728 | 5068-21-3 | Aldrich | (4-羟基苯基)二苯基膦 | (PDF) | 98%,,,105-110 °C(lit.), | Catalysis and Inorganic Chemistry , Chemical Synthesis , Phosphine Compounds , Phosphine Ligands |  |  | , |  |  | 98%,105-110 °C(lit.)
(4- Hydroxyphenyl) diphenylphosphine, polymer-bound,50-100 mesh, extent of labeling: 1.5-2.0 mmol/g P loading, 1 % cross-linked with divinylbenzene,,,,MFCD05665161,24881649 | 596736 |  | Aldrich | 聚合物键合型 (4-羟基苯基)二苯基膦 |  | ,,,, | Catalysis and Inorganic Chemistry , Chemical Synthesis , Ligands , Phosphine Compounds , Phosphine Ligands , Solid Supported Synthesis , Specialty Synthesis , Supported Reagents |  | 1.5-2.0 mmol/g P loading,1 % cross-linked with divinylbenzene,50-100 mesh | , |  |  | 1.5-2.0 mmol/g P loading,1 % cross-linked with divinylbenzene,50-100 mesh
,95%,CCl,,212-794-8,MFCD21092129, | 760609 | 870-30-4 | Aldrich | Isocyanatophosphonic dichloride | (PDF) | 95%,,,,1.623 g/mL at 25 °C | Catalysis and Inorganic Chemistry , Chemical Synthesis , Phosphine Compounds , Phosphine Ligands |  | n 20/D 1.468 | , |  |  | 95%,n 20/D 1.468,1.623 g/mL at 25 °C
Isopropyldiphenylphosphine,97%,(C,,228-902-1,MFCD00015028,24860440 | 336920 | 6372-40-3 | Aldrich | 异丙基联苯膦 | (PDF) | 97%,,165 °C/11 mmHg(lit.),40-43 °C(lit.), | Catalysis and Inorganic Chemistry , Chemical Synthesis , Phosphine Compounds , Phosphine Ligands |  |  | , |  |  | 97%,165 °C/11 mmHg(lit.),40-43 °C(lit.)
J anda J el ™ -triphenylphosphine,50-100 mesh, extent of labeling: ~3.0 mmol/g P loading, 2 % cross-linked,,,,MFCD03703012,24877960 | 533416 |  | Aldrich | J anda J el ™ -三苯基膦 |  | ,,,, | Catalysis and Inorganic Chemistry , Chemical Synthesis , Ligands , Phosphine Compounds , Phosphine Ligands , Solid Supported Synthesis , Specialty Synthesis , Supported Reagents |  | ~3.0 mmol/g P loading,2 % cross-linked,50-100 mesh | , |  |  | ~3.0 mmol/g P loading,2 % cross-linked,50-100 mesh
(Methoxymethyl) diphenylphosphine oxide,purum, ≥97.0% (CH),(C,649558,224-704-4,MFCD00015451,24866971 | 43115 | 4455-77-0 | Fluka | (甲氧基甲基)二苯基氧化膦 | (PDF) | ≥97.0% (CH),,,115-117 °C(lit.), | Catalysis and Inorganic Chemistry , Chemical Synthesis , Phosphine Compounds , Phosphine Ligands |  | purum,115-117 °C,methylene chloride: soluble0.1 g/mL, clear | , |  |  | purum,115-117 °C,≥97.0% (CH),115-117 °C(lit.),methylene chloride: soluble0.1 g/mL, clear
(Methoxymethyl) diphenylphosphine oxide,98%,(C,649558,224-704-4,MFCD00015451,24868881 | 454087 | 4455-77-0 | Aldrich | (甲氧基甲基)二苯基氧化膦 | (PDF) | 98%,,,115-117 °C(lit.), | Catalysis and Inorganic Chemistry , Chemical Synthesis , Phosphine Compounds , Phosphine Ligands |  |  | , |  |  | 98%,115-117 °C(lit.)
,95%,C,,,MFCD22417233, | 763241 | 1357398-60-7 | Aldrich | 1- Methyl- 2- (2- dicyclohexylphosphinophenyl) - 1 H -benzoimidazole | (PDF) | 95%,,,153-158 °C, | Catalysis and Inorganic Chemistry , Chemical Synthesis , Phosphine Compounds , Phosphine Ligands |  |  | , |  |  | 95%,153-158 °C
,97%,C,,,MFCD22417225, | 762954 | 1357398-61-8 | Aldrich | 1- Methyl- 2- (2- diisopropylphosphinophenyl) - 1 H -benzoimidazole | (PDF) | 97%,,,147-152 °C, | Catalysis and Inorganic Chemistry , Chemical Synthesis , Phosphine Compounds , Phosphine Ligands |  |  | , |  |  | 97%,147-152 °C
Methyldiphenylphosphine,99%,(C,743075,216-065-5,MFCD00008508,24854716 | 244902 | 1486-28-8 | Aldrich | 甲基联苯膦 | (PDF) | 99%,,120-122 °C/1.5 mmHg(lit.),,1.076 g/mL at 25 °C(lit.) | Catalysis and Inorganic Chemistry , Chemical Synthesis , Phosphine Compounds , Phosphine Ligands |  | n 20/D 1.625(lit.) | , |  |  | 99%,120-122 °C/1.5 mmHg(lit.),n 20/D 1.625(lit.),1.076 g/mL at 25 °C(lit.)
Methyldiphenylphosphine oxide,98%,CH,,218-346-8,MFCD00002081,24868914 | 454427 | 2129-89-7 | Aldrich | 甲基二苯基氧化膦 |  | 98%,,,111-115 °C(lit.), | Catalysis and Inorganic Chemistry , Chemical Synthesis , Phosphine Compounds , Phosphine Ligands |  |  | , |  |  | 98%,111-115 °C(lit.)
,95%,C,,,MFCD22572682, | 763268 | 1357398-59-4 | Aldrich | 1- Methyl- 2- (2- diphenylphosphinophenyl) - 1 H -benzoimidazole | (PDF) | 95%,,,20-25°C, | Catalysis and Inorganic Chemistry , Chemical Synthesis , Phosphine Compounds , Phosphine Ligands |  |  | , |  |  | 20-25°C,95%,166-172 °C
1,2,3,4,5- Pentaphenyl- 1′-(di- tert - butylphosphino) ferrocene,,[(C,,,MFCD03788940,24885299 | 675784 | 312959-24-3 | Aldrich | 1,2,3,4,5- 戊苯基- 1′- (二叔丁基磷基) 二茂铁 | (PDF) | ,,,211-219 °C, | Catalysis and Inorganic Chemistry , Chemical Synthesis , Phosphine Compounds , Phosphine Ligands , Q-Phos |  | Suzuki-Miyaura Coupling,Arylations | , |  |  | Suzuki-Miyaura Coupling,Arylations,211-219 °C
,,C,,,MFCD22572671, | 762687 | 16610-51-8 | Aldrich | Pentathiodiphosphorus(V) acid-P,P′-bis(pyridinium betaine) | (PDF) | ,,,190-210 °C, | Catalysis and Inorganic Chemistry , Chemical Synthesis , Phosphine Compounds , Phosphine Ligands |  |  | , |  |  | 190-210 °C
Phenylbis[4- (3,3,4,4,5,5,6,6,7,7,8,8,8- tridecafluorooctyl) phenyl] phosphine,≥90.0%,C,,,MFCD03788364,24851934 | 19971 | 290827-94-0 | Aldrich | 苯基双[4- (3,3,4,4,5,5,6,6,7,7,8,8,8- 十三氟辛基) 苯基] 膦 |  | ≥90.0%,,,46-51 °C, | Catalysis and Inorganic Chemistry , Chemical Synthesis , Fluorous Synthesis , Phosphine Compounds , Phosphine Ligands , Rf-Tagged Ligands and Organometallic Complexes , Specialty Synthesis |  |  | , |  |  | ≥90.0%,46-51 °C
Phenyldi(o- tolyl) phosphine polymer-bound,extent of labeling: ~2.2 mmol/g loading,,,,MFCD03792161,24889263 | 89753 |  | Aldrich | 聚合物键合型苯基二(邻甲苯基)膦 |  | ,,,, | Catalysis and Inorganic Chemistry , Chemical Synthesis , Ligands , Phosphine Compounds , Phosphine Ligands , Solid Supported Synthesis , Specialty Synthesis , Supported Reagents |  | ~2.2 mmol/g loading,100-200 mesh | , |  |  | ~2.2 mmol/g loading,100-200 mesh
Phenylphosphine,ca. 10% weight in hexanes,C,741946,,MFCD00002094,24885212 | 674389 | 638-21-1 | Aldrich | 苯基膦 | (PDF) | ,,160 °C(lit.),−20°C,0.6912 g/mL at 25 °C | Catalysis and Inorganic Chemistry , Chemical Synthesis , Phosphine Compounds , Phosphine Ligands | 760 mmHg ( 160 °C) | 1.001 g/mL at 25 °C(lit.),n 20/D 1.578(lit.) | , |  |  | 1.001 g/mL at 25 °C(lit.),0.6912 g/mL at 25 °C,−20°C,160 °C(lit.),3.79 (vs air),760 mmHg ( 160 °C),n 20/D 1.578(lit.)
Poly(ethylene glycol) di- (4- hydroxyphenyl) diphenylphosphine,extent of labeling: 0.5-1.0 mmol/g P loading,(C,,,MFCD07785551, | 654132 |  | Aldrich | 聚乙二醇二(4-羟苯基)二苯基膦 |  | ,,,, | Catalysis and Inorganic Chemistry , Chemical Synthesis , Ligands , Phosphine Compounds , Phosphine Ligands , Solid Supported Synthesis , Specialty Synthesis , Supported Reagents |  | average M n 3374,0.5-1.0 mmol/g P loading | , |  |  | average M n 3374,0.5-1.0 mmol/g P loading
Poly(ethylene glycol) triphenylphosphine,,,,,MFCD03100952,24877901 | 532649 | 238403-28-6 | Aldrich | 聚乙二醇三苯基膦 | (PDF) | ,,,44-46 °C(lit.), | Catalysis and Inorganic Chemistry , Chemical Synthesis , Ligands , Phosphine Compounds , Phosphine Ligands , Solid Supported Synthesis , Specialty Synthesis , Supported Reagents |  |  | , |  |  | 44-46 °C(lit.)
,97%,C,,,MFCD22666441, | 761419 |  | Aldrich | ( R )-(4,4′,6,6′-Tetramethoxybiphenyl-2,2′-diyl)bis(bis(3,5-di- tert -butyl-4-methoxyphenyl)phosphine | (PDF) | 97%,,,, | Catalysis and Inorganic Chemistry , Chemical Synthesis , Phosphine Compounds , Phosphine Ligands |  | [α]22/D +18.0°, c = 0.5% in chloroform | , |  |  | [α]22/D +18.0°, c = 0.5% in chloroform,97%
,97%,C,,,MFCD22666441, | 761400 |  | Aldrich | ( S )-(4,4′,6,6′-Tetramethoxybiphenyl-2,2′-diyl)bis(bis(3,5-di- tert -butyl-4-methoxyphenyl)phosphine | (PDF) | 97%,,,, | Catalysis and Inorganic Chemistry , Chemical Synthesis , Phosphine Compounds , Phosphine Ligands |  | [α]22/D -19.0°, c = 0.5% in chloroform | , |  |  | [α]22/D -19.0°, c = 0.5% in chloroform,97%
,97%,C,,,MFCD19443624, | 761389 |  | Aldrich | (R)-(4,4′,6,6′-Tetramethoxybiphenyl-2,2′-diyl)bis(bis(3,5-dimethylphenyl)phosphine) | (PDF) | 97%,,,>300 °C, | Catalysis and Inorganic Chemistry , Chemical Synthesis , Phosphine Compounds , Phosphine Ligands |  | [α]22/D +94.0°, c = 0.5% in dichloromethane | , |  |  | [α]22/D +94.0°, c = 0.5% in dichloromethane,97%,>300 °C
,97%,C,,,MFCD19443624, | 761397 |  | Aldrich | ( S )-(4,4′,6,6′-Tetramethoxybiphenyl -2,2′-diyl)bis(bis(3,5-dimethylphenyl )phosphine) | (PDF) | 97%,,,>300 °C, | Catalysis and Inorganic Chemistry , Chemical Synthesis , Phosphine Compounds , Phosphine Ligands |  | [α]22/D -87.0, c = 0.5% in chloroform | , |  |  | [α]22/D -87.0, c = 0.5% in chloroform,97%,>300 °C
4,4,5,5- Tetramethyl- 1,3,2- dioxaphospholane 2-oxide,95%,C,,,MFCD09836231, | 686344 | 16352-18-4 | Aldrich | 4,4,5,5- 四甲基- 1,3,2- 二氧磷杂环戊烷- 2- 醇 | (PDF) | 95%,,,99-106 °C, | Catalysis and Inorganic Chemistry , Chemical Synthesis , Phosphine Compounds , Phosphine Ligands |  |  | , |  |  | 95%,99-106 °C
1,3,5,7- Tetramethyl- 6- phenyl- 2,4,8- trioxa- 6- phosphaadamantane,97%,C,,,, | 695459 | 97739-46-3 | Aldrich | 1,3,5,7- 四甲基- 6- 苯基- 2,4,8- 三氧杂- 6- 磷酰金刚烷 | (PDF) | 97%,,,106-111 °C, | Catalysis and Inorganic Chemistry , Chemical Synthesis , Phosphine Compounds , Phosphine Ligands |  |  | , |  |  | 97%,106-111 °C
Triallylphosphine,95%,(CH,,240-591-4,MFCD00014956,24860442 | 336939 | 16523-89-0 | Aldrich | 三烯丙膦 | (PDF) | 95%,,70 °C/10 mmHg(lit.),2-8°C,0.861 g/mL at 25 °C(lit.) | Catalysis and Inorganic Chemistry , Chemical Synthesis , Phosphine Compounds , Phosphine Ligands |  |  | , |  |  | 2-8°C,95%,70 °C/10 mmHg(lit.),0.861 g/mL at 25 °C(lit.)
,97%,C,,,MFCD00154905, | 695467 | 53597-69-6 | Aldrich | 1,3,5- Triaza- 7- phosphaadamantane | (PDF) | 97%,,,244-250 °C, | Catalysis and Inorganic Chemistry , Chemical Synthesis , Phosphine Compounds , Phosphine Ligands |  | Suzuki-Miyaura Coupling,Hydroformylations | , |  |  | Suzuki-Miyaura Coupling,Hydroformylations,97%,244-250 °C
Tribenzylphosphine,98%,(C,650179,231-608-6,MFCD00014439,24860443 | 336947 | 7650-89-7 | Aldrich | 三苄基膦 | (PDF) | 98%,,,96-101 °C(lit.), | Catalysis and Inorganic Chemistry , Chemical Synthesis , Phosphine Compounds , Phosphine Ligands |  |  | , |  |  | 98%,96-101 °C(lit.)
Tributylphosphine,mixture of isomers, 97%,[CH,1738261,213-651-2,MFCD00009462, | 247049 | 998-40-3 | Aldrich | 三丁基膦 | (PDF) | 97%,392 °F,150 °C/50 mmHg(lit.),<1% TBP oxide,0.81 g/mL at 25 °C(lit.) | Catalysis and Inorganic Chemistry , Chemical Synthesis , Phosphine Compounds , Phosphine Ligands |  | Stille Coupling,Acetylations,n 20/D 1.462(lit.) | , |  |  | Stille Coupling,97%,0.81 g/mL at 25 °C(lit.),<1% TBP oxide,Acetylations,150 °C/50 mmHg(lit.),9 (vs air),392 °F,n 20/D 1.462(lit.)
Tributylphosphine,≥93.5% (Tri- N -butylphosphine, GC),[CH,1738261,213-651-2,MFCD00009462,24889415 | 90827 | 998-40-3 | Aldrich | 三丁基膦 |  | ≥93.5% (Tri- N -butylphosphine, GC),392 °F,150 °C/50 mmHg(lit.),,0.81 g/mL at 25 °C(lit.) | Catalysis and Inorganic Chemistry , Chemical Synthesis , Phosphine Compounds , Phosphine Ligands |  | n 20/D 1.463,n 20/D 1.462(lit.) | , |  |  | n 20/D 1.463,≥93.5% (Tri- N -butylphosphine, GC),0.81 g/mL at 25 °C(lit.),150 °C/50 mmHg(lit.),9 (vs air),392 °F,n 20/D 1.462(lit.)
Tri- n -butylphosphine,97%,[CH,1738261,213-651-2,MFCD00009462,24900248 | T49484 | 998-40-3 | Aldrich | 三正丁基膦 | (PDF) | 97%,392 °F,150 °C/50 mmHg(lit.),,0.81 g/mL at 25 °C(lit.) | Catalysis and Inorganic Chemistry , Chemical Synthesis , Phosphine Compounds , Phosphine Ligands |  | Stille Coupling,Acetylations,n 20/D 1.462(lit.) | , |  |  | Stille Coupling,97%,0.81 g/mL at 25 °C(lit.),Acetylations,150 °C/50 mmHg(lit.),9 (vs air),392 °F,n 20/D 1.462(lit.)
Tri- n -butylphosphine,99%,[CH,1738261,213-651-2,MFCD00009462, | 731374 | 998-40-3 | Aldrich | 三正丁基膦 | (PDF) | 99%,392 °F,150 °C/50 mmHg(lit.),,0.81 g/mL at 25 °C(lit.) | Catalysis and Inorganic Chemistry , Chemical Synthesis , Phosphine Compounds , Phosphine Ligands |  | n 20/D 1.462(lit.) | , |  |  | 99%,0.81 g/mL at 25 °C(lit.),150 °C/50 mmHg(lit.),9 (vs air),392 °F,n 20/D 1.462(lit.)
Tributylphosphine oxide,95%,[CH,,212-394-3,MFCD00002082,24850419 | 172766 | 814-29-9 | Aldrich | 三丁基氧化膦 | (PDF) | 95%,,150 °C/1.5 mmHg(lit.),64-69 °C(lit.), | Catalysis and Inorganic Chemistry , Chemical Synthesis , Phosphine Compounds , Phosphine Ligands |  |  | , |  |  | 95%,150 °C/1.5 mmHg(lit.),64-69 °C(lit.)
Tributylphosphine tetrafluoroborate,97%,[CH,,,MFCD05664257,24880864 | 576492 | 113978-91-9 | Aldrich | 四氟硼酸三正丁基磷 |  | 97%,,,50-53 °C(lit.), | Catalysis and Inorganic Chemistry , Chemical Synthesis , Phosphine Compounds , Phosphine Ligands |  |  | , |  |  | 97%,50-53 °C(lit.)
Triethylphosphine,≥97.0%,(C,969170,209-068-8,MFCD00009256,24889380 | 90535 | 554-70-1 | Aldrich | 三乙基膦 |  | ≥97.0%,,127-128 °C(lit.),,0.802 g/mL at 20 °C(lit.) | Catalysis and Inorganic Chemistry , Chemical Synthesis , Phosphine Compounds , Phosphine Ligands |  | n 20/D 1.456(lit.) | , |  |  | ≥97.0%,127-128 °C(lit.),n 20/D 1.456(lit.),0.802 g/mL at 20 °C(lit.)
Triethylphosphine,99%,(C,969170,209-068-8,MFCD00009256,24854512 | 245275 | 554-70-1 | Aldrich | 三乙基膦 | (PDF) | 99%,,127-128 °C(lit.),,0.802 g/mL at 20 °C(lit.) | Catalysis and Inorganic Chemistry , Chemical Synthesis , Phosphine Compounds , Phosphine Ligands |  | Arylations,n 20/D 1.456(lit.) | , |  |  | 99%,127-128 °C(lit.),0.802 g/mL at 20 °C(lit.),n 20/D 1.456(lit.),Arylations
Triethylphosphine solution,1.0 M in THF,(C,969170,,MFCD00009256,24861378 | 346179 | 554-70-1 | Aldrich | 三乙基膦 溶液 | (PDF) | ,,,,0.869 g/mL at 25 °C | Catalysis and Inorganic Chemistry , Chemical Synthesis , Phosphine Compounds , Phosphine Ligands |  | Arylations,1.0 M in THF | , |  |  | Arylations,1.0 M in THF,0.869 g/mL at 25 °C
Triethylphosphine oxide,97%,(C,,,MFCD00013914,24880030 | 562394 | 597-50-2 | Aldrich | 三乙基氧膦 | (PDF) | 97%,,,48-52 °C(lit.), | Catalysis and Inorganic Chemistry , Chemical Synthesis , Phosphine Compounds , Phosphine Ligands |  |  | , |  |  | 97%,48-52 °C(lit.)
,Aldrich CPR,C,,,MFCD03788938, | CDS004701 |  | Aldrich | Triethylphosphonium tetrafluoroborate |  | ,,,, | Catalysis and Inorganic Chemistry , Chemical Synthesis , Phosphine Compounds , Phosphine Ligands |  |  | ,
((4- Trifluoromethyl) phenyl) di- tert -butylphosphine,technical grade, 85%,C,,,MFCD16618372, | 695246 | 1228182-34-0 | Aldrich | ((4-三氟甲基)苯基)二叔丁基膦 |  | 85%,,,34-39 °C, | Catalysis and Inorganic Chemistry , Chemical Synthesis , Phosphine Compounds , Phosphine Ligands |  | technical grade | , |  |  | technical grade,85%,34-39 °C
Tri(2- furyl) phosphine,99%,C,1577564,,MFCD00151857,24863985 | 383767 | 5518-52-5 | Aldrich | 三(2-呋喃基)膦 | (PDF) | 99%,,136 °C/4 mmHg(lit.),59-64 °C(lit.), | Catalysis and Inorganic Chemistry , Chemical Synthesis , Phosphine Compounds , Phosphine Ligands |  | Suzuki-Miyaura Coupling,Buchwald-Hartwig Cross Coupling Reaction | , |  |  | Suzuki-Miyaura Coupling,99%,136 °C/4 mmHg(lit.),59-64 °C(lit.),Buchwald-Hartwig Cross Coupling Reaction
Triisobutylphosphine,≥90% (GC),[(CH,1738664,223-934-2,MFCD00015049,24867400 | 43784 | 4125-25-1 | Fluka | 三异丁基膦烷 | (PDF) | ≥90% (GC),,126 °C/50 mmHg(lit.),,0.811 g/mL at 25 °C(lit.) | Catalysis and Inorganic Chemistry , Chemical Synthesis , Phosphine Compounds , Phosphine Ligands |  | n 20/D 1.451(lit.) | , |  |  | ≥90% (GC),126 °C/50 mmHg(lit.),n 20/D 1.451(lit.),0.811 g/mL at 25 °C(lit.)
((2,4,6- Tri- isopropyl) phenyl) di- cyclohexylphosphine,97%,C,,,MFCD11656073, | 701289 | 303111-96-8 | Aldrich | ((2,4,6- 三异丙基) 苯基) 二- 环己基膦 |  | 97%,,,138-140 °C, | Catalysis and Inorganic Chemistry , Chemical Synthesis , Phosphine Compounds , Phosphine Ligands |  |  | , |  |  | 97%,138-140 °C
Triisopropylphosphonium tetrafluoroborate,97%,C,,,, | 698466 | 121099-07-8 | Aldrich | 四氟硼酸三异丙基膦 | (PDF) | 97%,,,, | Catalysis and Inorganic Chemistry , Chemical Synthesis , Phosphine Compounds , Phosphine Ligands |  |  | , |  |  | 97%
Trimethylphosphine,97%,(CH,969138,209-823-1,MFCD00008510,24859357 | 323322 | 594-09-2 | Aldrich | 三甲基膦 | (PDF) | 97%,,38-40 °C(lit.),2-8°C,0.738 g/mL at 20 °C(lit.) | Catalysis and Inorganic Chemistry , Chemical Synthesis , Phosphine Compounds , Phosphine Ligands | 7.24 psi ( 20 °C) | Wittig Reaction,Mitsunobu Reaction,n 20/D 1.428(lit.) | , |  |  | Wittig Reaction,97%,0.738 g/mL at 20 °C(lit.),2-8°C,Mitsunobu Reaction,38-40 °C(lit.),−86 °C(lit.),7.24 psi ( 20 °C),n 20/D 1.428(lit.)
Trimethylphosphine solution,1.0 M in THF,(CH,969138,,MFCD00008510,24859423 | 324108 | 594-09-2 | Aldrich | 三甲基膦 溶液 | (PDF) | ,,,,0.872 g/mL at 25 °C | Catalysis and Inorganic Chemistry , Chemical Synthesis , Phosphine Compounds , Phosphine Ligands |  | Wittig Reaction,Mitsunobu Reaction,1.0 M in THF | , |  |  | Wittig Reaction,Mitsunobu Reaction,1.0 M in THF,0.872 g/mL at 25 °C
Trimethylphosphine solution,1.0 M in toluene,(CH,969138,,MFCD00008510,24859424 | 324116 | 594-09-2 | Aldrich | 三甲基膦 溶液 | (PDF) | ,,,,0.854 g/mL at 25 °C | Catalysis and Inorganic Chemistry , Chemical Synthesis , Phosphine Compounds , Phosphine Ligands |  | Wittig Reaction,Mitsunobu Reaction,1.0 M in toluene | , |  |  | Wittig Reaction,Mitsunobu Reaction,1.0 M in toluene,0.854 g/mL at 25 °C
,98%,C,,,MFCD03840581, | 710946 | 154358-50-6 | Aldrich | Trimethylphosphonium tetrafluoroborate |  | 98%,,,209-212 °C, | Catalysis and Inorganic Chemistry , Chemical Synthesis , Phosphine Compounds , Phosphine Ligands |  |  | , |  |  | 98%,209-212 °C
Tri- 1- naphthylphosphine,97%,(C,,,MFCD00046400,24884894 | 667218 | 3411-48-1 | Aldrich | 三(1-萘基)膦 |  | 97%,,,261-265 °C, | Catalysis and Inorganic Chemistry , Chemical Synthesis , Phosphine Compounds , Phosphine Ligands |  |  | , |  |  | 97%,261-265 °C
Trioctylphosphine,technical, ~90% (GC),[CH,1776995,225-234-2,MFCD00015298,24889737 | 92840 | 4731-53-7 | Fluka | 三辛基膦 |  | ~90% (GC),,284-291 °C/50 mmHg(lit.),,0.831 g/mL at 25 °C(lit.) | Catalysis and Inorganic Chemistry , Chemical Synthesis , Phosphine Compounds , Phosphine Ligands |  | technical,n 20/D 1.468,n 20/D 1.468(lit.) | , |  |  | n 20/D 1.468,~90% (GC),0.831 g/mL at 25 °C(lit.),technical,284-291 °C/50 mmHg(lit.),n 20/D 1.468(lit.)
Trioctylphosphine,97%,[CH,1776995,225-234-2,MFCD00015298, | 718165 | 4731-53-7 | Aldrich | 三辛基膦 | (PDF) | 97%,,284-291 °C/50 mmHg(lit.),,0.831 g/mL at 25 °C(lit.) | Catalysis and Inorganic Chemistry , Chemical Synthesis , Phosphine Compounds , Phosphine Ligands |  | n 20/D 1.468(lit.) | , |  |  | 97%,284-291 °C/50 mmHg(lit.),n 20/D 1.468(lit.),0.831 g/mL at 25 °C(lit.)
Trioctylphosphine oxide,ReagentPlus ® , 99%,[CH,1796648,201-121-3,MFCD00002083,24853374 | 223301 | 78-50-2 | Aldrich | 三正辛基氧膦 | (PDF) | 99%,,201-202 °C/2 mmHg(lit.),50-52 °C(lit.), | Catalysis , Catalysis and Inorganic Chemistry , Chemical Synthesis , Development Quantities for Research , Phosphine Compounds , Phosphine Ligands |  | ReagentPlus ® | , |  |  | ReagentPlus ®,99%,201-202 °C/2 mmHg(lit.),50-52 °C(lit.)
Trioctylphosphine oxide,for extraction analysis, ≥98.5%,[CH,1796648,201-121-3,MFCD00002083,24844936 | 00676 | 78-50-2 | Fluka | 三正辛基氧膦 | (PDF) | ≥98.5% (GC),,201-202 °C/2 mmHg(lit.),50-52 °C(lit.), | Catalysis and Inorganic Chemistry , Chemical Synthesis , Phosphine Compounds , Phosphine Ligands , Reagents for Extraction Analysis , 分析/色谱 , 分析试剂 , 特定应用试剂 |  | for extraction analysis,Zn: ≤5 mg/kg,Ca: ≤5 mg/kg | , |  |  | Zn: ≤5 mg/kg,≥98.5% (GC),for extraction analysis,Ca: ≤5 mg/kg,≤0.2% free acid (as H 3 PO 4 ),201-202 °C/2 mmHg(lit.),50-52 °C(lit.)
Trioctylphosphine oxide,technical grade, 90%,[CH,1796648,201-121-3,MFCD00002083,24861379 | 346187 | 78-50-2 | Aldrich | 三正辛基氧膦 | (PDF) | 90%,,201-202 °C/2 mmHg(lit.),50-52 °C(lit.), | Catalysis and Inorganic Chemistry , Chemical Synthesis , Phosphine Compounds , Phosphine Ligands |  | technical grade | , |  |  | technical grade,90%,201-202 °C/2 mmHg(lit.),50-52 °C(lit.)
Triphenylphosphine,≥98.5% (GC),(C,610776,210-036-0,MFCD00003043, | 93090 | 603-35-0 | Fluka | 三苯基瞵 | (PDF) | ≥98.5% (GC),,377 °C(lit.),79-81 °C(lit.),9 (vs air) | Catalysis and Inorganic Chemistry , Chemical Synthesis , Phosphine Compounds , Phosphine Ligands | 5 mmHg ( 20 °C) | 79-81 °C | , |  |  | 79-81 °C,≥98.5% (GC),~1% triphenylphosphine oxide,377 °C(lit.),79-81 °C(lit.),9 (vs air),5 mmHg ( 20 °C)
Triphenylphosphine,≥95.0% (GC),(C,610776,210-036-0,MFCD00003043,24889789 | 93092 | 603-35-0 | Sigma-Aldrich | 三苯基瞵 |  | ≥95.0% (GC),,377 °C(lit.),77-84 °C,9 (vs air) | Catalysis and Inorganic Chemistry , Chemical Synthesis , Phosphine Compounds , Phosphine Ligands | 5 mmHg ( 20 °C) | 79-81 °C(lit.) | , |  |  | 79-81 °C(lit.),≥95.0% (GC),~3% triphenylphosphine oxide,377 °C(lit.),77-84 °C,9 (vs air),5 mmHg ( 20 °C)
Triphenylphosphine, polymer-bound,100-200 mesh, extent of labeling: ~3.2 mmol/g loading,-C,,,MFCD00148025,24848790 | 14664 | 39319-11-4 | Aldrich | 聚合物键合型三苯基膦 |  | ,,,, | Catalysis and Inorganic Chemistry , Chemical Synthesis , Ligands , Phosphine Compounds , Phosphine Ligands , Solid Supported Synthesis , Specialty Synthesis , Supported Reagents |  | ~3.2 mmol/g loading,crosslinked with 2% DVB,100-200 mesh | , |  |  | ~3.2 mmol/g loading,crosslinked with 2% DVB,100-200 mesh
Triphenylphosphine, polymer-bound,100-200 mesh, extent of labeling: ~3 mmol/g triphenylphosphine loading,-C,,,MFCD00148025,24889790 | 93093 | 39319-11-4 | Aldrich | 聚合物键合型三苯基膦 |  | ,,,, | Catalysis and Inorganic Chemistry , Chemical Synthesis , Ligands , Phosphine Compounds , Phosphine Ligands , Solid Supported Synthesis , Specialty Synthesis , Supported Reagents |  | ~3 mmol/g triphenylphosphine loading,crosslinked with 2% DVB,100-200 mesh | , |  |  | ~3 mmol/g triphenylphosphine loading,crosslinked with 2% DVB,100-200 mesh
Triphenylphosphine, polymer-bound,100-200 mesh, extent of labeling: ~3.0 mmol/g loading, 2 % cross-linked with divinylbenzene,-C,,,MFCD00148025,24862656 | 366455 | 39319-11-4 | Aldrich | 聚合物键合型三苯基膦 |  | ,,,, | Catalysis and Inorganic Chemistry , Chemical Synthesis , Ligands , Phosphine Compounds , Phosphine Ligands , Solid Supported Synthesis , Specialty Synthesis , Supported Reagents |  | ~3.0 mmol/g loading,2 % cross-linked with divinylbenzene,100-200 mesh | , |  |  | ~3.0 mmol/g loading,2 % cross-linked with divinylbenzene,100-200 mesh
Triphenylphosphine, polymer-bound,100-200 mesh, extent of labeling: ~1.6 mmol/g loading,-C,,,MFCD00148025,24889791 | 93094 | 39319-11-4 | Aldrich | 聚合物键合型三苯基膦 |  | ,,,2-8°C, | Catalysis and Inorganic Chemistry , Chemical Synthesis , Ligands , Phosphine Compounds , Phosphine Ligands , Solid Supported Synthesis , Specialty Synthesis , Supported Reagents |  | ~1.6 mmol/g loading,crosslinked with 1% DVB,100-200 mesh | , |  |  | 2-8°C,~1.6 mmol/g loading,crosslinked with 1% DVB,100-200 mesh
Triphenylphosphine hydrobromide,purum, ≥96.0% (T),(C,3633387,229-012-6,MFCD00035107,24889793 | 93098 | 6399-81-1 | Fluka | 三苯基膦氢溴酸盐 | (PDF) | ≥96.0% (T),,,196 °C (dec.)(lit.), | Catalysis and Inorganic Chemistry , Chemical Synthesis , Phosphine Compounds , Phosphine Ligands |  | purum | , |  |  | purum,≥96.0% (T),196 °C (dec.)(lit.)
Triphenylphosphine hydrobromide,97%,(C,3633387,229-012-6,MFCD00035107,24860541 | 338389 | 6399-81-1 | Aldrich | 三苯基膦氢溴酸盐 | (PDF) | 97%,,,196 °C (dec.)(lit.), | Catalysis and Inorganic Chemistry , Chemical Synthesis , Phosphine Compounds , Phosphine Ligands |  |  | , |  |  | 97%,196 °C (dec.)(lit.)
,Aldrich CPR,C,,,MFCD22123305, | SYX00009 | 109724-97-2 | Aldrich | Triphenylphosphineimine hemisulfate salt |  | ,,,, | Catalysis and Inorganic Chemistry , Chemical Synthesis , Phosphine Compounds , Phosphine Ligands |  |  | ,
Triphenylphosphine oxide,98%,(C,745854,212-338-8,MFCD00002080,24900532 | T84603 | 791-28-6 | Aldrich | 三苯基氧膦 | (PDF) | 98%,,,150-157 °C(lit.), | Catalysis and Inorganic Chemistry , Chemical Synthesis , Phosphine Compounds , Phosphine Ligands |  | Michael Reaction,Coupling Reactions | , |  |  | Michael Reaction,Coupling Reactions,98%,150-157 °C(lit.)
Triphenylphosphine oxide, polymer-bound,200-400 mesh particle size, extent of labeling: 2.5-3.0 mmol/g P loading, 2 % cross-linked with divinylbenzene,,,,MFCD07371303,24884104 | 655430 |  | Aldrich | 聚合物键合型三苯基氧膦 |  | ,,,, | Catalysis and Inorganic Chemistry , Chemical Synthesis , Ligands , Phosphine Compounds , Phosphine Ligands , Solid Supported Synthesis , Specialty Synthesis , Supported Reagents |  | 2.5-3.0 mmol/g P loading,2 % cross-linked with divinylbenzene,200-400 mesh | , |  |  | 2.5-3.0 mmol/g P loading,2 % cross-linked with divinylbenzene,200-400 mesh
4- (Triphenylphosphonio) butane- 1- sulfonate,99%,C,4018406,,MFCD11656046, | 689602 | 164982-05-2 | Aldrich | 4-(三苯磷基)丁烷-1-磺酸酯 |  | ≥98.5% (HPLC),,,≤0.5% water, | Catalysis and Inorganic Chemistry , Chemical Synthesis , Phosphine Compounds , Phosphine Ligands |  | sulfate (SO 4 2- ): ≤10 mg/kg,bromide (Br - ): ≤10 mg/kg | , |  |  | sulfate (SO 4 2- ): ≤10 mg/kg,bromide (Br - ): ≤10 mg/kg,≥98.5% (HPLC),≤0.5% water
Tripropylphosphine,97%,(CH,,218-786-0,MFCD00015217,24860445 | 336971 | 2234-97-1 | Aldrich | 三丙基膦 | (PDF) | 97%,,72-74 °C/12 mmHg(lit.),,0.801 g/mL at 25 °C(lit.) | Catalysis and Inorganic Chemistry , Chemical Synthesis , Phosphine Compounds , Phosphine Ligands |  | n 20/D 1.4584(lit.) | , |  |  | 97%,72-74 °C/12 mmHg(lit.),n 20/D 1.4584(lit.),0.801 g/mL at 25 °C(lit.)
Tris[3,5- bis(trifluoromethyl) phenyl] phosphine,≥97.0% ( 31 P-NMR), yellow-brown,C,6556841,,MFCD00042428,24886662 | 74231 | 175136-62-6 | Aldrich | 三[3,5-二(三氟甲基)苯基]膦 |  | ≥97.0% ( 31 P-NMR),,,, | Catalysis and Inorganic Chemistry , Chemical Synthesis , Phosphine Compounds , Phosphine Ligands |  | yellow-brown | , |  |  | yellow-brown,≥97.0% ( 31 P-NMR)
Tris(diethylamino) phosphine,97%,P[N(C,636187,218-920-8,MFCD00009041,24855300 | 253189 | 2283-11-6 | Aldrich | 三(二乙氨基)膦 | (PDF) | 97%,,80-90 °C/10 mmHg(lit.),,0.903 g/mL at 25 °C(lit.) | Catalysis and Inorganic Chemistry , Chemical Synthesis , Phosphine Compounds , Phosphine Ligands |  | n 20/D 1.475(lit.) | , |  |  | 97%,80-90 °C/10 mmHg(lit.),n 20/D 1.475(lit.),0.903 g/mL at 25 °C(lit.)
Tris(dimethylamino) phosphine,purum, ≥97.0% (GC),P[N(CH,906778,,MFCD00008301,24889847 | 93338 | 1608-26-0 | Fluka | 三(二甲胺基)膦 | (PDF) | ≥97.0% (GC),,48-50 °C/12 mmHg(lit.),≤0.1% hexamethylphosphoric acid triamide,0.898 g/mL at 25 °C(lit.) | Catalysis and Inorganic Chemistry , Chemical Synthesis , Phosphine Compounds , Phosphine Ligands |  | purum,n 20/D 1.466,n 20/D 1.463(lit.) | , |  |  | n 20/D 1.466,≥97.0% (GC),0.898 g/mL at 25 °C(lit.),purum,≤0.1% hexamethylphosphoric acid triamide,48-50 °C/12 mmHg(lit.),n 20/D 1.463(lit.)
Tris(dimethylamino) phosphine,97%,P[N(CH,906778,,MFCD00008301,24864511 | 393290 | 1608-26-0 | Aldrich | 三(二甲胺基)膦 | (PDF) | 97%,,48-50 °C/12 mmHg(lit.),,0.898 g/mL at 25 °C(lit.) | Catalysis and Inorganic Chemistry , Chemical Synthesis , Phosphine Compounds , Phosphine Ligands |  | Wittig Reaction,Reductions,n 20/D 1.463(lit.) | , |  |  | Wittig Reaction,97%,0.898 g/mL at 25 °C(lit.),Reductions,48-50 °C/12 mmHg(lit.),n 20/D 1.463(lit.)
Tris(2,4- dimethylphenyl) phosphine,97%,C,,,MFCD09039068, | 710547 | 49676-42-8 | Aldrich | 三(2,4-二甲苯基)膦 |  | 97%,,,158-162 °C, | Catalysis and Inorganic Chemistry , Chemical Synthesis , Phosphine Compounds , Phosphine Ligands |  |  | , |  |  | 97%,158-162 °C
Tris(3,5- dimethylphenyl) phosphine,96%,[(CH,,,MFCD03094579, | 698253 | 69227-47-0 | Aldrich | 三(3,5-二甲苯基)膦 |  | 96%,,,160-165 °C, | Catalysis and Inorganic Chemistry , Chemical Synthesis , Phosphine Compounds , Phosphine Ligands |  |  | , |  |  | 96%,160-165 °C
,Aldrich CPR,C,,,MFCD05861614, | CDS006812 |  | Aldrich | Tris(2,4- dimethyl- 5- sulfanatophenyl) phosphine trisodium salt |  | ,,,, | Building Blocks , Catalysis and Inorganic Chemistry , Chemical Synthesis , Organic Building Blocks , Phosphine Compounds , Phosphine Ligands , Sulfonates/Sulfinates , Sulfur Compounds |  |  | ,
Tris[2- (diphenylphosphino) ethyl] phosphine,97%,[(C,,245-754-3,MFCD00010009,24859679 | 327697 | 23582-03-8 | Aldrich | 三[2-(二苯基磷)乙基]磷 | (PDF) | 97%,,,134-135 °C(lit.), | Catalysis and Inorganic Chemistry , Chemical Synthesis , Phosphine Compounds , Phosphine Ligands |  | Catalysis | , |  |  | Catalysis,97%,134-135 °C(lit.)
Tris(2- ethylhexyl) phosphine oxide,Selectophore ™ , ≥95.0%,C,2332446,,MFCD00368279, | 77965 | 2785-32-2 | Fluka | 三(2-乙基己基)氧化膦 |  | ≥95.0% (GC),,,2-8°C, | Catalysis and Inorganic Chemistry , Chemical Synthesis , Ion Sensor Materials , Ionophores Potentiometric for ISE , Neuroscience , Neurotransmission , Neurotransmitter Receptors , Neurotransmitters , Others , Phosphine Compounds , Phosphine Ligands , Serotonergics , 分析/色谱 , 细胞信号转导和神经科学 , 细胞生物学 |  | Selectophore ™,≥95.0%,n 20/D 1.467 | , |  |  | Selectophore ™,≥95.0%,≥95.0% (GC),n 20/D 1.467,2-8°C
S , S , S - Tris(2- ethylhexyl) phosphorotrithioate,Selectophore ™,C,,,MFCD11975205, | 11686 | 181629-03-8 | Fluka | 硫代磷酸三(2-乙基己基)酯 |  | ,,,, | Catalysis and Inorganic Chemistry , Chemical Synthesis , Ion Sensor Materials , Ionophores Potentiometric for ISE , Phosphine Compounds , Phosphine Ligands , 分析/色谱 |  | Selectophore ™ | , |  |  | Selectophore ™
Tris(4- fluorophenyl) phosphine,98%,(FC,919838,,MFCD00013553,24864642 | 395099 | 18437-78-0 | Aldrich | 三(4-氟苯基)膦 | (PDF) | 98%,,,79-83 °C(lit.), | Catalysis and Inorganic Chemistry , Chemical Synthesis , Phosphine Compounds , Phosphine Ligands |  | Catalysis | , |  |  | Catalysis,98%,79-83 °C(lit.)
Tris[4- (heptadecafluorooctyl) phenyl] phosphine,≥85%,C,,,MFCD03788382,24846006 | 07086 | 284472-92-0 | Aldrich | 三[4-(十七氟辛基)苯基]膦 |  | ≥85%,,,53-59 °C, | Catalysis and Inorganic Chemistry , Chemical Synthesis , Fluorous Synthesis , Phosphine Compounds , Phosphine Ligands , Rf-Tagged Ligands and Organometallic Complexes , Specialty Synthesis |  |  | , |  |  | ≥85%,53-59 °C
Tris(hydroxymethyl) phosphine,90%,(HOCH,,220-445-6,MFCD00055382,24850698 | 177881 | 2767-80-8 | Aldrich | 三(羟甲基)膦 | (PDF) | 90%,,111-113 °C/2.5 mmHg(lit.),48-56 °C(lit.), | Catalysis and Inorganic Chemistry , Chemical Synthesis , Phosphine Compounds , Phosphine Ligands |  |  | , |  |  | 90%,111-113 °C/2.5 mmHg(lit.),48-56 °C(lit.)
Tris(4- methoxy- 3,5- dimethylphenyl) phosphine,97%,C,,,MFCD03840342, | 698261 | 121898-64-4 | Aldrich | 三(4-甲氧基-3,5-二甲基苯基)膦 |  | 97%,,,174-179 °C, | Catalysis and Inorganic Chemistry , Chemical Synthesis , Phosphine Compounds , Phosphine Ligands |  |  | , |  |  | 97%,174-179 °C
Tris( o - methoxyphenyl) phosphine,96%,C,,225-235-8,MFCD00014892, | 710563 | 4731-65-1 | Aldrich | 三(邻甲氧基苯基)膦 | (PDF) | 96%,,,198-204 °C, | Catalysis and Inorganic Chemistry , Chemical Synthesis , Phosphine Compounds , Phosphine Ligands |  |  | , |  |  | 96%,198-204 °C
Tris(pentafluorophenyl) phosphine,97%,(C,773243,215-021-2,MFCD00079654,24857475 | 290572 | 1259-35-4 | Aldrich | 三(五氟苯基)膦 | (PDF) | 97%,,,108-110 °C(lit.), | Catalysis and Inorganic Chemistry , Chemical Synthesis , Phosphine Compounds , Phosphine Ligands |  |  | , |  |  | 97%,108-110 °C(lit.)
,97%,C,1343311,,MFCD01863555, | 775444 | 5666-12-6 | Aldrich | Tris(1- pyrrolidinyl) phosphine | (PDF) | 97%,,104 °C/0.1 mmHg(lit.),,1.041 at 25 °C | Catalysis and Inorganic Chemistry , Chemical Synthesis , Phosphine Compounds , Phosphine Ligands |  | 1.049 g/mL at 25 °C(lit.),n 20/D 1.528 | , |  |  | 1.049 g/mL at 25 °C(lit.),104 °C/0.1 mmHg(lit.),1.041 at 25 °C,n 20/D 1.528,97%
Tris[4- (tridecafluorohexyl) phenyl] phosphine,≥90%,C,,,MFCD03788375,24847450 | 12118 | 193197-68-1 | Aldrich | 三[4-(氟代己基)苯基]磷化氢 |  | ≥90%,,,54-62 °C, | Catalysis and Inorganic Chemistry , Chemical Synthesis , Fluorous Synthesis , Phosphine Compounds , Phosphine Ligands , Rf-Tagged Ligands and Organometallic Complexes , Specialty Synthesis |  |  | , |  |  | ≥90%,54-62 °C
Tris[4- (3,3,4,4,5,5,6,6,7,7,8,8,8- tridecafluorooctyl) phenyl] phosphine,>95.0%,C,,,MFCD03788376,24872808 | 49317 | 219985-31-6 | Aldrich | 三[4- (3,3,4,4,5,5,6,6,7,7,8,8,8- 十三氟辛基) 苯基] 膦 |  | >95.0%,,,66-70 °C, | Catalysis and Inorganic Chemistry , Chemical Synthesis , Fluorous Synthesis , Phosphine Compounds , Phosphine Ligands , Rf-Tagged Ligands and Organometallic Complexes , Specialty Synthesis |  |  | , |  |  | >95.0%,66-70 °C
Tris(4- trifluoromethylphenyl) phosphine,97%,((CF,,,MFCD00058883,24884812 | 666629 | 13406-29-6 | Aldrich | 三(4-三氟甲苯基)膦 | (PDF) | 97%,,,70-75 °C, | Catalysis and Inorganic Chemistry , Chemical Synthesis , Phosphine Compounds , Phosphine Ligands |  |  | , |  |  | 97%,70-75 °C
Tris(2,4,6- trimethoxyphenyl) phosphine,,[(CH,,,MFCD00145467,24864423 | 392081 | 91608-15-0 | Aldrich | 三(2,4,6-三甲氧基苯基)膦 | (PDF) | ,,,155-160 °C(lit.), | Catalysis and Inorganic Chemistry , Chemical Synthesis , Phosphine Compounds , Phosphine Ligands |  |  | , |  |  | 155-160 °C(lit.)
Tris(trimethylsilyl) phosphine,95%,[(CH,,,MFCD00015487,24860167 | 333670 | 15573-38-3 | Aldrich | 三(三甲硅基)膦 | (PDF) | 95%,,243-244 °C(lit.),2-8°C,0.863 g/mL at 25 °C(lit.) | Catalysis and Inorganic Chemistry , Chemical Synthesis , Phosphine Compounds , Phosphine Ligands |  | n 20/D 1.502(lit.) | , |  |  | 2-8°C,243-244 °C(lit.),0.863 g/mL at 25 °C(lit.),n 20/D 1.502(lit.),95%
Tri- o -tolylphosphine tetrafluoroborate,,C,,,MFCD15144764, | 704903 | 1255640-57-3 | Aldrich | 三(邻甲苯基)膦四氟硼酸盐 |  | ,,,197-212 °C, | Catalysis and Inorganic Chemistry , Chemical Synthesis , Phosphine Compounds , Phosphine Ligands |  |  | , |  |  | 197-212 °C
,97%,C,,,MFCD16621412, | 711179 | 384842-25-5 | Aldrich | vBRIDP | (PDF) | 97%,,,2-8°C, | Catalysis and Inorganic Chemistry , Chemical Synthesis , Phosphine Compounds , Phosphine Ligands |  |  | , |  |  | 2-8°C,97%,130-133 °C
,,C,,,MFCD27952546, | 776106 |  | Aldrich | AdBrettPhos Pd G3 | (PDF) | ,,,251-253 °C, | Buchwald 3 rd Generation Palladacycles , Buchwald Ligands and Complexes , Catalysis and Inorganic Chemistry , Chemical Synthesis , Cross-Coupling , Homogeneous Pd Catalysts , Palladium |  |  | , |  |  | 251-253 °C
,,C,,,, | RNI00025 |  | Aldrich | AdJohnPhos Pd G3 |  | ,,,, | Buchwald 3 rd Generation Palladacycles , Buchwald Ligands and Complexes , Catalysis and Inorganic Chemistry , Chemical Synthesis , Cross-Coupling |  |  | ,
,95%,C,,,MFCD22572666, | 761605 | 1470372-59-8 | Aldrich | BrettPhos Pd G3 | (PDF) | 95%,,,150-193 °C (decomposition), | Buchwald 3 rd Generation Palladacycles , Amines , Buchwald Ligands and Complexes , Building Blocks , C20 to C30+ , C22 to C40+ , Catalysis and Inorganic Chemistry , Chemical Synthesis , Cross-Coupling , Ethers , Nitrogen Compounds , Organic Building Blocks , Oxygen Compounds |  |  | , |  |  | 95%,150-193 °C (decomposition)
,97%,C,,,MFCD22666411, | 762229 | 1447963-75-8 | Aldrich | t BuXPhos Pd G3 | (PDF) | 97%,,,130-140 °C, | Buchwald 3 rd Generation Palladacycles , Buchwald Ligands and Complexes , Catalysis and Inorganic Chemistry , Chemical Synthesis , Cross-Coupling |  |  | , |  |  | 97%,130-140 °C
,95%,C,,,, | 763004 |  | Aldrich | CPhos Pd G3 | (PDF) | 95%,,,176-178 °C (decomposition), | Buchwald 3 rd Generation Palladacycles , Buchwald Ligands and Complexes , Catalysis and Inorganic Chemistry , Chemical Synthesis , Cross-Coupling , Homogeneous Pd Catalysts , Palladium |  |  | , |  |  | 95%,176-178 °C (decomposition)
,95%,C,,,MFCD22572672, | 762830 |  | Aldrich | JackiePhos Pd G3 | (PDF) | 95%,,,195-197 °C (decomposition), | Buchwald 3 rd Generation Palladacycles , Buchwald Ligands and Complexes , Catalysis and Inorganic Chemistry , Chemical Synthesis , Cross-Coupling , Homogeneous Pd Catalysts , Palladium |  |  | , |  |  | 95%,195-197 °C (decomposition)
,,C,,,MFCD27952542, | 773905 |  | Aldrich | RockPhos Pd G3 | (PDF) | ,,,220-250 °C, | Buchwald 3 rd Generation Palladacycles , Related Palladacycles , Buchwald Ligands and Complexes , Catalysis and Inorganic Chemistry , Chemical Synthesis , Cross-Coupling , Homogeneous Pd Catalysts , Palladium |  |  | , |  |  | 220-250 °C
,95%,C,,,MFCD22572684, | 763403 | 1445085-77-7 | Aldrich | RuPhos Pd G3 | (PDF) | 95%,,,188-196 °C (decomposition), | Buchwald 3 rd Generation Palladacycles , Buchwald Ligands and Complexes , Catalysis and Inorganic Chemistry , Chemical Synthesis , Cross-Coupling , Homogeneous Pd Catalysts , Palladium |  |  | , |  |  | 95%,188-196 °C (decomposition)
,95%,C,,,MFCD22666043, | 763381 | 1445085-55-1 | Aldrich | XPhos Pd G3 | (PDF) | 95%,,,146-151 °C (decomposition), | Buchwald 3 rd Generation Palladacycles , Buchwald Ligands and Complexes , Catalysis and Inorganic Chemistry , Chemical Synthesis , Cross-Coupling , Homogeneous Pd Catalysts , Palladium |  | ≤6% (pentane) | , |  |  | ≤6% (pentane),95%,146-151 °C (decomposition),≤6% (acetone)
,95%,C,,,MFCD22377809, | 763314 |  | Aldrich | Chloro(sodium- 2- dicyclohexylphosphino- 2′,6′-dimethoxy-1,1′-biphenyl-3′-sulfonate)[2-(2′-amino-1,1′-biphenyl)]palladium(II) | (PDF) | 95%,,,193-194 °C (decomposition), | Buchwald 2 nd Generation Palladacycles , Buchwald Ligands and Complexes , Catalysis and Inorganic Chemistry , Chemical Synthesis , Cross-Coupling , Homogeneous Pd Catalysts , Palladium |  |  | , |  |  | 95%,193-194 °C (decomposition)
,95%,C,,,MFCD22572674, | 763012 |  | Aldrich | CPhos Pd G2 | (PDF) | 95%,,,152-163 °C (decomposition), | Buchwald 2 nd Generation Palladacycles , Buchwald Ligands and Complexes , Catalysis and Inorganic Chemistry , Chemical Synthesis , Cross-Coupling , Homogeneous Pd Catalysts , Palladium |  |  | , |  |  | 95%,152-163 °C (decomposition)
,,C,,,MFCD27952536, | 747807 |  | Aldrich | CyJohnPhos Pd G2 | (PDF) | ,,,178-183 °C (decomposition without melting), | Buchwald 2 nd Generation Palladacycles , Buchwald Ligands and Complexes , Catalysis and Inorganic Chemistry , Chemical Synthesis , Cross-Coupling , Homogeneous Pd Catalysts , Palladium |  |  | , |  |  | 178-183 °C (decomposition without melting)
,,C,,,MFCD20264899, | 753246 | 1375325-68-0 | Aldrich | RuPhos Pd G2 | (PDF) | ,,,195-197 °C, | Buchwald 2 nd Generation Palladacycles , Buchwald Ligands and Complexes , Catalysis and Inorganic Chemistry , Chemical Synthesis , Cross-Coupling , Homogeneous Pd Catalysts , Palladium |  |  | , |  |  | 195-197 °C
,,C,,,MFCD20264897, | 753009 | 1375325-64-6 | Aldrich | SPhos Pd G2 | (PDF) | ,,,218 °C (dec.), | Buchwald 2 nd Generation Palladacycles , Buchwald Ligands and Complexes , Catalysis and Inorganic Chemistry , Chemical Synthesis , Cross-Coupling , Homogeneous Pd Catalysts , Palladium |  |  | , |  |  | 218 °C (dec.)
,,C,,,, | 741825 | 1310584-14-5 | Aldrich | XPhos Pd G2 | (PDF) | ,,,202-210 °C, | Buchwald 2 nd Generation Palladacycles , Buchwald Ligands and Complexes , Catalysis and Inorganic Chemistry , Chemical Synthesis , Cross-Coupling , Homogeneous Pd Catalysts , Palladium |  |  | , |  |  | 202-210 °C
,may contain up to 1 mole equivalent of MTBE, 97%,C,,,, | 718750 |  | Aldrich | BrettPhos Pd G1 Methyl- t -Butyl Ether Adduct | (PDF) | 97%,,,198-204 °C, | Buchwald 1 st Generation Palladacycles , Buchwald Ligands and Complexes , Catalysis and Inorganic Chemistry , Chemical Synthesis , Cross-Coupling , Homogeneous Pd Catalysts , Other Palladacycle Coupling Catalysts , Palladium |  |  | , |  |  | 97%,198-204 °C
,,C,,,MFCD12911909, | 708739 | 1142811-12-8 | Aldrich | t BuXPhos Pd G1 | (PDF) | ,,,150-159 °C, | Buchwald 1 st Generation Palladacycles , Buchwald Ligands and Complexes , Catalysis and Inorganic Chemistry , Chemical Synthesis , Cross-Coupling , Homogeneous Pd Catalysts , Palladium |  |  | , |  |  | 150-159 °C
Chloro(2- dicyclohexylphosphino- 2′,6′-dimethoxy-1,1′-biphenyl)[2-(2-aminoethylphenyl)]palladium(II) - methyl- t- butyl ether adduct,,C,,,MFCD15144765, | 704946 |  | Aldrich | 氯(2- 二环己基膦基- 2′,6′- 二甲氧基- 1,1′- 联苯基) [2- (2- 氨基乙基苯基) ] 钯(II) - 甲基- - 叔丁基醚加合物 | (PDF) | ,,,160-170 °C, | Buchwald 1 st Generation Palladacycles , Buchwald Ligands and Complexes , Catalysis and Inorganic Chemistry , Chemical Synthesis , Cross-Coupling , Homogeneous Pd Catalysts , Palladium |  |  | , |  |  | 160-170 °C
Chloro(2- dicyclohexylphosphino- 2′,4′,6′-triisopropyl-1,1′-biphenyl)[2-(2-aminoethyl)phenyl)]palladium(II),,C,,,MFCD13194128, | 704954 | 1028206-56-5 | Aldrich | 氯(2- 二环己基膦基- 2′,4′,6′- 三异丙基- 1,1′- 联苯基) [2- (2- 氨基乙基) 苯基) ] 钯(II) | (PDF) | ,,,205-210 °C, | Buchwald 1 st Generation Palladacycles , Buchwald Ligands and Complexes , Catalysis and Inorganic Chemistry , Chemical Synthesis , Cross-Coupling , Homogeneous Pd Catalysts , Palladium |  |  | , |  |  | 205-210 °C
RuPhos Pd G1 Methyl- t­ -Butyl Ether Adduct,95%,C,,,MFCD12545955, | 707589 |  | Aldrich | (2- 二环己基膦- 2′,6′- 二异丙基- 1,1′- 联苯) [2- (2- 氨基乙基) 苯基) ] 钯(II) | (PDF) | 95%,,,180-200 °C, | Buchwald 1 st Generation Palladacycles , Buchwald Ligands and Complexes , Catalysis and Inorganic Chemistry , Chemical Synthesis , Cross-Coupling , Homogeneous Pd Catalysts , Palladium |  |  | , |  |  | 95%,180-200 °C
,,C,,,MFCD22417237, | 764299 |  | Aldrich | APhos Pd G2 | (PDF) | ,,,<2% Acetone, | Related Palladacycles , Buchwald Ligands and Complexes , Catalysis and Inorganic Chemistry , Chemical Synthesis , Cross-Coupling , Homogeneous Pd Catalysts , Palladium |  |  | , |  |  | <2% Acetone
,97%,C,,,MFCD27978423, | 764183 |  | Aldrich | APhos Pd G3 | (PDF) | 97%,,,192-201 °C (decomposition), | Related Palladacycles , Buchwald Ligands and Complexes , Catalysis and Inorganic Chemistry , Chemical Synthesis , Cross-Coupling , Homogeneous Pd Catalysts , Palladium |  |  | , |  |  | 97%,192-201 °C (decomposition)
,,C,,,MFCD21608496, | 756482 | 1375325-71-5 | Aldrich | P( t Bu)3 Pd G2 | (PDF) | ,,,167-170 °C (decomposition), | Related Palladacycles , Buchwald Ligands and Complexes , Catalysis and Inorganic Chemistry , Chemical Synthesis , Cross-Coupling , Homogeneous Pd Catalysts , Palladium |  |  | , |  |  | 167-170 °C (decomposition)
,95%,C,,,, | 761435 |  | Aldrich | cataCXium A Pd G3 | (PDF) | 95%,,,196-241 °C (decomposition), | Related Palladacycles , Amines , Buchwald Ligands and Complexes , Building Blocks , C20 to C30+ , Catalysis and Inorganic Chemistry , Chemical Synthesis , Cross-Coupling , Nitrogen Compounds , Organic Building Blocks |  |  | , |  |  | 95%,196-241 °C (decomposition),≤3% acetone
,,C,,,MFCD27978424, | 747130 |  | Aldrich | {( R ) - 1- [(Sp) - 2- (Dicyclohexylphosphino) ferrocenyl] ethyldi- tert- butylphosphine}[2- (2′-amino-1,1′-biphenyl)]palladium(II) methanesulfonate | (PDF) | ,,,180-186 °C, | Related Palladacycles , Buchwald Ligands and Complexes , Catalysis and Inorganic Chemistry , Chemical Synthesis , Cross-Coupling , Homogeneous Pd Catalysts , Palladium |  |  | , |  |  | 180-186 °C
,Aldrich CPR,C,,,, | RNI00044 |  | Aldrich | Josiphos SL- J009- 2- G3- palladacycle |  | ,,,, | Related Palladacycles , Buchwald Ligands and Complexes , Catalysis and Inorganic Chemistry , Chemical Synthesis , Cross-Coupling |  |  | ,
,Aldrich CPR,C,,,, | RNI00043 |  | Aldrich | Josiphos SL-J009-1 Pd G3 |  | ,,,, | Related Palladacycles , Buchwald Ligands and Complexes , Catalysis and Inorganic Chemistry , Chemical Synthesis , Cross-Coupling |  |  | ,
,95%,C,,,MFCD21363051, | 756741 |  | Aldrich | PCy3 Pd G2 | (PDF) | 95%,,,244-246 °C, | Related Palladacycles , Buchwald Ligands and Complexes , C-H Activation , Catalysis and Inorganic Chemistry , Catalysts , Chemical Synthesis , Cross-Coupling , Homogeneous Pd Catalysts , Palladium |  |  | , |  |  | 95%,244-246 °C
,,C,,,, | 762822 |  | Aldrich | [(1,3,5,7- Tetramethyl- 6- phenyl- 2,4,6- trioxa- 6- phosphaadamantane) - 2- (2′-amino-1,1′-biphenyl)]palladium(II) methanesulfonate | (PDF) | ,,,2-8°C, | Related Palladacycles , Buchwald Ligands and Complexes , Catalysis and Inorganic Chemistry , Chemical Synthesis , Cross-Coupling , Homogeneous Pd Catalysts , Palladium |  |  | , |  |  | 2-8°C,130-136 °C (decomposition)
,95%,C,,,MFCD22572675, | 763039 |  | Aldrich | XantPhos Pd G3 | (PDF) | 95%,,,164-167 °C (decomposition), | Related Palladacycles , Buchwald Ligands and Complexes , Catalysis and Inorganic Chemistry , Chemical Synthesis , Cross-Coupling , Homogeneous Pd Catalysts , Palladium |  |  | , |  |  | 95%,164-167 °C (decomposition)
,95%,C,,,, | 768154 | 1160861-59-5 | Aldrich | AdBrettPhos | (PDF) | 95%,,,231-235 °C, | Buchwald Ligands , Buchwald Ligands , Buchwald Ligands and Complexes , Catalysis and Inorganic Chemistry , Chemical Synthesis , Cross-Coupling , Phosphine Compounds |  |  | , |  |  | 95%,231-235 °C
BrettPhos,96%,C,,,MFCD11973797, | 718742 | 1070663-78-3 | Aldrich | 2- (二环己基膦) 3,6- 二甲氧基- 2′,4′,6′- 三异丙基- 1,1′- 联苯 | (PDF) | 96%,,,187-195 °C, | Buchwald Ligands , Catalysis , Buchwald Ligands , Buchwald Ligands and Complexes , Catalysis and Inorganic Chemistry , Chemical Synthesis , Cross-Coupling , Development Quantities for Research , Phosphine Compounds |  | Fluorinations,Buchwald-Hartwig Cross Coupling Reaction | , |  |  | Fluorinations,Buchwald-Hartwig Cross Coupling Reaction,96%,187-195 °C
Buchwald Ligands Kit I,,,,,, | 659932 |  | Aldrich | Buchwald 配体试剂盒 I |  | ,,,, | Buchwald Ligands , Buchwald Ligands , Buchwald Ligands and Complexes , Catalysis and Inorganic Chemistry , Chemical Synthesis , Cross-Coupling , Phosphine Compounds |  |  | ,
Buchwald Ligands Kit II,,,,,, | 687243 |  | Aldrich | Buchwald 配体试剂盒 II |  | ,,,, | Buchwald Ligands , Buchwald Ligands , Buchwald Ligands and Complexes , Catalysis and Inorganic Chemistry , Chemical Synthesis , Cross-Coupling , Phosphine Compounds |  |  | ,
,,,,,, | 698903 |  | Aldrich | Buchwald Ligands Kit III |  | ,,,, | Buchwald Ligands , Buchwald Ligands , Buchwald Ligands and Complexes , Catalysis and Inorganic Chemistry , Chemical Synthesis , Cross-Coupling , Phosphine Compounds |  |  | ,
t -BuDavePhos,97%,C,,,MFCD03426986, | 695874 | 224311-49-3 | Aldrich | 2-二叔丁基膦-2′-( N , N -二甲氨基)联苯 | (PDF) | 97%,,,114-118 °C, | Buchwald Ligands , Buchwald Ligands , Buchwald Ligands and Complexes , Catalysis and Inorganic Chemistry , Chemical Synthesis , Cross-Coupling , Phosphine Compounds |  | C-X Bond Formation,Arylations | , |  |  | C-X Bond Formation,Arylations,97%,114-118 °C
t BuXPhos,97%,C,,,MFCD06411306,24882908 | 638080 | 564483-19-8 | Aldrich | 2- 二叔丁基膦- 2′,4′,6′- 三异丙基联苯 | (PDF) | 97%,,,148-151 °C(lit.), | Buchwald Ligands , Catalysis , Buchwald Ligands , Buchwald Ligands and Complexes , Catalysis and Inorganic Chemistry , Chemical Synthesis , Cross-Coupling , Development Quantities for Research , Phosphine Compounds |  | Decarboxylations,Arylations | , |  |  | Decarboxylations,Arylations,97%,148-151 °C(lit.)
CyJohnPhos,97%,C,8440533,,MFCD01862441,24882909 | 638099 | 247940-06-3 | Aldrich | (2-联苯)二环己基膦 | (PDF) | 97%,,,102-106 °C(lit.), | Buchwald Ligands , Buchwald Ligands , Buchwald Ligands and Complexes , Catalysis and Inorganic Chemistry , Chemical Synthesis , Cross-Coupling , Phosphine Compounds |  | Suzuki-Miyaura Coupling,Arylations | , |  |  | Suzuki-Miyaura Coupling,Arylations,97%,102-106 °C(lit.)
DavePhos,97%,C,,,MFCD02183572,24882905 | 638021 | 213697-53-1 | Aldrich | 2-二环己膦基-2′-( N , N -二甲胺)联苯 | (PDF) | 97%,,,121-124 °C(lit.), | Buchwald Ligands , Buchwald Ligands , Buchwald Ligands and Complexes , Catalysis and Inorganic Chemistry , Chemical Synthesis , Cross-Coupling , Phosphine Compounds |  | Suzuki-Miyaura Coupling,Arylations | , |  |  | Suzuki-Miyaura Coupling,Arylations,97%,121-124 °C(lit.)
2′-Dicyclohexylphosphino-2,4,6-trimethoxybiphenyl,97%,C,,,MFCD12406812, | 707430 | 1000171-05-0 | Aldrich | 2′- 二环己基膦- 2,4,6- 三甲氧基联苯 |  | 97%,,,148-158 °C, | Buchwald Ligands , Buchwald Ligands , Buchwald Ligands and Complexes , Catalysis and Inorganic Chemistry , Chemical Synthesis , Cross-Coupling , Phosphine Compounds |  |  | , |  |  | 97%,148-158 °C
JackiePhos,95%,C,,,MFCD17015286, | 731013 | 1160861-60-8 | Aldrich | 2- {双[3,5- 双(三氟甲基) 苯基] 膦基}- 3,6- 二甲氧基- 2′,4′,6′- 三异丙基- 1,1′- 联苯 | (PDF) | 95%,,,186-190 °C, | Buchwald Ligands , Buchwald Ligands , Buchwald Ligands and Complexes , Catalysis and Inorganic Chemistry , Chemical Synthesis , Cross-Coupling , Phosphine Compounds |  | C-X Bond Formation,Buchwald-Hartwig Cross Coupling Reaction | , |  |  | C-X Bond Formation,Buchwald-Hartwig Cross Coupling Reaction,95%,186-190 °C
JohnPhos,97%,C,8322131,,MFCD01862440,24882938 | 638439 | 224311-51-7 | Aldrich | 2-(二叔丁基膦)联苯 | (PDF) | 97%,,,86-88 °C(lit.), | Buchwald Ligands , Buchwald Ligands , Buchwald Ligands and Complexes , Catalysis and Inorganic Chemistry , Chemical Synthesis , Cross-Coupling , Phosphine Compounds |  | Suzuki-Miyaura Coupling,Buchwald-Hartwig Cross Coupling Reaction | , |  |  | Suzuki-Miyaura Coupling,Buchwald-Hartwig Cross Coupling Reaction,97%,86-88 °C(lit.)
MePhos,97%,C,,,MFCD03094577, | 695262 | 251320-86-2 | Aldrich | 2-二环己基磷-2′-甲基联苯 | (PDF) | 97%,,,105-109 °C, | Buchwald Ligands , Buchwald Ligands , Buchwald Ligands and Complexes , Catalysis and Inorganic Chemistry , Chemical Synthesis , Cross-Coupling , Phosphine Compounds |  | Suzuki-Miyaura Coupling,Arylations | , |  |  | Suzuki-Miyaura Coupling,Arylations,97%,105-109 °C
Palladium(II) acetate-S-Phos(Pd:P 1:2), ChemDose ™ tablets,Loading 1μmol Pd(OAc) 2 per magnesium aluminometasilicate tablet,,,,MFCD11045400, | 694088 |  | Aldrich | 乙酸钯(II)-S-Phos(Pd:P 1:2)，ChemDose ™ 片剂 |  | ,,,, | Buchwald Ligands , Buchwald Ligands and Complexes , Catalysis and Inorganic Chemistry , ChemDose , Chemical Synthesis , Cross-Coupling , Specialty Synthesis |  | Magnesium aluminometasilicate base material | , |  |  | Magnesium aluminometasilicate base material
PhDave-Phos,97%,C,,,MFCD03094578, | 695882 | 240417-00-9 | Aldrich | 2-二苯基膦-2′-( N , N -二甲基氨基)联苯 | (PDF) | 97%,,,122-126 °C, | Buchwald Ligands , Buchwald Ligands , Buchwald Ligands and Complexes , Catalysis and Inorganic Chemistry , Chemical Synthesis , Cross-Coupling , Phosphine Compounds |  | C-C Bond Formation,Buchwald-Hartwig Cross Coupling Reaction | , |  |  | C-C Bond Formation,Buchwald-Hartwig Cross Coupling Reaction,97%,122-126 °C
SPhos,97%,C,,,MFCD05861611,24882907 | 638072 | 657408-07-6 | Aldrich | 2-双环己基膦-2′,6′-二甲氧基联苯 | (PDF) | 97%,,,164-166 °C(lit.), | Buchwald Ligands , Catalysis , Buchwald Ligands , Buchwald Ligands and Complexes , Catalysis and Inorganic Chemistry , Chemical Synthesis , Cross-Coupling , Development Quantities for Research , Phosphine Compounds |  | Suzuki-Miyaura Coupling,Buchwald-Hartwig Cross Coupling Reaction | , |  |  | Suzuki-Miyaura Coupling,Buchwald-Hartwig Cross Coupling Reaction,97%,164-166 °C(lit.)
XPhos,97%,C,,,MFCD04117682,24882906 | 638064 | 564483-18-7 | Aldrich | 2- 二环己基磷- 2′,4′,6′- 三异丙基联苯 | (PDF) | 97%,,,187-190 °C(lit.), | Buchwald Ligands , Catalysis , Buchwald Ligands , Buchwald Ligands and Complexes , Catalysis and Inorganic Chemistry , Chemical Synthesis , Cross-Coupling , Development Quantities for Research , Phosphine Compounds |  | Catalysis,Buchwald-Hartwig Cross Coupling Reaction,Suzuki-Miyaura Coupling | , |  |  | Catalysis,Buchwald-Hartwig Cross Coupling Reaction,97%,187-190 °C(lit.),Suzuki-Miyaura Coupling
S -Phos, ChemDose ™ tablets,Loading: 2μmol per tablet,C,,,MFCD05861611, | 685585 | 657408-07-6 | Aldrich | S -Phos，ChemDose ™ 片 |  | ,,,, | Buchwald Ligands , Buchwald Ligands and Complexes , Catalysis and Inorganic Chemistry , ChemDose , Chemical Synthesis , Cross-Coupling , Specialty Synthesis |  | Magnesium aluminometasilicate base material | , |  |  | Magnesium aluminometasilicate base material
X-Phos, ChemDose ™ tablets,Loading: 2μmol per tablet,C,,,MFCD04117682,24885834 | 685151 | 564483-18-7 | Aldrich | X-Phos，ChemDose ™ 片 |  | ,,,, | Buchwald Ligands , Buchwald Ligands and Complexes , Catalysis and Inorganic Chemistry , ChemDose , Chemical Synthesis , Cross-Coupling , Specialty Synthesis |  | Magnesium aluminometasilicate base material | , |  |  | Magnesium aluminometasilicate base material
RuPhos,95%,C,,,MFCD06798294,24884189 | 663131 | 787618-22-8 | Aldrich | 2- 二环己基磷- 2',6'- 二异丙氧基- 1,1'- 联苯 | (PDF) | 95%,,,123-126 °C, | Buchwald Ligands , Catalysis , Buchwald Ligands , Buchwald Ligands and Complexes , Catalysis and Inorganic Chemistry , Chemical Synthesis , Cross-Coupling , Development Quantities for Research , Phosphine Compounds |  | Suzuki-Miyaura Coupling,Arylations | , |  |  | Suzuki-Miyaura Coupling,Arylations,95%,123-126 °C,1-5% Bis(2′,6′-Diisopropoxybip henyl)cyclohexylphosphine
Sodium 2′-dicyclohexylphosphino-2,6-dimethoxy-1,1′-biphenyl-3-sulfonate hydrate,,C,,,MFCD07781994,24885361 | 677280 | 1049726-96-6 | Aldrich | 2′- 二环己基膦基- 2,6- 二甲氧基- 1,1′- 联苯基- 3- 磺酸钠 水合物 | (PDF) | ,,,, | Buchwald Ligands , Buchwald Ligands , Buchwald Ligands and Complexes , Catalysis and Inorganic Chemistry , Chemical Synthesis , Cross-Coupling , Phosphine Compounds |  | Suzuki-Miyaura Coupling | , |  |  | Suzuki-Miyaura Coupling
tBuBrettPhos,97%,C,,,MFCD13181930, | 730998 | 1160861-53-9 | Aldrich | 2- 二叔丁基膦- 2′,4′,6′- 三异丙基- 3,6- 二甲氧基- 1,1′- 联苯 | (PDF) | 97%,,,166-170 °C, | Buchwald Ligands , Catalysis , Buchwald Ligands , Buchwald Ligands and Complexes , Catalysis and Inorganic Chemistry , Chemical Synthesis , Cross-Coupling , Development Quantities for Research , Phosphine Compounds |  | Fluorinations,Arylations | , |  |  | Fluorinations,Arylations,97%,166-170 °C
tBuMePhos,97%,C,,,MFCD03453047, | 695211 | 255837-19-5 | Aldrich | 2-二叔丁基膦-2′-甲基联苯 | (PDF) | 97%,,,90-95 °C, | Buchwald Ligands , Buchwald Ligands , Buchwald Ligands and Complexes , Catalysis and Inorganic Chemistry , Chemical Synthesis , Cross-Coupling , Phosphine Compounds |  | Reductions,Arylations | , |  |  | Reductions,Arylations,97%,90-95 °C
Tetramethyl tBuXPhos,96%,C,,,MFCD09038436,24885309 | 675938 | 857356-94-6 | Aldrich | 2- 二叔丁基膦- 3,4,5,6- 四甲基- 2′,4′,6′- 三异丙基- 1,1′- 联苯 | (PDF) | 96%,,,168-172 °C, | Buchwald Ligands , Buchwald Ligands , Buchwald Ligands and Complexes , Catalysis and Inorganic Chemistry , Chemical Synthesis , Cross-Coupling , Phosphine Compounds |  | C-X Bond Formation,Buchwald-Hartwig Cross Coupling Reaction | , |  |  | C-X Bond Formation,Buchwald-Hartwig Cross Coupling Reaction,96%,168-172 °C
Tris[dibenzylideneacetone] dipalladium(0) - S- Phos (Pd:P 1:2), ChemDose ™ tablets,Loading 0.5μmol Pd 2 (dba) 3 per magnesium aluminometasilicate tablet (1μmol Pd per tablet),,,,, | 694053 |  | Aldrich | 三[二亚苄基丙酮] 二钯(0) - S- Phos (Pd:P 1:2)，ChemDose ™ 片 |  | ,,,, | Buchwald Ligands , Buchwald Ligands and Complexes , Catalysis and Inorganic Chemistry , ChemDose , Chemical Synthesis , Cross-Coupling , Specialty Synthesis |  | Magnesium aluminometasilicate base material | , |  |  | Magnesium aluminometasilicate base material
Bis(di- tert - butyl(4- dimethylaminophenyl) phosphine) dichloropalladium(II),,C,,,MFCD09265123,24885453 | 678740 | 887919-35-9 | Aldrich | (A- ta Phos) 2 PdCl 2 | (PDF) | ,,,, | Catalysis and Inorganic Chemistry , Chemical Synthesis , Cross-Coupling , Homogeneous Pd Catalysts , Non-Proprietary Phosphine Ligands , Palladium |  |  | ,
Bis[di-( tert - butyl) (4- trifluoromethylphenyl) phosphine] palladium(II) chloride,,C,,,MFCD11045389, | 692921 | 887919-36-0 | Aldrich | 双[二- (叔丁基) (4- 三氟甲苯基) 膦] 氯化钯(II) |  | ,,,230 °C (D), | Catalysis and Inorganic Chemistry , Chemical Synthesis , Cross-Coupling , Homogeneous Pd Catalysts , Non-Proprietary Phosphine Ligands , Palladium |  |  | , |  |  | 230 °C (D)
Bis[(dicyclohexyl) (4- dimethylaminophenyl) phosphine] palladium(II) chloride,,(CH,,,, | 692913 | 945375-77-9 | Aldrich | 双[(二环己基) (4- 二甲基氨苯基) 膦] 氯化钯(II) |  | ,,,, | Catalysis and Inorganic Chemistry , Chemical Synthesis , Cross-Coupling , Homogeneous Pd Catalysts , Non-Proprietary Phosphine Ligands , Palladium |  |  | ,
,,C,,,MFCD23701103, | L511528 |  | Aldrich | ( S )-4-( tert - Butyl) - 2- [4- (trifluoromethyl) pyridin- 2- yl] - 4,5- dihydrooxazole |  | ,,,, | Asymmetric Synthesis , Catalysis and Inorganic Chemistry , Chemical Synthesis , Chiral Catalysts, Ligands, and Reagents , Cross-Coupling , Other Chiral Ligands , Sigman Ligands |  |  | ,
,Aldrich CPR,C,,,MFCD25541466, | L511536 |  | Aldrich | ( S )-4-( tert - Butyl) - 2- [5- (trifluoromethyl) pyridin- 2- yl] - 4,5- dihydrooxazole |  | ,,,, | Catalysis and Inorganic Chemistry , Chemical Synthesis , Cross-Coupling , Sigman Ligands |  |  | ,
Dichloro[2- (4,5- dihydro- 2- oxazolyl) quinoline] palladium(II),≥97.0% (AT),C,,,MFCD16875666, | 713929 | 1150097-98-5 | Aldrich | 二氯[2- (4,5- 二氢- 2- 噁唑基) 喹啉] 钯(II) |  | ≥97.0% (AT),,,, | Catalysis and Inorganic Chemistry , Chemical Synthesis , Cross-Coupling , Homogeneous Pd Catalysts , Nitrogen-Donor Ligands , Palladium , Quinox Ligands and Complexes , Sigman Ligands |  |  | , |  |  | ≥97.0% (AT)
,97%,C,,,MFCD17171287, | 731005 | 226387-11-7 | Aldrich | ( S ) - 2- (4,5- Dihydro- 4- isopropyl- 2- oxazolyl) quinoline |  | 97%,,,75-80 °C, | Asymmetric Synthesis , Catalysis and Inorganic Chemistry , Chemical Synthesis , Chiral Catalysts, Ligands, and Reagents , Cross-Coupling , Nitrogen-Donor Ligands , Other Chiral Ligands , Quinox Ligands and Complexes , Sigman Ligands |  |  | , |  |  | 97%,75-80 °C
2- (4,5- Dihydro- 2- oxazolyl) quinoline,97%,C,,,MFCD00183217, | 713910 | 202191-12-6 | Aldrich | 2-(4,5-二氢-2-噁唑基)喹啉 |  | ≥96.5% (HPLC),,,, | Catalysis and Inorganic Chemistry , Chemical Synthesis , Cross-Coupling , Nitrogen-Donor Ligands , Other Ligands , Quinox Ligands and Complexes , Sigman Ligands |  | 97% | , |  |  | 97%,≥96.5% (HPLC)
Methylzinc chloride solution,2.0 M in THF,CH,969141,,MFCD00192334,24866136 | 417297 | 5158-46-3 | Aldrich | 甲基氯化锌 溶液 |  | ,,67 °C,,1.033 g/mL at 25 °C | Alkyl , Chemical Synthesis , Organometallic Reagents , Organozinc Halides , Rieke and Organozinc Reagents |  | 2.0 M in THF | , |  |  | 2.0 M in THF,67 °C,1.033 g/mL at 25 °C
2-Thiazolylzinc bromide solution,0.5 M in THF,C,,,MFCD00671987,24873278 | 499404 | 173382-28-0 | Aldrich | 2-噻唑基溴化锌 溶液 | (PDF) | ,,,2-8°C,0.992 g/mL at 25 °C | Chemical Synthesis , Heteroaryl , Organometallic Reagents , Organozinc Halides , Rieke and Organozinc Reagents |  | 0.5 M in THF | , |  |  | 2-8°C,0.5 M in THF,0.992 g/mL at 25 °C
2-Cyanoethylzinc bromide solution,0.5 M in THF,NCCH,,203-726-8,MFCD00671974,24873154 | 497908 | 312624-26-3 | Aldrich | 2-氰乙基溴化锌 溶液 | (PDF) | ,,,2-8°C,0.955 g/mL at 25 °C | Alkyl , Chemical Synthesis , Organometallic Reagents , Organozinc Halides , Rieke and Organozinc Reagents |  | 0.5 M in THF | , |  |  | 2-8°C,0.5 M in THF,0.955 g/mL at 25 °C
Cyclopropylzinc bromide solution,0.5 M in THF,C,,,MFCD08741505, | 680982 | 126403-68-7 | Aldrich | 环丙基溴化锌 溶液 | (PDF) | ,,,2-8°C,0.969 g/mL at 25 °C | Alkyl , Chemical Synthesis , Organometallic Reagents , Organozinc Halides , Rieke and Organozinc Reagents |  | 0.5 M in THF | , |  |  | 2-8°C,0.5 M in THF,0.969 g/mL at 25 °C
2-Propylzinc bromide solution,0.5 M in THF,(CH,,,MFCD06200639,24885605 | 680966 | 77047-87-1 | Aldrich | 2-丙基溴化锌 溶液 | (PDF) | ,,,2-8°C,0.963 g/mL at 25 °C | Alkyl , Chemical Synthesis , Organometallic Reagents , Organozinc Halides , Rieke and Organozinc Reagents |  | 0.5 M in THF | , |  |  | 2-8°C,0.5 M in THF,0.963 g/mL at 25 °C
Propylzinc bromide solution,0.5 M in THF,CH,,,MFCD00671996,24873275 | 499374 | 156567-57-6 | Aldrich | 丙基溴化锌 溶液 | (PDF) | ,,,2-8°C,0.947 g/mL at 25 °C | Alkyl , Chemical Synthesis , Organometallic Reagents , Organozinc Halides , Rieke and Organozinc Reagents |  | 0.5 M in THF | , |  |  | 2-8°C,0.5 M in THF,0.947 g/mL at 25 °C
5- Chloro- 2- thienylzinc bromide solution,0.5 M in THF,C,,,MFCD01317001,24873152 | 497843 | 312624-22-9 | Aldrich | 5-氯-2-噻吩基溴化锌 溶液 | (PDF) | ,,,2-8°C,0.984 g/mL at 25 °C | Chemical Synthesis , Heteroaryl , Organometallic Reagents , Organozinc Halides , Rieke and Organozinc Reagents |  | 0.5 M in THF | , |  |  | 2-8°C,0.5 M in THF,0.984 g/mL at 25 °C
2-Thienylzinc bromide solution,0.5 M in THF,C,,,MFCD01317002,24873279 | 499412 | 45438-80-0 | Aldrich | 2-噻吩基溴化锌 溶液 | (PDF) | ,,,2-8°C,0.973 g/mL at 25 °C | Chemical Synthesis , Heteroaryl , Organometallic Reagents , Organozinc Halides , Rieke and Organozinc Reagents |  | 0.5 M in THF | , |  |  | 2-8°C,0.5 M in THF,0.973 g/mL at 25 °C
3-Thienylzinc iodide solution,0.5 M in THF,C,,,MFCD03427251,24879956 | 561622 | 172035-85-7 | Aldrich | 3-噻吩基碘化锌 溶液 | (PDF) | ,,65 °C,2-8°C,1.011 g/mL at 25 °C | Chemical Synthesis , Heteroaryl , Organometallic Reagents , Organozinc Halides , Rieke and Organozinc Reagents |  | 0.5 M in THF | , |  |  | 2-8°C,0.5 M in THF,65 °C,1.011 g/mL at 25 °C
3-Cyanopropylzinc bromide solution,0.5 M in THF,NC(CH,,,MFCD00671975,24873158 | 497967 | 135579-85-0 | Aldrich | 3-氰基丙基溴化锌 溶液 | (PDF) | ,,,2-8°C,0.981 g/mL at 25 °C | Alkyl , Chemical Synthesis , Organometallic Reagents , Organozinc Halides , Rieke and Organozinc Reagents |  | 0.5 M in THF | , |  |  | 2-8°C,0.5 M in THF,0.981 g/mL at 25 °C
(1,3- Dioxolan- 2- ylmethyl) zinc bromide,0.6 M in THF,C,,,MFCD07698709, | 710326 |  | Aldrich | (1,3-二氧戊环-2-基甲基)溴化锌 | (PDF) | ,,,2-8°C,0.992 g/mL at 25 °C | Alkyl , Chemical Synthesis , Organometallic Reagents , Organozinc Halides , Rieke and Organozinc Reagents |  | 0.6 M in THF | , |  |  | 2-8°C,0.6 M in THF,0.992 g/mL at 25 °C
Cyclobutylzinc bromide,0.5 M in THF,C,,,MFCD09801445, | 710318 |  | Aldrich | 环丁基溴化锌 | (PDF) | ,,,2-8°C,0.984 g/mL at 25 °C | Alkyl , Chemical Synthesis , Organometallic Reagents , Organozinc Halides , Rieke and Organozinc Reagents |  | 0.5 M in THF | , |  |  | 2-8°C,0.5 M in THF,0.984 g/mL at 25 °C
4-Chlorobutylzinc bromide solution,0.5 M in THF,Cl(CH,,,MFCD01316995,24873143 | 497770 | 155589-48-3 | Aldrich | 4-氯丁基溴化锌 溶液 | (PDF) | ,,,2-8°C,0.98 g/mL at 25 °C | Alkyl , Chemical Synthesis , Organometallic Reagents , Organozinc Halides , Rieke and Organozinc Reagents |  | 0.5 M in THF | , |  |  | 2-8°C,0.5 M in THF,0.98 g/mL at 25 °C
Butylzinc bromide solution,0.5 M in THF,CH,,,MFCD00671997,24873140 | 497746 | 92273-73-9 | Aldrich | 丁基溴化锌 溶液 | (PDF) | ,,,2-8°C,0.958 g/mL at 25 °C | Alkyl , Chemical Synthesis , Organometallic Reagents , Organozinc Halides , Rieke and Organozinc Reagents |  | 0.5 M in THF | , |  |  | 2-8°C,0.5 M in THF,0.958 g/mL at 25 °C
Isobutylzinc bromide solution,0.5 M in THF,(CH,,,MFCD00671802,24873242 | 498963 | 126403-67-6 | Aldrich | 异丁基溴化锌 溶液 | (PDF) | ,,,2-8°C,0.943 g/mL at 25 °C | Alkyl , Chemical Synthesis , Organometallic Reagents , Organozinc Halides , Rieke and Organozinc Reagents |  | 0.5 M in THF | , |  |  | 2-8°C,0.5 M in THF,0.943 g/mL at 25 °C
sec -Butylzinc bromide solution,0.5 M in THF,C,,,MFCD00671990,24873139 | 497738 | 171860-66-5 | Aldrich | 仲丁基溴化锌 溶液 | (PDF) | ,,,2-8°C,0.968 g/mL at 25 °C | Alkyl , Chemical Synthesis , Organometallic Reagents , Organozinc Halides , Rieke and Organozinc Reagents |  | 0.5 M in THF | , |  |  | 2-8°C,0.5 M in THF,0.968 g/mL at 25 °C
tert -Butylzinc bromide solution,0.5 M in THF,(CH,,,MFCD00671989,24873141 | 497754 | 7565-59-5 | Aldrich | 叔丁基溴化锌 溶液 | (PDF) | ,,,2-8°C,0.966 g/mL at 25 °C | Alkyl , Chemical Synthesis , Organometallic Reagents , Organozinc Halides , Rieke and Organozinc Reagents |  | 0.5 M in THF | , |  |  | 2-8°C,0.5 M in THF,0.966 g/mL at 25 °C
2-Pyridylzinc bromide solution,0.5 M in THF,C,,,MFCD00671985,24873276 | 499382 | 218777-23-2 | Aldrich | 2-吡啶基溴化锌 溶液 | (PDF) | ,,,2-8°C,0.974 g/mL at 25 °C | Chemical Synthesis , Heteroaryl , Organometallic Reagents , Organozinc Halides , Rieke and Organozinc Reagents |  | 0.5 M in THF | , |  |  | 2-8°C,0.5 M in THF,0.974 g/mL at 25 °C
3- Methyl- 2- thienylzinc bromide solution,0.5 M in THF,C,,,MFCD01319889,24874471 | 525111 | 312693-45-1 | Aldrich | 3-甲基-2-噻吩基溴化锌 溶液 | (PDF) | ,,65 °C,2-8°C,0.978 g/mL at 25 °C | Chemical Synthesis , Heteroaryl , Organometallic Reagents , Organozinc Halides , Rieke and Organozinc Reagents |  | 0.5 M in THF | , |  |  | 2-8°C,0.5 M in THF,65 °C,0.978 g/mL at 25 °C
5- Methyl- 2- thienylzinc bromide solution,0.5 M in THF,C,,,MFCD08064068, | 710237 |  | Aldrich | 5-甲基-2-噻吩基溴化锌 溶液 | (PDF) | ,,,2-8°C,1.203 g/mL at 25 °C | Chemical Synthesis , Heteroaryl , Organometallic Reagents , Organozinc Halides , Rieke and Organozinc Reagents |  | 0.5 M in THF | , |  |  | 2-8°C,0.5 M in THF,1.203 g/mL at 25 °C
4-Cyanobutylzinc bromide solution,0.5 M in THF,NC(CH,,,MFCD01316996,24873153 | 497894 | 226570-68-9 | Aldrich | 4-氰基丁基溴化锌 溶液 | (PDF) | ,,,2-8°C,0.971 g/mL at 25 °C | Alkyl , Chemical Synthesis , Organometallic Reagents , Organozinc Halides , Rieke and Organozinc Reagents |  | 0.5 M in THF | , |  |  | 2-8°C,0.5 M in THF,0.971 g/mL at 25 °C
( R ) - (+) - 3- Methoxy- 2- methyl- 3- oxopropylzinc bromide solution,0.5 M in THF,CH,,,MFCD06799347,24873285 | 499498 | 343338-26-1 | Aldrich | ( R ) - (+) - 3- 甲氧基- 2- 甲基- 3- 氧代丙基溴化锌 溶液 | (PDF) | ,,,2-8°C,0.968 g/mL at 25 °C | Alkyl , Chemical Synthesis , Organometallic Reagents , Organozinc Halides , Rieke and Organozinc Reagents |  | 0.5 M in THF | , |  |  | 2-8°C,0.5 M in THF,0.968 g/mL at 25 °C
( S )-(−)-3-Methoxy-2-methyl-3-oxopropylzinc bromide solution,0.5 M in THF,CH,,,MFCD00671994,24873228 | 498815 | 312693-18-8 | Aldrich | ( S ) - (- ) - 3- 甲氧基- 2- 甲基- 3- 氧代丙基溴化锌 溶液 | (PDF) | ,,,2-8°C,0.965 g/mL at 25 °C | Alkyl , Chemical Synthesis , Organometallic Reagents , Organozinc Halides , Rieke and Organozinc Reagents |  | 0.5 M in THF | , |  |  | 2-8°C,0.5 M in THF,0.965 g/mL at 25 °C
2- (1,3- Dioxolan- 2- yl) ] ethyl] zinc bromide solution,0.5 M in THF,C,,,MFCD02260129,24877983 | 533688 | 307531-83-5 | Aldrich | 2- (1,3- 二氧戊环- 2- 基) ] 乙基] 溴化锌 溶液 | (PDF) | ,,65 °C,2-8°C,0.984 g/mL at 25 °C | Alkyl , Chemical Synthesis , Organometallic Reagents , Organozinc Halides , Rieke and Organozinc Reagents |  | 0.5 M in THF | , |  |  | 2-8°C,0.5 M in THF,65 °C,0.984 g/mL at 25 °C
3- Ethoxy- 3- oxopropylzinc bromide solution,0.5 M in THF,C,,,MFCD00671976,24873205 | 498521 | 193065-68-8 | Aldrich | 3-乙氧基-3-氧丙基溴化锌 溶液 | (PDF) | ,,,2-8°C,0.972 g/mL at 25 °C | Alkyl , Chemical Synthesis , Organometallic Reagents , Organozinc Halides , Rieke and Organozinc Reagents |  | 0.5 M in THF | , |  |  | 2-8°C,0.5 M in THF,0.972 g/mL at 25 °C
4-Pentenylzinc bromide solution,0.5 M in THF,H,,,MFCD01311404,24873252 | 499072 | 308796-04-5 | Aldrich | 4-戊烯基溴化锌 溶液 | (PDF) | ,,,2-8°C,0.954 g/mL at 25 °C | Alkyl , Chemical Synthesis , Organometallic Reagents , Organozinc Halides , Rieke and Organozinc Reagents |  | 0.5 M in THF | , |  |  | 2-8°C,0.5 M in THF,0.954 g/mL at 25 °C
Cyclopentylzinc bromide solution,0.5 M in THF,C,,,MFCD00671991,24873166 | 498041 | 171860-68-7 | Aldrich | 环戊基溴化锌 溶液 | (PDF) | ,,,2-8°C,0.955 g/mL at 25 °C | Alkyl , Chemical Synthesis , Organometallic Reagents , Organozinc Halides , Rieke and Organozinc Reagents |  | 0.5 M in THF | , |  |  | 2-8°C,0.5 M in THF,0.955 g/mL at 25 °C
5-Chloropentylzinc bromide solution,0.5 M in THF,Cl(CH,,,MFCD01316994,24873148 | 497819 | 312624-21-8 | Aldrich | 5-氯戊基溴化锌 溶液 | (PDF) | ,,,2-8°C,0.956 g/mL at 25 °C | Alkyl , Chemical Synthesis , Organometallic Reagents , Organozinc Halides , Rieke and Organozinc Reagents |  | 0.5 M in THF | , |  |  | 2-8°C,0.5 M in THF,0.956 g/mL at 25 °C
1,1- Dimethylpropylzinc bromide solution,0.5 M in THF,C,,,MFCD00671992,24873236 | 498904 | 171860-64-3 | Aldrich | 1,1-二甲基丙基溴化锌 溶液 | (PDF) | ,,,2-8°C,0.974 g/mL at 25 °C | Alkyl , Chemical Synthesis , Organometallic Reagents , Organozinc Halides , Rieke and Organozinc Reagents |  | 0.5 M in THF | , |  |  | 2-8°C,0.5 M in THF,0.974 g/mL at 25 °C
1-Ethylpropylzinc bromide solution,0.5 M in THF,(C,,,MFCD01311410,24873268 | 499277 | 308796-09-0 | Aldrich | 1-乙基丙基溴化锌 溶液 | (PDF) | ,,,2-8°C,0.95 g/mL at 25 °C | Alkyl , Chemical Synthesis , Organometallic Reagents , Organozinc Halides , Rieke and Organozinc Reagents |  | 0.5 M in THF | , |  |  | 2-8°C,0.5 M in THF,0.95 g/mL at 25 °C
1-Methylbutylzinc bromide solution,0.5 M in THF,CH,,,MFCD01311408,24873266 | 499269 | 308796-07-8 | Aldrich | 1-甲基丁基溴化锌 溶液 | (PDF) | ,,,2-8°C,0.961 g/mL at 25 °C | Alkyl , Chemical Synthesis , Organometallic Reagents , Organozinc Halides , Rieke and Organozinc Reagents |  | 0.5 M in THF | , |  |  | 2-8°C,0.5 M in THF,0.961 g/mL at 25 °C
3-Methylbutylzinc bromide solution,0.5 M in THF,(CH,,,MFCD01311390,24873235 | 498890 | 92274-43-6 | Aldrich | 3-甲基丁基溴化锌 溶液 | (PDF) | ,,,2-8°C,0.97 g/mL at 25 °C | Alkyl , Chemical Synthesis , Organometallic Reagents , Organozinc Halides , Rieke and Organozinc Reagents |  | 0.5 M in THF | , |  |  | 2-8°C,0.5 M in THF,0.97 g/mL at 25 °C
Pentylzinc bromide solution,0.5 M in THF,CH,,,MFCD00671998,24873269 | 499285 | 308796-10-3 | Aldrich | 戊基溴化锌 溶液 | (PDF) | ,,,2-8°C,0.965 g/mL at 25 °C | Alkyl , Chemical Synthesis , Organometallic Reagents , Organozinc Halides , Rieke and Organozinc Reagents |  | 0.5 M in THF | , |  |  | 2-8°C,0.5 M in THF,0.965 g/mL at 25 °C
4- Bromo- 2- fluorophenylzinc iodide solution,0.5 M in THF,BrC,,,MFCD02260131,24878084 | 535249 | 352530-44-0 | Aldrich | 4-溴-2-氟苯基碘化锌 溶液 | (PDF) | ,,65 °C,2-8°C,1.016 g/mL at 25 °C | Aryl , Chemical Synthesis , Organometallic Reagents , Organozinc Halides , Rieke and Organozinc Reagents |  | 0.5 M in THF | , |  |  | 2-8°C,0.5 M in THF,65 °C,1.016 g/mL at 25 °C
4- Bromo- 3- fluorophenylzinc iodide solution,0.5 M in THF,BrC,,,MFCD01311460,24873132 | 497630 | 352525-65-6 | Aldrich | 4-溴-3-氟苯基碘化锌 溶液 | (PDF) | ,,,2-8°C,1.035 g/mL at 25 °C | Aryl , Chemical Synthesis , Organometallic Reagents , Organozinc Halides , Rieke and Organozinc Reagents |  | 0.5 M in THF | , |  |  | 2-8°C,0.5 M in THF,1.035 g/mL at 25 °C
2,6- Difluorophenylzinc bromide solution,0.5 M in THF,C,,,MFCD09801448, | 710261 |  | Aldrich | 2,6-二氟苯基溴化锌 溶液 | (PDF) | ,,,2-8°C,1.006 g/mL at 25 °C | Aryl , Chemical Synthesis , Organometallic Reagents , Organozinc Halides , Rieke and Organozinc Reagents |  | 0.5 M in THF | , |  |  | 2-8°C,0.5 M in THF,1.006 g/mL at 25 °C
3,5- Difluorophenylzinc bromide solution,0.5 M in THF,F,,,MFCD02260125,24877989 | 533726 | 307531-85-7 | Aldrich | 3,5-二氟苯基溴化锌 溶液 | (PDF) | ,,65 °C,2-8°C,0.992 g/mL at 25 °C | Aryl , Chemical Synthesis , Organometallic Reagents , Organozinc Halides , Rieke and Organozinc Reagents |  | 0.5 M in THF | , |  |  | 2-8°C,0.5 M in THF,65 °C,0.992 g/mL at 25 °C
3- Chloro- 4- fluorophenylzinc iodide solution,0.5 M in THF,ClC,,,MFCD01311396,24873144 | 497789 | 312624-19-4 | Aldrich | 3-氯-4-氟苯基碘化锌 溶液 | (PDF) | ,,65 °C,2-8°C,1.009 g/mL at 25 °C | Aryl , Chemical Synthesis , Organometallic Reagents , Organozinc Halides , Rieke and Organozinc Reagents |  | 0.5 M in THF | , |  |  | 2-8°C,0.5 M in THF,65 °C,1.009 g/mL at 25 °C
2,3- Dichlorophenylzinc iodide solution,0.5 M in THF,Cl,,,MFCD02260173,24878081 | 535214 | 307531-97-1 | Aldrich | 2,3-二氯苯基碘化锌 溶液 | (PDF) | ,,65 °C,2-8°C,1.058 g/mL at 25 °C | Aryl , Chemical Synthesis , Organometallic Reagents , Organozinc Halides , Rieke and Organozinc Reagents |  | 0.5 M in THF | , |  |  | 2-8°C,0.5 M in THF,65 °C,1.058 g/mL at 25 °C
2,4- Dichlorophenylzinc iodide solution,0.5 M in THF,Cl,,,MFCD02260174,24878082 | 535222 | 352530-42-8 | Aldrich | 2,4-二氯苯基碘化锌 溶液 | (PDF) | ,,65 °C,2-8°C,1.048 g/mL at 25 °C | Aryl , Chemical Synthesis , Organometallic Reagents , Organozinc Halides , Rieke and Organozinc Reagents |  | 0.5 M in THF | , |  |  | 2-8°C,0.5 M in THF,65 °C,1.048 g/mL at 25 °C
2,5- Dichlorophenylzinc iodide solution,0.5 M in THF,Cl,,,MFCD02260175,24878083 | 535230 | 352530-43-9 | Aldrich | 2,5-二氯苯基碘化锌 溶液 | (PDF) | ,,65 °C,2-8°C,1.031 g/mL at 25 °C | Aryl , Chemical Synthesis , Organometallic Reagents , Organozinc Halides , Rieke and Organozinc Reagents |  | 0.5 M in THF | , |  |  | 2-8°C,0.5 M in THF,65 °C,1.031 g/mL at 25 °C
3,4- Dichlorophenylzinc iodide solution,0.5 M in THF,Cl,,,MFCD01319864,24873167 | 498068 | 312692-85-6 | Aldrich | 3,4-二氯苯基碘化锌 溶液 | (PDF) | ,,,2-8°C,1.01 g/mL at 25 °C | Aryl , Chemical Synthesis , Organometallic Reagents , Organozinc Halides , Rieke and Organozinc Reagents |  | 0.5 M in THF | , |  |  | 2-8°C,0.5 M in THF,1.01 g/mL at 25 °C
3,5- Dichlorophenylzinc iodide solution,0.5 M in THF,Cl,,,MFCD01319865,24873168 | 498076 | 312692-86-7 | Aldrich | 3,5-二氯苯基碘化锌 溶液 |  | ,,,,1.002 g/mL at 25 °C | Aryl , Chemical Synthesis , Organometallic Reagents , Organozinc Halides , Rieke and Organozinc Reagents |  | 0.5 M in THF | , |  |  | 0.5 M in THF,1.002 g/mL at 25 °C
4-Fluorophenylzinc bromide solution,0.5 M in THF,FC,,,MFCD02093640,24873215 | 498645 | 181705-93-1 | Aldrich | 4-氟苯溴化锌 溶液 | (PDF) | ,,,2-8°C,0.992 g/mL at 25 °C | Aryl , Chemical Synthesis , Organometallic Reagents , Organozinc Halides , Rieke and Organozinc Reagents |  | 0.5 M in THF | , |  |  | 2-8°C,0.5 M in THF,0.992 g/mL at 25 °C
3-Bromophenylzinc iodide solution,0.5 M in THF,BrC,,,MFCD01311440,24873133 | 497649 | 186000-44-2 | Aldrich | 3-溴苯基碘化锌 溶液 | (PDF) | ,,65 °C,2-8°C,1.023 g/mL at 25 °C | Aryl , Chemical Synthesis , Organometallic Reagents , Organozinc Halides , Rieke and Organozinc Reagents |  | 0.5 M in THF | , |  |  | 2-8°C,0.5 M in THF,65 °C,1.023 g/mL at 25 °C
4-Bromophenylzinc iodide solution,0.5 M in THF,BrC,,,MFCD01311441,24873134 | 497657 | 148651-39-2 | Aldrich | 4-溴苯基碘化锌 溶液 | (PDF) | ,,,2-8°C,1.045 g/mL at 25 °C | Aryl , Chemical Synthesis , Organometallic Reagents , Organozinc Halides , Rieke and Organozinc Reagents |  | 0.5 M in THF | , |  |  | 2-8°C,0.5 M in THF,1.045 g/mL at 25 °C
2-Chlorophenylzinc iodide solution,0.5 M in THF,ClC,,,MFCD01863648,24873302 | 499803 | 148651-35-8 | Aldrich | 2-氯苯基碘化锌 溶液 | (PDF) | ,,,2-8°C,0.973 g/mL at 25 °C | Aryl , Chemical Synthesis , Organometallic Reagents , Organozinc Halides , Rieke and Organozinc Reagents |  | 0.5 M in THF | , |  |  | 2-8°C,0.5 M in THF,0.973 g/mL at 25 °C
3-Chlorophenylzinc iodide solution,0.5 M in THF,ClC,,,MFCD01311393,24873150 | 497827 | 186000-42-0 | Aldrich | 3-氯苯基碘化锌 溶液 | (PDF) | ,,,2-8°C,1.032 g/mL at 25 °C | Aryl , Chemical Synthesis , Organometallic Reagents , Organozinc Halides , Rieke and Organozinc Reagents |  | 0.5 M in THF | , |  |  | 2-8°C,0.5 M in THF,1.032 g/mL at 25 °C
4-Chlorophenylzinc iodide solution,0.5 M in THF,ClC,,,MFCD01311392,24873151 | 497835 | 151073-70-0 | Aldrich | 4-氯苯基碘化锌 溶液 | (PDF) | ,,,2-8°C,1.066 g/mL at 25 °C | Aryl , Chemical Synthesis , Organometallic Reagents , Organozinc Halides , Rieke and Organozinc Reagents |  | 0.5 M in THF | , |  |  | 2-8°C,0.5 M in THF,1.066 g/mL at 25 °C
2-Fluorophenylzinc iodide solution,0.5 M in THF,FC,,,MFCD02260162,24877969 | 533513 | 186000-41-9 | Aldrich | 2-氟苯基碘化锌 溶液 | (PDF) | ,,65 °C,2-8°C,1.03 g/mL at 25 °C | Aryl , Chemical Synthesis , Organometallic Reagents , Organozinc Halides , Rieke and Organozinc Reagents |  | 0.5 M in THF | , |  |  | 2-8°C,0.5 M in THF,65 °C,1.03 g/mL at 25 °C
3-Fluorophenylzinc iodide solution,0.5 M in THF,FC,,,MFCD01311395,24874141 | 520489 | 307496-28-2 | Aldrich | 3-氟苯基碘化锌 溶液 | (PDF) | ,,,2-8°C,0.995 g/mL at 25 °C | Aryl , Chemical Synthesis , Organometallic Reagents , Organozinc Halides , Rieke and Organozinc Reagents |  | 0.5 M in THF | , |  |  | 2-8°C,0.5 M in THF,0.995 g/mL at 25 °C
Phenylzinc bromide solution,0.5 M in THF,C,,,MFCD01319861,24874439 | 524719 | 38111-44-3 | Aldrich | 苯基溴化锌 溶液 | (PDF) | ,,65 °C,2-8°C,0.99 g/mL at 25 °C | Aryl , Chemical Synthesis , Organometallic Reagents , Organozinc Halides , Rieke and Organozinc Reagents |  | 0.5 M in THF | , |  |  | 2-8°C,0.5 M in THF,65 °C,0.99 g/mL at 25 °C
(2- Chloro- 5- pyridyl) methylzinc chloride solution,0.5 M in THF,C,,,MFCD02260166,24877966 | 533475 | 352530-36-0 | Aldrich | (2-氯-5-吡啶基)甲基氯化锌 溶液 | (PDF) | ,,65 °C,2-8°C,0.992 g/mL at 25 °C | Chemical Synthesis , Heteroaryl , Organometallic Reagents , Organozinc Halides , Rieke and Organozinc Reagents |  | 0.5 M in THF | , |  |  | 2-8°C,0.5 M in THF,65 °C,0.992 g/mL at 25 °C
Phenylzinc iodide solution,0.5 M in THF,C,,,MFCD00671995,24873272 | 499331 | 23665-09-0 | Aldrich | 苯基碘化锌 溶液 | (PDF) | ,,,2-8°C,0.966 g/mL at 25 °C | Aryl , Chemical Synthesis , Organometallic Reagents , Organozinc Halides , Rieke and Organozinc Reagents |  | 0.5 M in THF | , |  |  | 2-8°C,0.5 M in THF,0.966 g/mL at 25 °C
6- Methoxy- 2- pyridylzinc bromide solution,0.5 M in THF,C,,,MFCD02260167,24877988 | 533718 | 352530-39-3 | Aldrich | 6-甲氧基-2-吡啶基溴化锌 溶液 | (PDF) | ,,65 °C,2-8°C,0.99 g/mL at 25 °C | Chemical Synthesis , Heteroaryl , Organometallic Reagents , Organozinc Halides , Rieke and Organozinc Reagents |  | 0.5 M in THF | , |  |  | 2-8°C,0.5 M in THF,65 °C,0.99 g/mL at 25 °C
3- Methyl- 2- pyridylzinc bromide solution,0.5 M in THF,C,,,MFCD01311465,24873244 | 498971 | 308795-91-7 | Aldrich | 3-甲基-2-吡啶溴化锌 溶液 | (PDF) | ,,,2-8°C,0.981 g/mL at 25 °C | Chemical Synthesis , Heteroaryl , Organometallic Reagents , Organozinc Halides , Rieke and Organozinc Reagents |  | 0.5 M in THF | , |  |  | 2-8°C,0.5 M in THF,0.981 g/mL at 25 °C
4- Methyl- 2- pyridylzinc bromide solution,0.5 M in THF,C,,,MFCD01311464,24873245 | 498998 | 308795-93-9 | Aldrich | 4-甲基-2-吡啶溴化锌 溶液 | (PDF) | ,,,2-8°C,0.985 g/mL at 25 °C | Chemical Synthesis , Heteroaryl , Organometallic Reagents , Organozinc Halides , Rieke and Organozinc Reagents |  | 0.5 M in THF | , |  |  | 2-8°C,0.5 M in THF,0.985 g/mL at 25 °C
5- Methyl- 2- pyridylzinc bromide solution,0.5 M in THF,C,,,MFCD01311463,24873246 | 499005 | 257876-05-4 | Aldrich | 5-甲基-2-吡啶溴化锌 溶液 | (PDF) | ,,,2-8°C,0.959 g/mL at 25 °C | Chemical Synthesis , Heteroaryl , Organometallic Reagents , Organozinc Halides , Rieke and Organozinc Reagents |  | 0.5 M in THF | , |  |  | 2-8°C,0.5 M in THF,0.959 g/mL at 25 °C
6- Methyl- 2- pyridylzinc bromide solution,0.5 M in THF,C,,,MFCD01311462,24873247 | 499013 | 308795-98-4 | Aldrich | 6-甲基-2-吡啶溴化锌 溶液 | (PDF) | ,,,2-8°C,0.996 g/mL at 25 °C | Chemical Synthesis , Heteroaryl , Organometallic Reagents , Organozinc Halides , Rieke and Organozinc Reagents |  | 0.5 M in THF | , |  |  | 2-8°C,0.5 M in THF,0.996 g/mL at 25 °C
2- (1,3- Dioxan- 2- yl) ethylzinc bromide solution,0.5 M in THF,C,,,MFCD02260128,24877971 | 533556 | 307531-82-4 | Aldrich | 2-(1,3-二氧杂环己基)乙基溴化锌 溶液 | (PDF) | ,,65 °C,2-8°C,0.982 g/mL at 25 °C | Alkyl , Chemical Synthesis , Organometallic Reagents , Organozinc Halides , Rieke and Organozinc Reagents |  | 0.5 M in THF | , |  |  | 2-8°C,0.5 M in THF,65 °C,0.982 g/mL at 25 °C
4-Acetoxybutylzinc bromide,0.5 M in THF,H,,,MFCD02260179,24882290 | 630403 |  | Aldrich | 4-乙酰氧基丁基溴化锌 | (PDF) | ,,,2-8°C,0.985 g/mL at 25 °C(lit.) | Alkyl , Chemical Synthesis , Organometallic Reagents , Organozinc Halides , Rieke and Organozinc Reagents |  | 0.5 M in THF | , |  |  | 2-8°C,0.5 M in THF,0.985 g/mL at 25 °C(lit.)
4- Ethoxy- 4- oxobutylzinc bromide solution,0.5 M in THF,C,,,MFCD00671977,24873202 | 498491 | 131379-39-0 | Aldrich | 4-乙氧基-4-氧代丁基溴化锌 溶液 | (PDF) | ,,,2-8°C,0.976 g/mL at 25 °C | Alkyl , Chemical Synthesis , Organometallic Reagents , Organozinc Halides , Rieke and Organozinc Reagents |  | 0.5 M in THF | , |  |  | 2-8°C,0.5 M in THF,0.976 g/mL at 25 °C
5-Hexenylzinc bromide solution,0.5 M in THF,H,,,MFCD01311405,24873219 | 498734 | 226570-65-6 | Aldrich | 5-己烯基溴化锌 溶液 | (PDF) | ,,,2-8°C,0.978 g/mL at 25 °C | Alkyl , Chemical Synthesis , Organometallic Reagents , Organozinc Halides , Rieke and Organozinc Reagents |  | 0.5 M in THF | , |  |  | 2-8°C,0.5 M in THF,0.978 g/mL at 25 °C
Cyclohexylzinc bromide solution,0.5 M in THF,C,,,MFCD00671993,24873165 | 498033 | 7565-57-3 | Aldrich | 环己基溴化锌 溶液 | (PDF) | ,,,2-8°C,0.963 g/mL at 25 °C | Alkyl , Chemical Synthesis , Organometallic Reagents , Organozinc Halides , Rieke and Organozinc Reagents |  | 0.5 M in THF | , |  |  | 2-8°C,0.5 M in THF,0.963 g/mL at 25 °C
6-Chlorohexylzinc bromide solution,0.5 M in THF,Cl(CH,,,MFCD00671973,24873145 | 497797 | 135579-83-8 | Aldrich | 6-氯己基溴化锌 溶液 | (PDF) | ,,,2-8°C,0.974 g/mL at 25 °C | Alkyl , Chemical Synthesis , Organometallic Reagents , Organozinc Halides , Rieke and Organozinc Reagents |  | 0.5 M in THF | , |  |  | 2-8°C,0.5 M in THF,0.974 g/mL at 25 °C
1-Ethylbutylzinc bromide solution,0.5 M in THF,CH,,,MFCD01311412,24873222 | 498750 | 312693-14-4 | Aldrich | 1-乙基丁基溴化锌 溶液 |  | ,,65 °C,,0.968 g/mL at 25 °C | Alkyl , Chemical Synthesis , Organometallic Reagents , Organozinc Halides , Rieke and Organozinc Reagents |  | 0.5 M in THF | , |  |  | 0.5 M in THF,65 °C,0.968 g/mL at 25 °C
2-Ethylbutylzinc bromide solution,0.5 M in THF,(C,,,MFCD01311415,24873206 | 498548 | 312693-02-0 | Aldrich | 2-乙基丁基溴化锌 溶液 | (PDF) | ,,65 °C,2-8°C,0.963 g/mL at 25 °C | Alkyl , Chemical Synthesis , Organometallic Reagents , Organozinc Halides , Rieke and Organozinc Reagents |  | 0.5 M in THF | , |  |  | 2-8°C,0.5 M in THF,65 °C,0.963 g/mL at 25 °C
Hexylzinc bromide solution,0.5 M in THF,CH,,,MFCD00671999,24873223 | 498769 | 124397-96-2 | Aldrich | 己基溴化锌 溶液 | (PDF) | ,,,2-8°C,0.965 g/mL at 25 °C | Alkyl , Chemical Synthesis , Organometallic Reagents , Organozinc Halides , Rieke and Organozinc Reagents |  | 0.5 M in THF | , |  |  | 2-8°C,0.5 M in THF,0.965 g/mL at 25 °C
2,3,4,5,6- Pentafluorobenzylzinc bromide solution,0.5 M in THF,C,,,MFCD01311425,24878529 | 541273 | 352534-75-9 | Aldrich | 2,3,4,5,6-五氟苄基溴化锌 溶液 | (PDF) | ,,65 °C,2-8°C,1.018 g/mL at 25 °C | Alkyl , Chemical Synthesis , Organometallic Reagents , Organozinc Halides , Rieke and Organozinc Reagents |  | 0.5 M in THF | , |  |  | 2-8°C,0.5 M in THF,65 °C,1.018 g/mL at 25 °C
2,3,4,5,6- Pentafluorobenzylzinc chloride solution,0.5 M in THF,C,,,MFCD02093643,24873251 | 499064 | 308796-02-3 | Aldrich | 2,3,4,5,6-五氟苄基氯化锌 溶液 | (PDF) | ,,65 °C,2-8°C,0.99 g/mL at 25 °C | Alkyl , Chemical Synthesis , Organometallic Reagents , Organozinc Halides , Rieke and Organozinc Reagents |  | 0.5 M in THF | , |  |  | 2-8°C,0.5 M in THF,65 °C,0.99 g/mL at 25 °C
2-Cyanophenylzinc bromide solution,0.5 M in THF,NCC,,,MFCD00671983,24874099 | 520233 | 131379-17-4 | Aldrich | 2-氰基苯基溴化锌 溶液 | (PDF) | ,,,2-8°C,0.979 g/mL at 25 °C | Aryl , Chemical Synthesis , Organometallic Reagents , Organozinc Halides , Rieke and Organozinc Reagents |  | 0.5 M in THF | , |  |  | 2-8°C,0.5 M in THF,0.979 g/mL at 25 °C
4-Cyanophenylzinc bromide solution,0.5 M in THF,NCC,,,MFCD00671984,24874102 | 520292 | 131379-14-1 | Aldrich | 4-氰基苯基溴化锌 溶液 | (PDF) | ,,,2-8°C,0.98 g/mL at 25 °C | Aryl , Chemical Synthesis , Organometallic Reagents , Organozinc Halides , Rieke and Organozinc Reagents |  | 0.5 M in THF | , |  |  | 2-8°C,0.5 M in THF,0.98 g/mL at 25 °C
3-Cyanophenylzinc iodide solution,0.5 M in THF,NCC,,,MFCD01316998,24873157 | 497940 | 288309-53-5 | Aldrich | 3-氰苯基碘化锌 溶液 | (PDF) | ,,,2-8°C,0.998 g/mL at 25 °C | Aryl , Chemical Synthesis , Organometallic Reagents , Organozinc Halides , Rieke and Organozinc Reagents |  | 0.5 M in THF | , |  |  | 2-8°C,0.5 M in THF,0.998 g/mL at 25 °C
2,4- Difluorobenzylzinc bromide solution,0.5 M in THF,F,,,MFCD01311423,24874103 | 520306 | 307496-26-0 | Aldrich | 2,4-二氟苄基溴化锌 溶液 | (PDF) | ,,,2-8°C,0.995 g/mL at 25 °C | Alkyl , Chemical Synthesis , Organometallic Reagents , Organozinc Halides , Rieke and Organozinc Reagents |  | 0.5 M in THF | , |  |  | 2-8°C,0.5 M in THF,0.995 g/mL at 25 °C
2,5- Difluorobenzylzinc bromide solution,0.5 M in THF,F,,,MFCD01311422,24874220 | 521663 | 307496-32-8 | Aldrich | 2,5-二氟苄基溴化锌 溶液 | (PDF) | ,,,2-8°C,0.993 g/mL at 25 °C | Alkyl , Chemical Synthesis , Organometallic Reagents , Organozinc Halides , Rieke and Organozinc Reagents |  | 0.5 M in THF | , |  |  | 2-8°C,0.5 M in THF,0.993 g/mL at 25 °C
2,6- Difluorobenzylzinc bromide solution,0.5 M in THF,F,,,MFCD01311421,24874221 | 521671 | 307496-33-9 | Aldrich | 2,6-二氟苄基溴化锌 溶液 | (PDF) | ,,,2-8°C,0.981 g/mL at 25 °C | Alkyl , Chemical Synthesis , Organometallic Reagents , Organozinc Halides , Rieke and Organozinc Reagents |  | 0.5 M in THF | , |  |  | 2-8°C,0.5 M in THF,0.981 g/mL at 25 °C
3,4- Difluorobenzylzinc bromide solution,0.5 M in THF,F,,,MFCD01311420,24874223 | 521698 | 307496-34-0 | Aldrich | 3,4-二氟苄基溴化锌 溶液 | (PDF) | ,,,2-8°C,0.98 g/mL at 25 °C | Alkyl , Chemical Synthesis , Organometallic Reagents , Organozinc Halides , Rieke and Organozinc Reagents |  | 0.5 M in THF | , |  |  | 2-8°C,0.5 M in THF,0.98 g/mL at 25 °C
3,5- Difluorobenzylzinc bromide solution,0.5 M in THF,F,,,MFCD01311400,24873284 | 499471 | 308796-30-7 | Aldrich | 3,5-二氟苄基溴化锌 溶液 | (PDF) | ,,,2-8°C,0.982 g/mL at 25 °C | Alkyl , Chemical Synthesis , Organometallic Reagents , Organozinc Halides , Rieke and Organozinc Reagents |  | 0.5 M in THF | , |  |  | 2-8°C,0.5 M in THF,0.982 g/mL at 25 °C
2,5- Difluorobenzylzinc chloride solution,0.5 M in THF,F,,,MFCD02093636,24873169 | 498092 | 312692-89-0 | Aldrich | 2,5-二氟苄基氯化锌 溶液 | (PDF) | ,,65 °C,2-8°C,0.982 g/mL at 25 °C | Alkyl , Chemical Synthesis , Organometallic Reagents , Organozinc Halides , Rieke and Organozinc Reagents |  | 0.5 M in THF | , |  |  | 2-8°C,0.5 M in THF,65 °C,0.982 g/mL at 25 °C
3,5- Difluorobenzylzinc chloride solution,0.5 M in THF,F,,,MFCD01319876,24873198 | 498440 |  | Aldrich | 3,5-二氟苄基氯化锌 溶液 | (PDF) | ,,65 °C,2-8°C,0.975 g/mL at 25 °C | Alkyl , Chemical Synthesis , Organometallic Reagents , Organozinc Halides , Rieke and Organozinc Reagents |  | 0.5 M in THF | , |  |  | 2-8°C,0.5 M in THF,1-3% inorganic chloride,65 °C,0.975 g/mL at 25 °C
2- Chloro- 6- fluorobenzylzinc chloride solution,0.5 M in THF,ClC,,,MFCD02260133,24878085 | 535257 | 307531-98-2 | Aldrich | 2-氯-6-氟苄基氯化锌 溶液 | (PDF) | ,,65 °C,2-8°C,0.991 g/mL at 25 °C | Alkyl , Chemical Synthesis , Organometallic Reagents , Organozinc Halides , Rieke and Organozinc Reagents |  | 0.5 M in THF | , |  |  | 2-8°C,0.5 M in THF,65 °C,0.991 g/mL at 25 °C
2,6- Dichlorobenzylzinc chloride solution,0.5 M in THF,Cl,,,MFCD02260134,24877956 | 533351 | 307531-80-2 | Aldrich | 2,6-二氯苄基氯化锌 溶液 | (PDF) | ,,65 °C,2-8°C,0.991 g/mL at 25 °C | Alkyl , Chemical Synthesis , Organometallic Reagents , Organozinc Halides , Rieke and Organozinc Reagents |  | 0.5 M in THF | , |  |  | 2-8°C,0.5 M in THF,65 °C,0.991 g/mL at 25 °C
4-Bromobenzylzinc chloride solution,0.5 M in THF,BrC,,,MFCD08276979,24873124 | 497541 |  | Aldrich | 4-溴苄基氯化锌 溶液 | (PDF) | ,,,2-8°C,1.015 g/mL at 25 °C | Alkyl , Chemical Synthesis , Organometallic Reagents , Organozinc Halides , Rieke and Organozinc Reagents |  | 0.5 M in THF | , |  |  | 2-8°C,0.5 M in THF,1.015 g/mL at 25 °C
2-Iodobenzylzinc bromide solution,0.5 M in THF,C,,,MFCD02260159,24882730 | 635650 | 117269-71-3 | Aldrich | 2-碘苄基溴化锌 溶液 | (PDF) | ,,,2-8°C,1.025 g/mL at 25 °C | Alkyl , Chemical Synthesis , Organometallic Reagents , Organozinc Halides , Rieke and Organozinc Reagents |  | 0.5 M in THF | , |  |  | 2-8°C,0.5 M in THF,1-3% inorganic chloride and iodide,1.025 g/mL at 25 °C
3-Iodobenzylzinc bromide solution,0.5 M in THF,IC,,,MFCD02260139,24877952 | 533297 |  | Aldrich | 3-碘苄基溴化锌溶液 | (PDF) | ,,65 °C(lit.),2-8°C,1.052 g/mL at 25 °C(lit.) | Alkyl , Chemical Synthesis , Organometallic Reagents , Organozinc Halides , Rieke and Organozinc Reagents |  | 1-3% inorganic chloride,0.5 M in THF | , |  |  | 1-3% inorganic chloride,1.052 g/mL at 25 °C(lit.),1-2% 3-(iodozinc)benzylzinc bromide,2-8°C,65 °C(lit.),0.5 M in THF
4-Iodobenzylzinc bromide solution,0.5 M in THF,IC,,,MFCD02260148,24877951 | 533289 |  | Aldrich | 4-碘苄基溴化锌 溶液 | (PDF) | ,,65 °C,2-8°C,1.035 g/mL at 25 °C | Alkyl , Chemical Synthesis , Organometallic Reagents , Organozinc Halides , Rieke and Organozinc Reagents |  | 1-3% inorganic chloride,0.5 M in THF | , |  |  | 1-3% inorganic chloride,1.035 g/mL at 25 °C,1-2% 4-(iodozinc)benzylzinc bromide,2-8°C,65 °C,0.5 M in THF
2-Bromobenzylzinc bromide solution,0.5 M in THF,BrC,,,MFCD01311433,24874104 | 520314 | 307496-27-1 | Aldrich | 2-溴苄基溴化锌 溶液 | (PDF) | ,,,2-8°C,1.015 g/mL at 25 °C | Alkyl , Chemical Synthesis , Organometallic Reagents , Organozinc Halides , Rieke and Organozinc Reagents |  | 0.5 M in THF | , |  |  | 2-8°C,0.5 M in THF,1.015 g/mL at 25 °C
4-Bromobenzylzinc bromide solution,0.5 M in THF,BrC,,,MFCD01311435,24873283 | 499463 | 115055-85-1 | Aldrich | 4-溴苄基溴化锌 溶液 | (PDF) | ,,,2-8°C,1.015 g/mL at 25 °C | Alkyl , Chemical Synthesis , Organometallic Reagents , Organozinc Halides , Rieke and Organozinc Reagents |  | 0.5 M in THF | , |  |  | 2-8°C,0.5 M in THF,1.015 g/mL at 25 °C
2-Fluorobenzylzinc chloride solution,0.5 M in THF,FC,,,MFCD01319877,24873210 | 498580 | 312693-05-3 | Aldrich | 2-氟苄基氯化锌 溶液 | (PDF) | ,,,2-8°C,0.97 g/mL at 25 °C | Alkyl , Chemical Synthesis , Organometallic Reagents , Organozinc Halides , Rieke and Organozinc Reagents |  | 0.5 M in THF | , |  |  | 2-8°C,0.5 M in THF,0.97 g/mL at 25 °C
3-Fluorobenzylzinc chloride solution,0.5 M in THF,FC,,,MFCD01319878,24873211 | 498599 | 312693-06-4 | Aldrich | 3-氟苄基氯化锌 溶液 | (PDF) | ,,,2-8°C,0.965 g/mL at 25 °C | Alkyl , Chemical Synthesis , Organometallic Reagents , Organozinc Halides , Rieke and Organozinc Reagents |  | 0.5 M in THF | , |  |  | 2-8°C,0.5 M in THF,0.965 g/mL at 25 °C
4-Fluorobenzylzinc chloride solution,0.5 M in THF,FC,,,MFCD01319879,24873212 | 498602 | 312693-07-5 | Aldrich | 4-氟苄基氯化锌 溶液 | (PDF) | ,,,2-8°C,0.952 g/mL at 25 °C | Alkyl , Chemical Synthesis , Organometallic Reagents , Organozinc Halides , Rieke and Organozinc Reagents |  | 0.5 M in THF | , |  |  | 2-8°C,0.5 M in THF,0.952 g/mL at 25 °C
3- Chloro- 4- methylphenylzinc iodide solution,0.5 M in THF,ClC,,,MFCD01311461,24873146 | 497800 | 352525-66-7 | Aldrich | 3-氯-4-甲苯基碘化锌 溶液 | (PDF) | ,,,2-8°C,1.026 g/mL at 25 °C | Aryl , Chemical Synthesis , Organometallic Reagents , Organozinc Halides , Rieke and Organozinc Reagents |  | 0.5 M in THF | , |  |  | 2-8°C,0.5 M in THF,1-3% inorganic chloride,1.026 g/mL at 25 °C
2-Chlorobenzylzinc chloride solution,0.5 M in THF,ClC,,,MFCD01319880,24873125 | 497568 | 312624-11-6 | Aldrich | 2-氯苄基氯化锌 溶液 | (PDF) | ,,,2-8°C,0.975 g/mL at 25 °C | Alkyl , Chemical Synthesis , Organometallic Reagents , Organozinc Halides , Rieke and Organozinc Reagents |  | 0.5 M in THF | , |  |  | 2-8°C,0.5 M in THF,0.975 g/mL at 25 °C
3-Chlorobenzylzinc chloride solution,0.5 M in THF,ClC,,,MFCD01319881,24873126 | 497576 | 312624-13-8 | Aldrich | 3-氯苄基氯化锌 溶液 | (PDF) | ,,,2-8°C,0.969 g/mL at 25 °C | Alkyl , Chemical Synthesis , Organometallic Reagents , Organozinc Halides , Rieke and Organozinc Reagents |  | 0.5 M in THF | , |  |  | 2-8°C,0.5 M in THF,0.969 g/mL at 25 °C
4-Chlorobenzylzinc chloride solution,0.5 M in THF,ClC,,,MFCD01319882,24873142 | 497762 | 149923-10-4 | Aldrich | 4-氯苄基氯化锌 溶液 | (PDF) | ,,,2-8°C,0.96 g/mL at 25 °C | Alkyl , Chemical Synthesis , Organometallic Reagents , Organozinc Halides , Rieke and Organozinc Reagents |  | 0.5 M in THF | , |  |  | 2-8°C,0.5 M in THF,0.96 g/mL at 25 °C
3- Fluoro- 4- methylphenylzinc iodide solution,0.5 M in THF,FC,,,MFCD01319870,24873213 | 498610 | 312693-08-6 | Aldrich | 3-氟-4-甲基苯基碘化锌 溶液 |  | ,,65 °C,,1 g/mL at 25 °C | Aryl , Chemical Synthesis , Organometallic Reagents , Organozinc Halides , Rieke and Organozinc Reagents |  | 0.5 M in THF | , |  |  | 0.5 M in THF,65 °C,1 g/mL at 25 °C
5- Fluoro- 2- methylphenylzinc iodide solution,0.5 M in THF,FC,,,MFCD01319872,24873214 | 498629 | 312693-09-7 | Aldrich | 5-氟-2-甲基苯基碘化锌 溶液 |  | ,,65 °C,,1.012 g/mL at 25 °C | Aryl , Chemical Synthesis , Organometallic Reagents , Organozinc Halides , Rieke and Organozinc Reagents |  | 0.5 M in THF | , |  |  | 0.5 M in THF,65 °C,1.012 g/mL at 25 °C
5- (1,3- Dioxolan- 2- yl) - 2- thienylzinc bromide solution,0.5 M in THF,C,,,MFCD02260130,24877985 | 533696 | 307531-84-6 | Aldrich | 5- (1,3- 二氧戊环- 2- 基) - 2- 噻吩基溴化锌 溶液 | (PDF) | ,,65 °C,2-8°C,1.017 g/mL at 25 °C | Chemical Synthesis , Heteroaryl , Organometallic Reagents , Organozinc Halides , Rieke and Organozinc Reagents |  | 0.5 M in THF | , |  |  | 2-8°C,0.5 M in THF,65 °C,1.017 g/mL at 25 °C
5- Ethoxycarbonyl- 2- thienylzinc bromide solution,0.5 M in THF,C,,,MFCD02260182,24877970 | 533548 | 352530-37-1 | Aldrich | 5-乙氧羰基-2-噻吩基溴化锌 溶液 | (PDF) | ,,,2-8°C,0.994 g/mL at 25 °C | Chemical Synthesis , Heteroaryl , Organometallic Reagents , Organozinc Halides , Rieke and Organozinc Reagents |  | 0.5 M in THF | , |  |  | 2-8°C,0.5 M in THF,0.994 g/mL at 25 °C
5- Ethoxycarbonyl- 2- furylzinc bromide solution,0.5 M in THF,C,,,MFCD02260183,24883147 | 641812 |  | Aldrich | 5-乙氧羰基-2-呋喃基溴化锌 溶液 | (PDF) | ,,,2-8°C,0.979 g/mL at 25 °C | Chemical Synthesis , Heteroaryl , Organometallic Reagents , Organozinc Halides , Rieke and Organozinc Reagents |  | 0.5 M in THF | , |  |  | 2-8°C,0.5 M in THF,0.979 g/mL at 25 °C
Benzylzinc bromide solution,0.5 M in THF,C,,,MFCD00671803,24873123 | 497517 | 62673-31-8 | Aldrich | 苯甲基溴化锌 溶液 | (PDF) | ,,,2-8°C,0.978 g/mL at 25 °C | Alkyl , Chemical Synthesis , Organometallic Reagents , Organozinc Halides , Rieke and Organozinc Reagents |  | 0.5 M in THF | , |  |  | 2-8°C,0.5 M in THF,0.978 g/mL at 25 °C
2-Methoxyphenylzinc iodide solution,0.5 M in THF,CH,,,MFCD01311442,24873229 | 498823 | 282727-20-2 | Aldrich | 2-甲氧基苯基碘化锌 溶液 | (PDF) | ,,,2-8°C,0.996 g/mL at 25 °C | Aryl , Chemical Synthesis , Organometallic Reagents , Organozinc Halides , Rieke and Organozinc Reagents |  | 0.5 M in THF | , |  |  | 2-8°C,0.5 M in THF,0.996 g/mL at 25 °C
3-Methoxyphenylzinc iodide solution,0.5 M in THF,CH,,,MFCD01311443,24873230 | 498831 | 300825-30-3 | Aldrich | 3-甲氧基苯基碘化锌 溶液 | (PDF) | ,,,2-8°C,0.999 g/mL at 25 °C | Aryl , Chemical Synthesis , Organometallic Reagents , Organozinc Halides , Rieke and Organozinc Reagents |  | 0.5 M in THF | , |  |  | 2-8°C,0.5 M in THF,0.999 g/mL at 25 °C
4-Methoxyphenylzinc iodide solution,0.5 M in THF,CH,,,MFCD01311444,24873231 | 498858 | 254454-47-2 | Aldrich | 4-甲氧苯基碘化锌 溶液 | (PDF) | ,,,2-8°C,1.006 g/mL at 25 °C | Aryl , Chemical Synthesis , Organometallic Reagents , Organozinc Halides , Rieke and Organozinc Reagents |  | 0.5 M in THF | , |  |  | 2-8°C,0.5 M in THF,1.006 g/mL at 25 °C
2- (Methylthio) phenylzinc iodide solution,0.5 M in THF,CH,,,MFCD01863640,24873280 | 499420 | 308796-24-9 | Aldrich | 2-(甲硫基)苯基碘化锌 溶液 | (PDF) | ,,,2-8°C,1.013 g/mL at 25 °C | Aryl , Chemical Synthesis , Organometallic Reagents , Organozinc Halides , Rieke and Organozinc Reagents |  | 0.5 M in THF | , |  |  | 2-8°C,0.5 M in THF,1.013 g/mL at 25 °C
3-Methylphenylzinc iodide solution,0.5 M in THF,CH,,,MFCD01311453,24873240 | 498947 | 312693-24-6 | Aldrich | 3-甲基苯基碘化锌 溶液 |  | ,,,,0.984 g/mL at 25 °C | Aryl , Chemical Synthesis , Organometallic Reagents , Organozinc Halides , Rieke and Organozinc Reagents |  | 0.5 M in THF | , |  |  | 0.5 M in THF,0.984 g/mL at 25 °C
4-Methylphenylzinc iodide solution,0.5 M in THF,CH,,,MFCD01311454,24873241 | 498955 | 300766-53-4 | Aldrich | 4-甲基苯基碘化锌 溶液 | (PDF) | ,,,2-8°C,0.997 g/mL at 25 °C | Aryl , Chemical Synthesis , Organometallic Reagents , Organozinc Halides , Rieke and Organozinc Reagents |  | 0.5 M in THF | , |  |  | 2-8°C,0.5 M in THF,0.997 g/mL at 25 °C
exo -2-Norbornylzinc bromide solution,0.5 M in THF,C,,,MFCD01311402,24873250 | 499056 | 342029-20-3 | Aldrich | 外型-2-降冰片基溴化锌 溶液 | (PDF) | ,,,2-8°C,0.976 g/mL at 25 °C | Alkyl , Chemical Synthesis , Organometallic Reagents , Organozinc Halides , Rieke and Organozinc Reagents |  | 0.5 M in THF | , |  |  | 2-8°C,0.5 M in THF,0.976 g/mL at 25 °C
6-Cyanohexylzinc bromide solution,0.5 M in THF,NC(CH,,,MFCD01316997,24873155 | 497924 | 312624-28-5 | Aldrich | 6-氰己基溴化锌 溶液 | (PDF) | ,,,2-8°C,0.944 g/mL at 25 °C | Alkyl , Chemical Synthesis , Organometallic Reagents , Organozinc Halides , Rieke and Organozinc Reagents |  | 0.5 M in THF | , |  |  | 2-8°C,0.5 M in THF,0.944 g/mL at 25 °C
5-Acetoxypentylzinc bromide,0.5 M in THF,H,,,MFCD02260176,24882288 | 630381 |  | Aldrich | 5-乙酰氧基戊基溴化锌 | (PDF) | ,,,2-8°C,0.985 g/mL at 25 °C(lit.) | Alkyl , Chemical Synthesis , Organometallic Reagents , Organozinc Halides , Rieke and Organozinc Reagents |  | 0.5 M in THF | , |  |  | 2-8°C,0.5 M in THF,0.985 g/mL at 25 °C(lit.)
5- Ethoxy- 5- oxopentylzinc bromide solution,0.5 M in THF,C,,,MFCD00671978,24873204 | 498513 | 265330-98-1 | Aldrich | 5-乙氧基-5-氧戊基溴化锌 溶液 | (PDF) | ,,,2-8°C,0.978 g/mL at 25 °C | Alkyl , Chemical Synthesis , Organometallic Reagents , Organozinc Halides , Rieke and Organozinc Reagents |  | 0.5 M in THF | , |  |  | 2-8°C,0.5 M in THF,0.978 g/mL at 25 °C
(Cyclohexylmethyl) zinc bromide solution,0.5 M in THF,C,,,MFCD01311418,24873164 | 498025 | 135579-86-1 | Aldrich | (环己基甲基)溴化锌 溶液 | (PDF) | ,,65 °C,2-8°C,0.972 g/mL at 25 °C | Alkyl , Chemical Synthesis , Organometallic Reagents , Organozinc Halides , Rieke and Organozinc Reagents |  | 0.5 M in THF | , |  |  | 2-8°C,0.5 M in THF,65 °C,0.972 g/mL at 25 °C
1-Ethylpentylzinc bromide solution,0.5 M in THF,CH,,,MFCD01311411,24873217 | 498718 | 312693-11-1 | Aldrich | 1-乙基戊基溴化锌 溶液 | (PDF) | ,,65 °C,2-8°C,0.973 g/mL at 25 °C | Alkyl , Chemical Synthesis , Organometallic Reagents , Organozinc Halides , Rieke and Organozinc Reagents |  | 0.5 M in THF | , |  |  | 2-8°C,0.5 M in THF,65 °C,0.973 g/mL at 25 °C
1-Methylhexylzinc bromide solution,0.5 M in THF,CH,,,MFCD01311413,24873216 | 498696 | 312693-10-0 | Aldrich | 1-甲基己基溴化锌 溶液 |  | ,,,,0.961 g/mL at 25 °C | Alkyl , Chemical Synthesis , Organometallic Reagents , Organozinc Halides , Rieke and Organozinc Reagents |  | 0.5 M in THF | , |  |  | 0.5 M in THF,0.961 g/mL at 25 °C
1-Propylbutylzinc bromide solution,0.5 M in THF,(CH,,,MFCD01311414,24873218 | 498726 | 312693-12-2 | Aldrich | 1-丙基丁基溴化锌 溶液 | (PDF) | ,,65 °C,2-8°C, | Alkyl , Chemical Synthesis , Organometallic Reagents , Organozinc Halides , Rieke and Organozinc Reagents |  | 0.5 M in THF | , |  |  | 2-8°C,0.5 M in THF,65 °C
Heptylzinc bromide solution,0.5 M in THF,CH,,,MFCD02260126,24877950 | 533270 | 7608-06-2 | Aldrich | 庚锌溴 溶液 | (PDF) | ,,65 °C,2-8°C,0.965 g/mL at 25 °C | Alkyl , Chemical Synthesis , Organometallic Reagents , Organozinc Halides , Rieke and Organozinc Reagents |  | 0.5 M in THF | , |  |  | 2-8°C,0.5 M in THF,65 °C,0.965 g/mL at 25 °C
2-Cyanobenzylzinc bromide solution,0.5 M in THF,NCC,,,MFCD01311397,24874105 | 520322 | 199465-66-2 | Aldrich | 2-氰苄基溴化锌 溶液 | (PDF) | ,,,2-8°C,0.993 g/mL at 25 °C | Alkyl , Chemical Synthesis , Organometallic Reagents , Organozinc Halides , Rieke and Organozinc Reagents |  | 0.5 M in THF | , |  |  | 2-8°C,0.5 M in THF,0.993 g/mL at 25 °C
3-Cyanobenzylzinc bromide solution,0.5 M in THF,NCC,,,MFCD01311398,24873946 | 517372 | 117269-72-4 | Aldrich | 3-氰苄基溴化锌 溶液 | (PDF) | ,,,2-8°C,0.966 g/mL at 25 °C | Alkyl , Chemical Synthesis , Organometallic Reagents , Organozinc Halides , Rieke and Organozinc Reagents |  | 0.5 M in THF | , |  |  | 2-8°C,0.5 M in THF,0.966 g/mL at 25 °C
4-Cyanobenzylzinc bromide solution,0.5 M in THF,NCC,,,MFCD01311399,24873947 | 517380 | 135579-87-2 | Aldrich | 4-氰苄基溴化锌 溶液 | (PDF) | ,,,2-8°C,0.956 g/mL at 25 °C | Alkyl , Chemical Synthesis , Organometallic Reagents , Organozinc Halides , Rieke and Organozinc Reagents |  | 0.5 M in THF | , |  |  | 2-8°C,0.5 M in THF,0.956 g/mL at 25 °C
3- (Trifluoromethyl) benzylzinc chloride solution,0.5 M in THF,F,,,MFCD03427247,24879911 | 561045 | 480438-42-4 | Aldrich | 3-(三氟甲基)苄基氯化锌 溶液 | (PDF) | ,,65 °C,2-8°C,0.986 g/mL at 25 °C | Alkyl , Chemical Synthesis , Organometallic Reagents , Organozinc Halides , Rieke and Organozinc Reagents |  | 0.5 M in THF | , |  |  | 2-8°C,0.5 M in THF,65 °C,0.986 g/mL at 25 °C
1-Phenylvinylzinc bromide solution,0.5 M in THF,H,,,MFCD00672000,24873277 | 499390 | 151073-86-8 | Aldrich | 1-苯乙烯溴化锌 溶液 | (PDF) | ,,65 °C,2-8°C,0.974 g/mL at 25 °C | Alkenyl , Chemical Synthesis , Organometallic Reagents , Organozinc Halides , Rieke and Organozinc Reagents |  | 0.5 M in THF | , |  |  | 2-8°C,0.5 M in THF,65 °C,0.974 g/mL at 25 °C
2-Acetoxyphenylzinc iodide,0.5 M in THF,CH,,,MFCD03840885,24882171 | 630357 |  | Aldrich | 2-乙酰氧基苯基碘化锌 | (PDF) | ,,65 °C,2-8°C,1.033 g/mL at 25 °C | Aryl , Chemical Synthesis , Organometallic Reagents , Organozinc Halides , Rieke and Organozinc Reagents |  | 0.5 M in THF | , |  |  | 2-8°C,0.5 M in THF,1-3% inorganic chloride,65 °C,1.033 g/mL at 25 °C
3-Acetoxyphenylzinc iodide solution,0.5 M in THF,C,,,MFCD03840886,24882287 | 630373 |  | Aldrich | 3-乙酰氧基苯基碘化锌 溶液 | (PDF) | ,,65 °C,2-8°C,1.018 g/mL at 25 °C | Aryl , Chemical Synthesis , Organometallic Reagents , Organozinc Halides , Rieke and Organozinc Reagents |  | 0.5 M in THF | , |  |  | 2-8°C,0.5 M in THF,1-3% inorganic chloride,65 °C,1.018 g/mL at 25 °C
4-Acetoxyphenylzinc iodide solution,0.5 M in THF,C,,,MFCD03840887,24882172 | 630365 |  | Aldrich | 4-乙酰氧基苯基碘化锌 溶液 | (PDF) | ,,65 °C,2-8°C,1.014 g/mL at 25 °C | Aryl , Chemical Synthesis , Organometallic Reagents , Organozinc Halides , Rieke and Organozinc Reagents |  | 0.5 M in THF | , |  |  | 2-8°C,0.5 M in THF,1-3% inorganic chloride,65 °C,1.014 g/mL at 25 °C
5- Bromo- 2- methoxybenzylzinc chloride solution,0.5 M in THF,CH,,,MFCD02260144,24877958 | 533394 | 352530-35-9 | Aldrich | 5-溴-2-甲氧基苄基氯化锌 溶液 | (PDF) | ,,,2-8°C, | Alkyl , Chemical Synthesis , Organometallic Reagents , Organozinc Halides , Rieke and Organozinc Reagents |  | 0.5 M in THF | , |  |  | 2-8°C,0.5 M in THF
α-Methylbenzylzinc bromide solution,0.5 M in THF,C,,,MFCD01311436,24873224 | 498777 | 85459-20-7 | Aldrich | α-甲基苯甲基溴化锌 溶液 | (PDF) | ,,,2-8°C,0.965 g/mL at 25 °C | Alkyl , Chemical Synthesis , Organometallic Reagents , Organozinc Halides , Rieke and Organozinc Reagents |  | 0.5 M in THF | , |  |  | 2-8°C,0.5 M in THF,0.965 g/mL at 25 °C
Phenethylzinc bromide solution,0.5 M in THF,C,,,MFCD01311437,24873270 | 499307 | 308796-14-7 | Aldrich | 苯乙基溴化锌 溶液 | (PDF) | ,,65 °C,2-8°C,0.965 g/mL at 25 °C | Alkyl , Chemical Synthesis , Organometallic Reagents , Organozinc Halides , Rieke and Organozinc Reagents |  | 0.5 M in THF | , |  |  | 2-8°C,0.5 M in THF,65 °C,0.965 g/mL at 25 °C
2-Methoxybenzylzinc chloride solution,0.5 M in THF,CH,,,MFCD01319884,24873225 | 498785 | 312693-15-5 | Aldrich | 2-甲氧基苄基氯化锌 溶液 | (PDF) | ,,,2-8°C,0.937 g/mL at 25 °C | Alkyl , Chemical Synthesis , Organometallic Reagents , Organozinc Halides , Rieke and Organozinc Reagents |  | 0.5 M in THF | , |  |  | 2-8°C,0.5 M in THF,0.937 g/mL at 25 °C
3-Methoxybenzylzinc chloride solution,0.5 M in THF,CH,,,MFCD01319883,24873226 | 498793 | 312693-16-6 | Aldrich | 3-甲氧基苄基氯化锌 溶液 | (PDF) | ,,,2-8°C,0.96 g/mL at 25 °C | Alkyl , Chemical Synthesis , Organometallic Reagents , Organozinc Halides , Rieke and Organozinc Reagents |  | 0.5 M in THF | , |  |  | 2-8°C,0.5 M in THF,0.96 g/mL at 25 °C
4-Methoxybenzylzinc chloride solution,0.5 M in THF,CH,,,MFCD01319885,24873227 | 498807 | 312693-17-7 | Aldrich | 4-甲氧基苄基氯化锌 溶液 | (PDF) | ,,,2-8°C,0.958 g/mL at 25 °C | Alkyl , Chemical Synthesis , Organometallic Reagents , Organozinc Halides , Rieke and Organozinc Reagents |  | 0.5 M in THF | , |  |  | 2-8°C,0.5 M in THF,0.958 g/mL at 25 °C
5- Ethoxycarbonyl- 2- fufurylzinc chloride solution,0.5 M in THF,C,,,MFCD03093922,24877972 | 533564 | 352530-38-2 | Aldrich | 5-乙氧基羰基-2-糠基氯化锌 溶液 | (PDF) | ,,65 °C,2-8°C,0.952 g/mL at 25 °C | Chemical Synthesis , Heteroaryl , Organometallic Reagents , Organozinc Halides , Rieke and Organozinc Reagents |  | 0.5 M in THF | , |  |  | 2-8°C,0.5 M in THF,65 °C,0.952 g/mL at 25 °C
2-Methylbenzylzinc chloride solution,0.5 M in THF,CH,,,MFCD01319886,24873232 | 498866 | 312693-19-9 | Aldrich | 2-甲基苯甲基氯化锌 溶液 | (PDF) | ,,,2-8°C,0.957 g/mL at 25 °C | Alkyl , Chemical Synthesis , Organometallic Reagents , Organozinc Halides , Rieke and Organozinc Reagents |  | 0.5 M in THF | , |  |  | 2-8°C,0.5 M in THF,0.957 g/mL at 25 °C
3-Methylbenzylzinc chloride solution,0.5 M in THF,CH,,,MFCD01319887,24873233 | 498874 | 312693-20-2 | Aldrich | 3-甲基苯甲基氯化锌 溶液 | (PDF) | ,,,2-8°C,0.964 g/mL at 25 °C | Alkyl , Chemical Synthesis , Organometallic Reagents , Organozinc Halides , Rieke and Organozinc Reagents |  | 0.5 M in THF | , |  |  | 2-8°C,0.5 M in THF,0.964 g/mL at 25 °C
4-Methylbenzylzinc chloride solution,0.5 M in THF,CH,,,MFCD01319888,24873234 | 498882 | 312693-21-3 | Aldrich | 4-甲基苯甲基氯化锌 溶液 | (PDF) | ,,,2-8°C,0.946 g/mL at 25 °C | Alkyl , Chemical Synthesis , Organometallic Reagents , Organozinc Halides , Rieke and Organozinc Reagents |  | 0.5 M in THF | , |  |  | 2-8°C,0.5 M in THF,0.946 g/mL at 25 °C
2,3- Dimethylphenylzinc iodide solution,0.5 M in THF,(CH,,,MFCD01311447,24873191 | 498378 | 312692-94-7 | Aldrich | 2,3-二甲基苯基碘化锌 溶液 | (PDF) | ,,65 °C,2-8°C,1.026 g/mL at 25 °C | Aryl , Chemical Synthesis , Organometallic Reagents , Organozinc Halides , Rieke and Organozinc Reagents |  | 0.5 M in THF | , |  |  | 2-8°C,0.5 M in THF,65 °C,1.026 g/mL at 25 °C
2,4- Dimethylphenylzinc iodide solution,0.5 M in THF,(CH,,,MFCD01311448,24873192 | 498386 | 312692-95-8 | Aldrich | 2,4-二甲基苯基碘化锌 溶液 | (PDF) | ,,,2-8°C,1.012 g/mL at 25 °C | Aryl , Chemical Synthesis , Organometallic Reagents , Organozinc Halides , Rieke and Organozinc Reagents |  | 0.5 M in THF | , |  |  | 2-8°C,0.5 M in THF,1.012 g/mL at 25 °C
2,5- Dimethylphenylzinc iodide solution,0.5 M in THF,(CH,,,MFCD01311449,24873193 | 498394 | 312692-96-9 | Aldrich | 2,5-二甲基苯基碘化锌 溶液 | (PDF) | ,,65 °C,2-8°C,1.004 g/mL at 25 °C | Aryl , Chemical Synthesis , Organometallic Reagents , Organozinc Halides , Rieke and Organozinc Reagents |  | 0.5 M in THF | , |  |  | 2-8°C,0.5 M in THF,65 °C,1.004 g/mL at 25 °C
2,6- Dimethylphenylzinc iodide solution,0.5 M in THF,(CH,,,MFCD01311450,24873194 | 498408 | 282727-21-3 | Aldrich | 2,6-二甲基苯基碘化锌 溶液 | (PDF) | ,,,2-8°C,1.007 g/mL at 25 °C | Aryl , Chemical Synthesis , Organometallic Reagents , Organozinc Halides , Rieke and Organozinc Reagents |  | 0.5 M in THF | , |  |  | 2-8°C,0.5 M in THF,1.007 g/mL at 25 °C
2-Ethylphenylzinc iodide solution,0.5 M in THF,C,,,MFCD01311456,24873208 | 498564 | 282727-19-9 | Aldrich | 2-乙基苯基碘化锌 溶液 |  | ,,,,0.978 g/mL at 25 °C | Aryl , Chemical Synthesis , Organometallic Reagents , Organozinc Halides , Rieke and Organozinc Reagents |  | 0.5 M in THF | , |  |  | 0.5 M in THF,0.978 g/mL at 25 °C
3,4- Dimethylphenylzinc iodide solution,0.5 M in THF,(CH,,,MFCD01311451,24873195 | 498416 | 312692-97-0 | Aldrich | 3,4-二甲基苯基碘化锌 溶液 |  | ,,65 °C,,1.015 g/mL at 25 °C | Aryl , Chemical Synthesis , Organometallic Reagents , Organozinc Halides , Rieke and Organozinc Reagents |  | 0.5 M in THF | , |  |  | 0.5 M in THF,65 °C,1.015 g/mL at 25 °C
3,5- Dimethylphenylzinc iodide solution,0.5 M in THF,(CH,,,MFCD01319866,24873196 | 498424 | 312692-98-1 | Aldrich | 3,5-二甲基苯基碘化锌 溶液 | (PDF) | ,,,2-8°C,0.992 g/mL at 25 °C | Aryl , Chemical Synthesis , Organometallic Reagents , Organozinc Halides , Rieke and Organozinc Reagents |  | 0.5 M in THF | , |  |  | 2-8°C,0.5 M in THF,0.992 g/mL at 25 °C
6- Ethoxy- 6- oxohexylzinc bromide solution,0.5 M in THF,C,,,MFCD00671979,24873203 | 498505 | 312693-01-9 | Aldrich | 6-乙氧基-6-氧己基溴化锌 溶液 | (PDF) | ,,,2-8°C,0.98 g/mL at 25 °C | Alkyl , Chemical Synthesis , Organometallic Reagents , Organozinc Halides , Rieke and Organozinc Reagents |  | 0.5 M in THF | , |  |  | 2-8°C,0.5 M in THF,0.98 g/mL at 25 °C
2-Ethylhexylzinc bromide solution,0.5 M in THF,CH,,,MFCD01311416,24873207 | 498556 | 312693-03-1 | Aldrich | 2-乙基己基溴化锌 溶液 | (PDF) | ,,,2-8°C,0.964 g/mL at 25 °C | Alkyl , Chemical Synthesis , Organometallic Reagents , Organozinc Halides , Rieke and Organozinc Reagents |  | 0.5 M in THF | , |  |  | 2-8°C,0.5 M in THF,0.964 g/mL at 25 °C
2- (Ethoxycarbonyl) phenylzinc bromide solution,0.5 M in THF,C,,,MFCD01863743,24874139 | 520470 | 131379-40-3 | Aldrich | 2-(乙氧羰基)苯基溴化锌 溶液 | (PDF) | ,,,2-8°C,0.992 g/mL at 25 °C | Aryl , Chemical Synthesis , Organometallic Reagents , Organozinc Halides , Rieke and Organozinc Reagents |  | 0.5 M in THF | , |  |  | 2-8°C,0.5 M in THF,0.992 g/mL at 25 °C
4- (Ethoxycarbonyl) phenylzinc bromide solution,0.5 M in THF,C,,,MFCD05664208,24874101 | 520284 | 131379-15-2 | Aldrich | 4-(乙氧羰基)苯基溴化锌 溶液 | (PDF) | ,,65 °C,2-8°C,1.023 g/mL at 25 °C | Aryl , Chemical Synthesis , Organometallic Reagents , Organozinc Halides , Rieke and Organozinc Reagents |  | 0.5 M in THF | , |  |  | 2-8°C,0.5 M in THF,1-3% inorganic chloride,65 °C,1.023 g/mL at 25 °C
3- (Ethoxycarbonyl) phenylzinc iodide solution,0.5 M in THF,C,,,MFCD00671981,24873199 | 498467 | 282727-18-8 | Aldrich | 3-(乙氧羰基)苯基碘化锌 溶液 | (PDF) | ,,,2-8°C,0.991 g/mL at 25 °C | Aryl , Chemical Synthesis , Organometallic Reagents , Organozinc Halides , Rieke and Organozinc Reagents |  | 0.5 M in THF | , |  |  | 2-8°C,0.5 M in THF,0.991 g/mL at 25 °C
4- (Ethoxycarbonyl) phenylzinc iodide solution,0.5 M in THF,C,,,MFCD00671982,24873201 | 498475 | 131379-16-3 | Aldrich | 4-(乙氧羰基)苯基碘化锌 溶液 | (PDF) | ,,,2-8°C,1.018 g/mL at 25 °C | Aryl , Chemical Synthesis , Organometallic Reagents , Organozinc Halides , Rieke and Organozinc Reagents |  | 0.5 M in THF | , |  |  | 2-8°C,0.5 M in THF,1.018 g/mL at 25 °C
2-Ethoxybenzylzinc chloride solution,0.5 M in THF,C,,,MFCD01863642,24873281 | 499447 | 308796-28-3 | Aldrich | 邻乙氧基苄基氯化锌 溶液 | (PDF) | ,,,2-8°C,0.955 g/mL at 25 °C | Alkyl , Chemical Synthesis , Organometallic Reagents , Organozinc Halides , Rieke and Organozinc Reagents |  | 0.5 M in THF | , |  |  | 2-8°C,0.5 M in THF,0.955 g/mL at 25 °C
4-Ethoxybenzylzinc chloride solution,0.5 M in THF,C,,,MFCD01863643,24873282 | 499455 | 308796-29-4 | Aldrich | 对乙氧基苄基氯化锌 溶液 | (PDF) | ,,,2-8°C,0.946 g/mL at 25 °C | Alkyl , Chemical Synthesis , Organometallic Reagents , Organozinc Halides , Rieke and Organozinc Reagents |  | 0.5 M in THF | , |  |  | 2-8°C,0.5 M in THF,0.946 g/mL at 25 °C
2,5- Dimethoxybenzylzinc chloride solution,0.5 M in THF,(CH,,,MFCD02260143,24877953 | 533319 | 352530-32-6 | Aldrich | 2,5-二甲氧苄基氯化锌 溶液 | (PDF) | ,,65 °C,2-8°C,0.998 g/mL at 25 °C | Alkyl , Chemical Synthesis , Organometallic Reagents , Organozinc Halides , Rieke and Organozinc Reagents |  | 0.5 M in THF | , |  |  | 2-8°C,0.5 M in THF,65 °C,0.998 g/mL at 25 °C
3,4- Dimethoxybenzylzinc chloride solution,0.5 M in THF,(CH,,,MFCD02260142,24877954 | 533327 | 307531-79-9 | Aldrich | 3,4-二甲氧苄基氯化锌 溶液 | (PDF) | ,,65 °C,2-8°C,0.968 g/mL at 25 °C | Alkyl , Chemical Synthesis , Organometallic Reagents , Organozinc Halides , Rieke and Organozinc Reagents |  | 0.5 M in THF | , |  |  | 2-8°C,0.5 M in THF,65 °C,0.968 g/mL at 25 °C
3,5- Dimethoxybenzylzinc chloride solution,0.5 M in THF,(CH,,,MFCD02260145,24877955 | 533335 | 352530-33-7 | Aldrich | 3,5-二甲氧苄基氯化锌 溶液 | (PDF) | ,,65 °C,2-8°C,0.966 g/mL at 25 °C | Alkyl , Chemical Synthesis , Organometallic Reagents , Organozinc Halides , Rieke and Organozinc Reagents |  | 0.5 M in THF | , |  |  | 2-8°C,0.5 M in THF,65 °C,0.966 g/mL at 25 °C
2- Isopropylphenylzinc iodide solution,0.5 M in THF,(CH,,,MFCD01311458,24873273 | 499358 | 308796-17-0 | Aldrich | 2-异丙基苯基碘化锌 溶液 | (PDF) | ,,,2-8°C,0.961 g/mL at 25 °C | Aryl , Chemical Synthesis , Organometallic Reagents , Organozinc Halides , Rieke and Organozinc Reagents |  | 0.5 M in THF | , |  |  | 2-8°C,0.5 M in THF,0.961 g/mL at 25 °C
4- Isopropylphenylzinc iodide solution,0.5 M in THF,(CH,,,MFCD01311424,24873274 | 499366 | 308796-20-5 | Aldrich | 4-异丙基苯基碘化锌 溶液 |  | ,,65 °C,,0.997 g/mL at 25 °C | Aryl , Chemical Synthesis , Organometallic Reagents , Organozinc Halides , Rieke and Organozinc Reagents |  | 0.5 M in THF | , |  |  | 0.5 M in THF,65 °C,0.997 g/mL at 25 °C
1-Naphthylzinc iodide solution,0.5 M in THF,C,,,MFCD01311459,24873249 | 499048 | 46000-10-6 | Aldrich | 1-萘基碘化锌 溶液 | (PDF) | ,,,2-8°C,1 g/mL at 25 °C | Aryl , Chemical Synthesis , Organometallic Reagents , Organozinc Halides , Rieke and Organozinc Reagents |  | 0.5 M in THF | , |  |  | 2-8°C,0.5 M in THF,1 g/mL at 25 °C
2- Bromo- 3- hexyl- 5- thienylzinc bromide solution,0.5 M in THF,C,,,MFCD14581698, | 714356 |  | Aldrich | 2-溴-3-己基-5-噻吩基溴化锌 溶液 | (PDF) | ,,,2-8°C,1.023 g/mL at 25 °C | Chemical Synthesis , Heteroaryl , Organometallic Reagents , Organozinc Halides , Rieke and Organozinc Reagents |  | 0.5 M in THF | , |  |  | 2-8°C,0.5 M in THF,1.023 g/mL at 25 °C
1-Adamantylzinc bromide solution,0.5 M in THF,C,,,MFCD00671988,24873129 | 497606 | 312624-15-0 | Aldrich | 1-金刚烷溴化锌 溶液 | (PDF) | ,,,2-8°C,0.97 g/mL at 25 °C | Alkyl , Chemical Synthesis , Organometallic Reagents , Organozinc Halides , Rieke and Organozinc Reagents |  | 0.5 M in THF | , |  |  | 2-8°C,0.5 M in THF,0.97 g/mL at 25 °C
2-Adamantylzinc bromide solution,0.5 M in THF,C,,,MFCD01311401,24873130 | 497614 | 171860-65-4 | Aldrich | 2-金刚烷溴化锌 溶液 | (PDF) | ,,65 °C,2-8°C,1.018 g/mL at 25 °C | Alkyl , Chemical Synthesis , Organometallic Reagents , Organozinc Halides , Rieke and Organozinc Reagents |  | 0.5 M in THF | , |  |  | 2-8°C,0.5 M in THF,65 °C,1.018 g/mL at 25 °C
(2- Naphthylmethyl) zinc bromide solution,0.5 M in THF,C,,,MFCD01311438,24873248 | 499021 | 152329-44-7 | Aldrich | (2-萘甲基)溴化锌 溶液 | (PDF) | ,,,2-8°C,0.978 g/mL at 25 °C | Alkyl , Chemical Synthesis , Organometallic Reagents , Organozinc Halides , Rieke and Organozinc Reagents |  | 0.5 M in THF | , |  |  | 2-8°C,0.5 M in THF,0.978 g/mL at 25 °C
4- [(4- Morpholino) methyl] phenylzinc iodide solution,0.25 M in THF,C,,,MFCD07698720, | 710296 |  | Aldrich | 4-[(4-吗啉)甲基]苯基碘化锌 溶液 | (PDF) | ,,,2-8°C,0.952 g/mL at 25 °C | Aryl , Chemical Synthesis , Organometallic Reagents , Organozinc Halides , Rieke and Organozinc Reagents |  | 0.25 M in THF | , |  |  | 2-8°C,0.25 M in THF,0.952 g/mL at 25 °C
4-Biphenylzinc bromide solution,0.5 M in THF,C,,,MFCD02093780,24874440 | 524727 | 312693-44-0 | Aldrich | 4-联苯溴化锌 溶液 | (PDF) | ,,65 °C,2-8°C,0.994 g/mL at 25 °C | Aryl , Chemical Synthesis , Organometallic Reagents , Organozinc Halides , Rieke and Organozinc Reagents |  | 0.5 M in THF | , |  |  | 2-8°C,0.5 M in THF,65 °C,0.994 g/mL at 25 °C
2-Biphenylzinc iodide solution,0.5 M in THF,C,,,MFCD07698713,24882292 | 630411 |  | Aldrich | 2-联苯碘化锌 溶液 | (PDF) | ,,,2-8°C,1.018 g/mL at 25 °C | Aryl , Chemical Synthesis , Organometallic Reagents , Organozinc Halides , Rieke and Organozinc Reagents |  | 0.5 M in THF | , |  |  | 2-8°C,0.5 M in THF,1-3% inorganic chloride,1.018 g/mL at 25 °C
,female Joint: ST/NS 29/42, male Joint: ST/NS 24/40,,,,, | Z158232 |  | Aldrich | Ace Enlarging Adapter |  | ,,,, | Ace , Ace Adapters , Ace Enlarging Adapters , Ace enlarging and reducing , Enlarging/Reducing Adapters , Glassware , Glassware Adapters , Labware , Manufacturer Browser |  | male Joint: ST/NS24/40,female Joint: ST/NS29/42,Ace Glass | , |  |  | male Joint: ST/NS24/40,female Joint: ST/NS29/42,Ace Glass
,female Joint: ST/NS 45/50, male Joint: ST/NS 29/42,,,,, | Z158267 |  | Aldrich | Ace Enlarging Adapter |  | ,,,, | Ace , Ace Adapters , Ace Enlarging Adapters , Ace enlarging and reducing , Enlarging/Reducing Adapters , Glassware , Glassware Adapters , Labware , Manufacturer Browser |  | male Joint: ST/NS29/42,female Joint: ST/NS45/50,Ace Glass 500538 | , |  |  | male Joint: ST/NS29/42,female Joint: ST/NS45/50,Ace Glass 500538
,female Joint: SJ 35/20, male Joint: ST/NS 24/40,,,,, | Z158291 |  | Aldrich | Ace Enlarging Adapter |  | ,,,, | Ace , Ace Adapters , Ace Enlarging Adapters , Ace enlarging and reducing , Enlarging/Reducing Adapters , Glassware , Glassware Adapters , Labware , Manufacturer Browser |  | male Joint: ST/NS24/40,female Joint: SJ35/20,Ace Glass 502025 | , |  |  | male Joint: ST/NS24/40,female Joint: SJ35/20,Ace Glass 502025
,female Joint: SJ 35/25, male Joint: ST/NS 24/40,,,,, | Z158305 |  | Aldrich | Ace Enlarging Adapter |  | ,,,, | Ace , Ace Adapters , Ace Enlarging Adapters , Ace enlarging and reducing , Enlarging/Reducing Adapters , Glassware , Glassware Adapters , Labware , Manufacturer Browser |  | male Joint: ST/NS24/40,female Joint: SJ35/25,Ace Glass 502030 | , |  |  | male Joint: ST/NS24/40,female Joint: SJ35/25,Ace Glass 502030
,female Joint: SJ 18/9, male Joint: ST/NS 24/40,,,,, | Z158283 |  | Aldrich | Ace Reducing Adapter |  | ,,,, | Ace , Ace Adapters , Ace Reducing Adapters , Ace enlarging and reducing , Enlarging/Reducing Adapters , Glassware , Glassware Adapters , Labware , Manufacturer Browser |  | male Joint: ST/NS24/40,female Joint: SJ18/9,Ace Glass 502010 | , |  |  | male Joint: ST/NS24/40,female Joint: SJ18/9,Ace Glass 502010
,female Joint: ST/NS 24/40, male Joint: SJ 35/25,,,,, | Z158321 |  | Aldrich | Ace Reducing Adapter |  | ,,,, | Ace , Ace Adapters , Ace Reducing Adapters , Ace enlarging and reducing , Enlarging/Reducing Adapters , Glassware , Glassware Adapters , Labware , Manufacturer Browser |  | male Joint: SJ35/25,female Joint: ST/NS24/40,Ace Glass 502521 | , |  |  | male Joint: SJ35/25,female Joint: ST/NS24/40,Ace Glass 502521
,female Joint: ST/NS 29/42, male Joint: SJ 35/25,,,,, | Z158348 |  | Aldrich | Ace Reducing Adapter |  | ,,,, | Ace , Ace Adapters , Ace Reducing Adapters , Ace enlarging and reducing , Enlarging/Reducing Adapters , Glassware , Glassware Adapters , Labware , Manufacturer Browser |  | male Joint: SJ35/25,female Joint: ST/NS29/42,Ace Glass 502527 | , |  |  | male Joint: SJ35/25,female Joint: ST/NS29/42,Ace Glass 502527
,female Joint: ST/NS 24/40, male Joint: ST/NS 14/20,,,,, | Z413984 |  | Sigma-Aldrich | Aldrich ® enlarging adapter |  | ,,,, | Aldrich , Aldrich Adapters , Aldrich Enlarging Adapter , Aldrich Reducing/Enlarging Adapters , Aldrich enlarging , Enlarging/Reducing Adapters , Glassware , Glassware Adapters , Labware , Manufacturer Browser |  | male Joint: ST/NS14/20,female Joint: ST/NS24/40 | , |  |  | male Joint: ST/NS14/20,female Joint: ST/NS24/40
,female Joint: ST/NS 24/40, male Joint: ST/NS 19/22,,,,, | Z413992 |  | Sigma-Aldrich | Aldrich ® enlarging adapter |  | ,,,, | Aldrich , Aldrich Adapters , Aldrich Enlarging Adapter , Aldrich Reducing/Enlarging Adapters , Aldrich enlarging , Enlarging/Reducing Adapters , Glassware , Glassware Adapters , Labware , Manufacturer Browser |  | male Joint: ST/NS19/22,female Joint: ST/NS24/40 | , |  |  | male Joint: ST/NS19/22,female Joint: ST/NS24/40
,female Joint: ST/NS 29/32, male Joint: ST/NS 24/40,,,,, | Z414018 |  | Aldrich | Aldrich ® enlarging adapter |  | ,,,, | Aldrich , Aldrich Adapters , Aldrich Enlarging Adapter , Aldrich Reducing/Enlarging Adapters , Aldrich enlarging , Enlarging/Reducing Adapters , Glassware , Glassware Adapters , Labware , Manufacturer Browser |  | male Joint: ST/NS24/40,female Joint: ST/NS29/32 | , |  |  | male Joint: ST/NS24/40,female Joint: ST/NS29/32
,female Joint: ST/NS 34/45, male Joint: ST/NS 24/40,,,,, | Z414026 |  | Sigma-Aldrich | Aldrich ® enlarging adapter |  | ,,,, | Aldrich , Aldrich Adapters , Aldrich Enlarging Adapter , Aldrich Reducing/Enlarging Adapters , Aldrich enlarging , Enlarging/Reducing Adapters , Glassware , Glassware Adapters , Labware , Manufacturer Browser |  | male Joint: ST/NS24/40,female Joint: ST/NS34/45 | , |  |  | male Joint: ST/NS24/40,female Joint: ST/NS34/45
,female Joint: ST/NS 45/50, male Joint: ST/NS 24/40,,,,, | Z414034 |  | Sigma-Aldrich | Aldrich ® enlarging adapter |  | ,,,, | Aldrich , Aldrich Adapters , Aldrich Enlarging Adapter , Aldrich Reducing/Enlarging Adapters , Aldrich enlarging , Enlarging/Reducing Adapters , Glassware , Glassware Adapters , Labware , Manufacturer Browser |  | male Joint: ST/NS24/40,female Joint: ST/NS45/50 | , |  |  | male Joint: ST/NS24/40,female Joint: ST/NS45/50
,female Joint: ST/NS 55/50, male Joint: ST/NS 24/40,,,,, | Z414042 |  | Sigma-Aldrich | Aldrich ® enlarging adapter |  | ,,,, | Aldrich , Aldrich Adapters , Aldrich Enlarging Adapter , Aldrich Reducing/Enlarging Adapters , Aldrich enlarging , Enlarging/Reducing Adapters , Glassware , Glassware Adapters , Labware , Manufacturer Browser |  | male Joint: ST/NS24/40,female Joint: ST/NS55/50 | , |  |  | male Joint: ST/NS24/40,female Joint: ST/NS55/50
,female Joint: ST/NS 24/40, male Joint: ST/NS 14/20,,,,, | Z414093 |  | Aldrich | Aldrich ® offset enlarging adapter |  | ,,,, | Aldrich , Aldrich Adapters , Aldrich Connecting Adapters , Aldrich Offset Enlarging Adapter , Aldrich offset , Enlarging/Reducing Adapters , Glassware , Glassware Adapters , Labware , Manufacturer Browser |  | male Joint: ST/NS14/20,female Joint: ST/NS24/40 | , |  |  | male Joint: ST/NS14/20,female Joint: ST/NS24/40
,female Joint: ST/NS 24/40, male Joint: ST/NS 19/22,,,,, | Z414107 |  | Aldrich | Aldrich ® offset enlarging adapter |  | ,,,, | Aldrich , Aldrich Adapters , Aldrich Connecting Adapters , Aldrich Offset Enlarging Adapter , Aldrich offset , Enlarging/Reducing Adapters , Glassware , Glassware Adapters , Labware , Manufacturer Browser |  | male Joint: ST/NS19/22,female Joint: ST/NS24/40 | , |  |  | male Joint: ST/NS19/22,female Joint: ST/NS24/40
,female Joint: ST/NS 29/32, male Joint: ST/NS 24/40,,,,, | Z414115 |  | Aldrich | Aldrich ® offset enlarging adapter |  | ,,,, | Aldrich , Aldrich Adapters , Aldrich Connecting Adapters , Aldrich Offset Enlarging Adapter , Aldrich offset , Enlarging/Reducing Adapters , Glassware , Glassware Adapters , Labware , Manufacturer Browser |  | male Joint: ST/NS24/40,female Joint: ST/NS29/32 | , |  |  | male Joint: ST/NS24/40,female Joint: ST/NS29/32
,male Joint: ST/NS 24/40, female Joint: ST/NS 34/45,,,,, | Z414123 |  | Aldrich | Aldrich ® offset enlarging adapter |  | ,,,, | Aldrich , Aldrich Adapters , Aldrich Connecting Adapters , Aldrich Offset Enlarging Adapter , Aldrich offset , Enlarging/Reducing Adapters , Glassware , Glassware Adapters , Labware , Manufacturer Browser |  | male Joint: ST/NS24/40,female Joint: ST/NS34/45 | , |  |  | male Joint: ST/NS24/40,female Joint: ST/NS34/45
,female Joint: ST/NS 14/20, male Joint: ST/NS 24/40,,,,, | Z414050 |  | Aldrich | Aldrich ® offset reducing adapter |  | ,,,, | Aldrich , Aldrich Adapters , Aldrich Connecting Adapters , Aldrich Offset Reducing Adapter , Aldrich offset , Enlarging/Reducing Adapters , Glassware , Glassware Adapters , Labware , Manufacturer Browser |  | male Joint: ST/NS24/40,female Joint: ST/NS14/20 | , |  |  | male Joint: ST/NS24/40,female Joint: ST/NS14/20
,female Joint: ST/NS 19/22, male Joint: ST/NS 24/40,,,,, | Z414069 |  | Aldrich | Aldrich ® offset reducing adapter |  | ,,,, | Aldrich , Aldrich Adapters , Aldrich Connecting Adapters , Aldrich Offset Reducing Adapter , Aldrich offset , Enlarging/Reducing Adapters , Glassware , Glassware Adapters , Labware , Manufacturer Browser |  | male Joint: ST/NS24/40,female Joint: ST/NS19/22 | , |  |  | male Joint: ST/NS24/40,female Joint: ST/NS19/22
,female Joint: ST/NS 24/40, male Joint: ST/NS 29/32,,,,, | Z414077 |  | Aldrich | Aldrich ® offset reducing adapter |  | ,,,, | Aldrich , Aldrich Adapters , Aldrich Connecting Adapters , Aldrich Offset Reducing Adapter , Aldrich offset , Enlarging/Reducing Adapters , Glassware , Glassware Adapters , Labware , Manufacturer Browser |  | male Joint: ST/NS29/32,female Joint: ST/NS24/40 | , |  |  | male Joint: ST/NS29/32,female Joint: ST/NS24/40
,female Joint: ST/NS 24/40, male Joint: ST/NS 34/45,,,,, | Z414085 |  | Aldrich | Aldrich ® offset reducing adapter |  | ,,,, | Aldrich , Aldrich Adapters , Aldrich Connecting Adapters , Aldrich Offset Reducing Adapter , Aldrich offset , Enlarging/Reducing Adapters , Glassware , Glassware Adapters , Labware , Manufacturer Browser |  | male Joint: ST/NS34/45,female Joint: ST/NS24/40 | , |  |  | male Joint: ST/NS34/45,female Joint: ST/NS24/40
,female Joint: ST/NS 14/20, male Joint: ST/NS 24/40,,,,, | Z413852 |  | Sigma-Aldrich | Aldrich ® reducing adapter |  | ,,,, | Aldrich , Aldrich Adapters , Aldrich Reducing Adapter , Aldrich Reducing/Enlarging Adapters , Aldrich reducing , Enlarging/Reducing Adapters , Glassware , Glassware Adapters , Labware , Manufacturer Browser |  | male Joint: ST/NS24/40,female Joint: ST/NS14/20 | , |  |  | male Joint: ST/NS24/40,female Joint: ST/NS14/20
,female Joint: ST/NS 19/22, male Joint: ST/NS 24/40,,,,, | Z413860 |  | Sigma-Aldrich | Aldrich ® reducing adapter |  | ,,,, | Aldrich , Aldrich Adapters , Aldrich Reducing Adapter , Aldrich Reducing/Enlarging Adapters , Aldrich reducing , Enlarging/Reducing Adapters , Glassware , Glassware Adapters , Labware , Manufacturer Browser |  | male Joint: ST/NS24/40,female Joint: ST/NS19/22 | , |  |  | male Joint: ST/NS24/40,female Joint: ST/NS19/22
,female Joint: ST/NS 24/40, male Joint: ST/NS 29/32,,,,, | Z413879 |  | Aldrich | Aldrich ® reducing adapter |  | ,,,, | Aldrich , Aldrich Adapters , Aldrich Reducing Adapter , Aldrich Reducing/Enlarging Adapters , Aldrich reducing , Enlarging/Reducing Adapters , Glassware , Glassware Adapters , Labware , Manufacturer Browser |  | male Joint: ST/NS29/32,female Joint: ST/NS24/40 | , |  |  | male Joint: ST/NS29/32,female Joint: ST/NS24/40
,female Joint: ST/NS 24/40, male Joint: ST/NS 34/45,,,,, | Z413887 |  | Sigma-Aldrich | Aldrich ® reducing adapter |  | ,,,, | Aldrich , Aldrich Adapters , Aldrich Bushing-Type Reducing Adapters , Aldrich Reducing/Enlarging Adapters , Aldrich reducing , Enlarging/Reducing Adapters , Glassware , Glassware Adapters , Labware , Manufacturer Browser |  | male Joint: ST/NS34/45,female Joint: ST/NS24/40 | , |  |  | male Joint: ST/NS34/45,female Joint: ST/NS24/40
,female Joint: ST/NS 24/40, male Joint: ST/NS 45/50,,,,, | Z413895 |  | Sigma-Aldrich | Aldrich ® reducing adapter |  | ,,,, | Aldrich , Aldrich Adapters , Aldrich Bushing-Type Reducing Adapters , Aldrich Reducing/Enlarging Adapters , Aldrich reducing , Enlarging/Reducing Adapters , Glassware , Glassware Adapters , Labware , Manufacturer Browser |  | male Joint: ST/NS45/50,female Joint: ST/NS24/40 | , |  |  | male Joint: ST/NS45/50,female Joint: ST/NS24/40
,female Joint: ST/NS 24/40, male Joint: SJ 65/40,,,,, | Z223271 |  | Aldrich | Aldrich ® reducing adapter |  | ,,,, | Aldrich , Aldrich Adapters , Aldrich Reducing Adapter , Aldrich Reducing/Enlarging Adapters , Aldrich reducing , Enlarging/Reducing Adapters , Glassware , Glassware Adapters , Labware , Manufacturer Browser |  | male Joint: SJ65/40,female Joint: ST/NS24/40 | , |  |  | male Joint: SJ65/40,female Joint: ST/NS24/40
,female Joint: ST/NS 24/40, male Joint: SJ 75/50,,,,, | Z223298 |  | Aldrich | Aldrich ® reducing adapter |  | ,,,, | Aldrich , Aldrich Adapters , Aldrich Reducing Adapter , Aldrich Reducing/Enlarging Adapters , Aldrich reducing , Enlarging/Reducing Adapters , Glassware , Glassware Adapters , Labware , Manufacturer Browser |  | male Joint: SJ75/50,female Joint: ST/NS24/40 | , |  |  | male Joint: SJ75/50,female Joint: ST/NS24/40
,female Joint: ST/NS 45/50, male Joint: SJ 65/40,,,,, | Z214833 |  | Aldrich | Aldrich ® reducing adapter |  | ,,,, | Aldrich , Aldrich Adapters , Aldrich Reducing Adapter , Aldrich Reducing/Enlarging Adapters , Aldrich reducing , Enlarging/Reducing Adapters , Glassware , Glassware Adapters , Labware , Manufacturer Browser |  | male Joint: SJ65/40,female Joint: ST/NS45/50 | , |  |  | male Joint: SJ65/40,female Joint: ST/NS45/50
,female Joint: ST/NS 45/50, male Joint: SJ 75/50,,,,, | Z214841 |  | Aldrich | Aldrich ® reducing adapter |  | ,,,, | Aldrich , Aldrich Adapters , Aldrich Reducing Adapter , Aldrich Reducing/Enlarging Adapters , Aldrich reducing , Enlarging/Reducing Adapters , Glassware , Glassware Adapters , Labware , Manufacturer Browser |  | male Joint: SJ75/50,female Joint: ST/NS45/50 | , |  |  | male Joint: SJ75/50,female Joint: ST/NS45/50
,female Joint: ST/NS 24/40, male Joint: ST/NS 55/50,,,,, | Z147591 |  | Aldrich | Aldrich ® reducing adapter |  | ,,,, | Aldrich , Aldrich Adapters , Aldrich Bushing-Type Reducing Adapters , Aldrich Reducing/Enlarging Adapters , Aldrich reducing , Enlarging/Reducing Adapters , Glassware , Glassware Adapters , Labware , Manufacturer Browser |  | male Joint: ST/NS55/50,female Joint: ST/NS24/40 | , |  |  | male Joint: ST/NS55/50,female Joint: ST/NS24/40
,female Joint: ST/NS 24/40, male Joint: SJ 65/40,,,,, | Z147605 |  | Aldrich | Aldrich ® bushing-type reducing adapter |  | ,,,, | Aldrich , Aldrich Adapters , Aldrich Bushing-Type Reducing Adapters , Aldrich Reducing/Enlarging Adapters , Bushing-type , Enlarging/Reducing Adapters , Glassware , Glassware Adapters , Labware , Manufacturer Browser |  | male Joint: SJ65/40,female Joint: ST/NS24/40 | , |  |  | male Joint: SJ65/40,female Joint: ST/NS24/40
,female Joint: ST/NS 24/40, male Joint: SJ 75/50,,,,, | Z147613 |  | Aldrich | Aldrich ® bushing-type reducing adapter |  | ,,,, | Aldrich , Aldrich Adapters , Aldrich Bushing-Type Reducing Adapters , Aldrich Reducing/Enlarging Adapters , Bushing-type , Enlarging/Reducing Adapters , Glassware , Glassware Adapters , Labware , Manufacturer Browser |  | male Joint: SJ75/50,female Joint: ST/NS24/40 | , |  |  | male Joint: SJ75/50,female Joint: ST/NS24/40
,NPTM × NPTF 1/2 in. × 1/4 in.,,,,, | Z568449 |  | Aldrich | Reducing bushing |  | ,,,, | Air-Sensitive Chemistry , Aldrich Air Sensitive , Aldrich Air Sensitive Kilo-Lab , Bushing-type , Enlarging/Reducing Adapters , Glassware , Glassware Adapters , Labware , Other Aldrich Air Sensitive Kilo-Lab Equipment |  | 1/2 in. × 1/4 in. | , |  |  | 1/2 in. × 1/4 in.
,NPTM × NPTF 1/2 in. × 3/8 in.,,,,, | Z568430 |  | Aldrich | Reducing bushing |  | ,,,, | Air-Sensitive Chemistry , Aldrich Air Sensitive , Aldrich Air Sensitive Kilo-Lab , Bushing-type , Enlarging/Reducing Adapters , Glassware , Glassware Adapters , Labware , Other Aldrich Air Sensitive Kilo-Lab Equipment |  | 1/2 in. × 3/8 in. | , |  |  | 1/2 in. × 3/8 in.
,top female Joint: ST/NS 24/29, bottom male Joint: ST/NS 14/23,,,,, | Z301108 |  | Aldrich | Quickfit ® expansion adapter |  | ,,,, | Enlarging/Reducing Adapters , Glassware , Glassware Adapters , Labware , Quickfit expansion |  | not available in USA and Canada,female Joint: ST/NS top24/29,not available in USA and Canada,Quickfit XA 31 | , |  |  | not available in USA and Canada,female Joint: ST/NS top24/29,not available in USA and Canada,Quickfit XA 31
,male Joint: ST/NS 14/20, side-port,,,,, | Z122394 |  | Aldrich | Aldrich ® vacuum adapter |  | ,,,, | Aldrich , Aldrich Adapters , Aldrich Vacuum Adapters , Glass Hose Adapters , Glass Vacuum Hose Adapters , Glassware , Glassware Adapters , Labware , Manufacturer Browser |  | male Joint: ST/NS14/20 | , |  |  | male Joint: ST/NS14/20
,male Joint: ST/NS 19/22, side-port,,,,, | Z415650 |  | Aldrich | Aldrich ® vacuum adapter |  | ,,,, | Aldrich , Aldrich Adapters , Aldrich Vacuum Adapters , Glass Hose Adapters , Glass Vacuum Hose Adapters , Glassware , Glassware Adapters , Labware , Manufacturer Browser |  | male Joint: ST/NS19/22 | , |  |  | male Joint: ST/NS19/22
,male Joint: ST/NS 24/40, side-port,,,,, | Z137057 |  | Aldrich | Aldrich ® vacuum adapter |  | ,,,, | Aldrich , Aldrich Adapters , Aldrich Vacuum Adapters , Glass Hose Adapters , Glass Vacuum Hose Adapters , Glassware , Glassware Adapters , Labware , Manufacturer Browser |  | male Joint: ST/NS24/40 | , |  |  | male Joint: ST/NS24/40
,male Joint: ST/NS 29/32, side-port,,,,, | Z415669 |  | Aldrich | Aldrich ® vacuum adapter |  | ,,,, | Aldrich , Aldrich Adapters , Aldrich Vacuum Adapters , Glass Hose Adapters , Glass Vacuum Hose Adapters , Glassware , Glassware Adapters , Labware , Manufacturer Browser |  | male Joint: ST/NS29/32 | , |  |  | male Joint: ST/NS29/32
,male Joint: ST/NS 34/45, side-port,,,,, | Z415677 |  | Aldrich | Aldrich ® vacuum adapter |  | ,,,, | Aldrich , Aldrich Adapters , Aldrich Vacuum Adapters , Glass Hose Adapters , Glass Vacuum Hose Adapters , Glassware , Glassware Adapters , Labware , Manufacturer Browser |  | male Joint: ST/NS34/45 | , |  |  | male Joint: ST/NS34/45
,male Joint: ST/NS 14/20, straight port,,,,, | Z415685 |  | Aldrich | Aldrich ® vacuum adapter |  | ,,,, | Aldrich , Aldrich Adapters , Aldrich Vacuum Adapters , Glass Hose Adapters , Glass Vacuum Hose Adapters , Glassware , Glassware Adapters , Labware , Manufacturer Browser |  | male Joint: ST/NS14/20 | , |  |  | male Joint: ST/NS14/20
,male Joint: ST/NS 19/22, straight port,,,,, | Z415693 |  | Aldrich | Aldrich ® vacuum adapter |  | ,,,, | Aldrich , Aldrich Adapters , Aldrich Vacuum Adapters , Glass Hose Adapters , Glass Vacuum Hose Adapters , Glassware , Glassware Adapters , Labware , Manufacturer Browser |  | male Joint: ST/NS19/22 | , |  |  | male Joint: ST/NS19/22
,male Joint: ST/NS 24/40, straight port,,,,, | Z415707 |  | Aldrich | Aldrich ® vacuum adapter |  | ,,,, | Aldrich , Aldrich Adapters , Aldrich Vacuum Adapters , Glass Hose Adapters , Glass Vacuum Hose Adapters , Glassware , Glassware Adapters , Labware , Manufacturer Browser |  | male Joint: ST/NS24/40 | , |  |  | male Joint: ST/NS24/40
,male Joint: ST/NS 29/32, straight port,,,,, | Z415715 |  | Aldrich | Aldrich ® vacuum adapter |  | ,,,, | Aldrich , Aldrich Adapters , Aldrich Vacuum Adapters , Glass Hose Adapters , Glass Vacuum Hose Adapters , Glassware , Glassware Adapters , Labware , Manufacturer Browser |  | male Joint: ST/NS29/32 | , |  |  | male Joint: ST/NS29/32
,male Joint: ST/NS 34/45, straight port,,,,, | Z415723 |  | Aldrich | Aldrich ® vacuum adapter |  | ,,,, | Aldrich , Aldrich Adapters , Aldrich Vacuum Adapters , Glass Hose Adapters , Glass Vacuum Hose Adapters , Glassware , Glassware Adapters , Labware , Manufacturer Browser |  | male Joint: ST/NS34/45 | , |  |  | male Joint: ST/NS34/45
,female Joint: ST/NS 14/20, straight port,,,,, | Z202592 |  | Aldrich | Aldrich ® vacuum adapter |  | ,,,, | Aldrich , Aldrich Adapters , Aldrich Vacuum Adapters , Glass Hose Adapters , Glass Vacuum Hose Adapters , Glassware , Glassware Adapters , Labware , Manufacturer Browser |  | female Joint: ST/NS14/20 | , |  |  | female Joint: ST/NS14/20
,female Joint: ST/NS 19/22, straight port,,,,, | Z415731 |  | Aldrich | Aldrich ® vacuum adapter |  | ,,,, | Aldrich , Aldrich Adapters , Aldrich Vacuum Adapters , Glass Hose Adapters , Glass Vacuum Hose Adapters , Glassware , Glassware Adapters , Labware , Manufacturer Browser |  | female Joint: ST/NS19/22 | , |  |  | female Joint: ST/NS19/22
,female Joint: ST/NS 24/40, straight port,,,,, | Z202606 |  | Aldrich | Aldrich ® vacuum adapter |  | ,,,, | Aldrich , Aldrich Adapters , Aldrich Vacuum Adapters , Glass Hose Adapters , Glass Vacuum Hose Adapters , Glassware , Glassware Adapters , Labware , Manufacturer Browser |  | female Joint: ST/NS24/40 | , |  |  | female Joint: ST/NS24/40
,female Joint: ST/NS 29/32, straight port,,,,, | Z415758 |  | Aldrich | Aldrich ® vacuum adapter |  | ,,,, | Aldrich , Aldrich Adapters , Aldrich Vacuum Adapters , Glass Hose Adapters , Glass Vacuum Hose Adapters , Glassware , Glassware Adapters , Labware , Manufacturer Browser |  | female Joint: ST/NS29/32 | , |  |  | female Joint: ST/NS29/32
,female Joint: ST/NS 34/45, straight port,,,,, | Z415766 |  | Aldrich | Aldrich ® vacuum adapter |  | ,,,, | Aldrich , Aldrich Adapters , Aldrich Vacuum Adapters , Glass Hose Adapters , Glass Vacuum Hose Adapters , Glassware , Glassware Adapters , Labware , Manufacturer Browser |  | female Joint: ST/NS34/45 | , |  |  | female Joint: ST/NS34/45
,straight port, male Joint: ST/NS 14/20,,,,, | Z551988 |  | Aldrich | Aldrich ® vacuum adapter with SafetyBarb ® hose connector |  | ,,,, | Aldrich , Aldrich Adapters , Aldrich Vacuum Adapters , Glass Hose Adapters , Glass Vacuum Hose Adapters with SafetyBarb , Glassware , Glassware Adapters , Labware , Manufacturer Browser |  | male Joint: ST/NS14/20 | , |  |  | male Joint: ST/NS14/20
,straight port, male Joint: ST/NS 19/22,,,,, | Z551996 |  | Aldrich | Aldrich ® vacuum adapter with SafetyBarb ® hose connector |  | ,,,, | Aldrich , Aldrich Adapters , Aldrich Vacuum Adapters , Glass Hose Adapters , Glass Vacuum Hose Adapters with SafetyBarb , Glassware , Glassware Adapters , Labware , Manufacturer Browser |  | male Joint: ST/NS19/22 | , |  |  | male Joint: ST/NS19/22
,straight port, male Joint: ST/NS 24/40,,,,, | Z552003 |  | Aldrich | Aldrich ® vacuum adapter with SafetyBarb ® hose connector |  | ,,,, | Aldrich , Aldrich Adapters , Aldrich Vacuum Adapters , Glass Hose Adapters , Glass Vacuum Hose Adapters with SafetyBarb , Glassware , Glassware Adapters , Labware , Manufacturer Browser |  | male Joint: ST/NS24/40 | , |  |  | male Joint: ST/NS24/40
,straight port, male Joint: ST/NS 29/32,,,,, | Z552011 |  | Aldrich | Aldrich ® vacuum adapter with SafetyBarb ® hose connector |  | ,,,, | Aldrich , Aldrich Adapters , Aldrich Vacuum Adapters , Glass Hose Adapters , Glass Vacuum Hose Adapters with SafetyBarb , Glassware , Glassware Adapters , Labware , Manufacturer Browser |  | male Joint: ST/NS29/32 | , |  |  | male Joint: ST/NS29/32
,straight port, female Joint: ST/NS 14/20,,,,, | Z552046 |  | Aldrich | Aldrich ® vacuum adapter with SafetyBarb ® hose connector |  | ,,,, | Aldrich , Aldrich Adapters , Aldrich Vacuum Adapters , Glass Hose Adapters , Glass Vacuum Hose Adapters with SafetyBarb , Glassware , Glassware Adapters , Labware , Manufacturer Browser |  | female Joint: ST/NS14/20 | , |  |  | female Joint: ST/NS14/20
,straight port, female Joint: ST/NS 19/22,,,,, | Z552054 |  | Aldrich | Aldrich ® vacuum adapter with SafetyBarb ® hose connector |  | ,,,, | Aldrich , Aldrich Adapters , Aldrich Vacuum Adapters , Glass Hose Adapters , Glass Vacuum Hose Adapters with SafetyBarb , Glassware , Glassware Adapters , Labware , Manufacturer Browser |  | female Joint: ST/NS19/22 | , |  |  | female Joint: ST/NS19/22
,straight port, female Joint: ST/NS 24/40,,,,, | Z552062 |  | Aldrich | Aldrich ® vacuum adapter with SafetyBarb ® hose connector |  | ,,,, | Aldrich , Aldrich Adapters , Aldrich Vacuum Adapters , Glass Hose Adapters , Glass Vacuum Hose Adapters with SafetyBarb , Glassware , Glassware Adapters , Labware , Manufacturer Browser |  | female Joint: ST/NS24/40 | , |  |  | female Joint: ST/NS24/40
,straight port, female Joint: ST/NS 29/32,,,,, | Z552070 |  | Aldrich | Aldrich ® vacuum adapter with SafetyBarb ® hose connector |  | ,,,, | Aldrich , Aldrich Adapters , Aldrich Vacuum Adapters , Glass Hose Adapters , Glass Vacuum Hose Adapters with SafetyBarb , Glassware , Glassware Adapters , Labware , Manufacturer Browser |  | female Joint: ST/NS29/32 | , |  |  | female Joint: ST/NS29/32
,side-port, male Joint: ST/NS 14/20,,,,, | Z552100 |  | Aldrich | Aldrich ® vacuum adapter with SafetyBarb ® hose connector |  | ,,,, | Aldrich , Aldrich Adapters , Aldrich Vacuum Adapters , Glass Hose Adapters , Glass Vacuum Hose Adapters with SafetyBarb , Glassware , Glassware Adapters , Labware , Manufacturer Browser |  | male Joint: ST/NS14/20 | , |  |  | male Joint: ST/NS14/20
,side-port, male Joint: ST/NS 19/22,,,,, | Z552763 |  | Aldrich | Aldrich ® vacuum adapter with SafetyBarb ® hose connector |  | ,,,, | Aldrich , Aldrich Adapters , Aldrich Vacuum Adapters , Glass Hose Adapters , Glass Vacuum Hose Adapters with SafetyBarb , Glassware , Glassware Adapters , Labware , Manufacturer Browser |  | male Joint: ST/NS19/22 | , |  |  | male Joint: ST/NS19/22
,side-port, male Joint: ST/NS 24/40,,,,, | Z552771 |  | Aldrich | Aldrich ® vacuum adapter with SafetyBarb ® hose connector |  | ,,,, | Aldrich , Aldrich Adapters , Aldrich Vacuum Adapters , Glass Hose Adapters , Glass Vacuum Hose Adapters with SafetyBarb , Glassware , Glassware Adapters , Labware , Manufacturer Browser |  | male Joint: ST/NS24/40 | , |  |  | male Joint: ST/NS24/40
,side-port, male Joint: ST/NS 29/32,,,,, | Z552798 |  | Aldrich | Aldrich ® vacuum adapter with SafetyBarb ® hose connector |  | ,,,, | Aldrich , Aldrich Adapters , Aldrich Vacuum Adapters , Glass Hose Adapters , Glass Vacuum Hose Adapters with SafetyBarb , Glassware , Glassware Adapters , Labware , Manufacturer Browser |  | male Joint: ST/NS29/32 | , |  |  | male Joint: ST/NS29/32
,side-port, male Joint: ST/NS 34/45,,,,, | Z552801 |  | Aldrich | Aldrich ® vacuum adapter with SafetyBarb ® hose connector |  | ,,,, | Aldrich , Aldrich Adapters , Aldrich Vacuum Adapters , Glass Hose Adapters , Glass Vacuum Hose Adapters with SafetyBarb , Glassware , Glassware Adapters , Labware , Manufacturer Browser |  | male Joint: ST/NS34/45 | , |  |  | male Joint: ST/NS34/45
,Joint: ST/NS 24/40,,,,, | Z268925 |  | Aldrich | Safe-Lab ™ Adapt-A-Port ® adapter |  | ,,,, | Glassware , Glassware Adapters , Labware , Safe-Lab adapters , Thermometer |  | Joint: ST/NS24/40 | , |  |  | Joint: ST/NS24/40
,Plain, Joint: ST/NS 14/20,,,,, | Z223573 |  | Aldrich | Aldrich ® septum-inlet adapter, female |  | ,,,, | Aldrich , Aldrich Adapters , Aldrich Septum-Inlet Adapters , Aldrich Standard Female Adapter , Female glass septum-inlet adapters , Glass Septum-Inlet Adapters , Glassware , Glassware Adapters , Labware , Manufacturer Browser |  | Joint: ST/NS14/20 | , |  |  | Joint: ST/NS14/20
,Plain, Joint: ST/NS 19/22,,,,, | Z414220 |  | Aldrich | Aldrich ® septum-inlet adapter, female |  | ,,,, | Aldrich , Aldrich Adapters , Aldrich Septum-Inlet Adapters , Aldrich Standard Female Adapter , Female glass septum-inlet adapters , Glass Septum-Inlet Adapters , Glassware , Glassware Adapters , Labware , Manufacturer Browser |  | Joint: ST/NS19/22 | , |  |  | Joint: ST/NS19/22
,Plain, Joint: ST/NS 24/40,,,,, | Z223581 |  | Aldrich | Aldrich ® septum-inlet adapter, female |  | ,,,, | Aldrich , Aldrich Adapters , Aldrich Septum-Inlet Adapters , Aldrich Standard Female Adapter , Female glass septum-inlet adapters , Glass Septum-Inlet Adapters , Glassware , Glassware Adapters , Labware , Manufacturer Browser |  | Joint: ST/NS24/40 | , |  |  | Joint: ST/NS24/40
,Plain, Joint: ST/NS 24/40,,,,, | Z414239 |  | Aldrich | Aldrich ® septum-inlet adapter, female |  | ,,,, | Aldrich , Aldrich Adapters , Aldrich Septum-Inlet Adapters , Aldrich Standard Female Adapter , Female glass septum-inlet adapters , Glass Septum-Inlet Adapters , Glassware , Glassware Adapters , Labware , Manufacturer Browser |  | Joint: ST/NS24/40 | , |  |  | Joint: ST/NS24/40
,Plain, Joint: ST/NS 29/32,,,,, | Z223603 |  | Aldrich | Aldrich ® septum-inlet adapter, female |  | ,,,, | Aldrich , Aldrich Adapters , Aldrich Septum-Inlet Adapters , Aldrich Standard Female Adapter , Female glass septum-inlet adapters , Glass Septum-Inlet Adapters , Glassware , Glassware Adapters , Labware , Manufacturer Browser |  | Joint: ST/NS29/32 | , |  |  | Joint: ST/NS29/32
,Screw-thread, Joint: ST/NS 14/20,,,,, | Z223611 |  | Aldrich | Aldrich ® septum-inlet adapter, female |  | ,,,, | Aldrich , Aldrich Adapters , Aldrich Septum-Inlet Adapters , Aldrich Standard Female Adapter , Female glass septum-inlet adapters , Glass Septum-Inlet Adapters , Glassware , Glassware Adapters , Labware , Manufacturer Browser |  | Joint: ST/NS14/20 | , |  |  | Joint: ST/NS14/20
,Screw-thread, Joint: ST/NS 24/40,,,,, | Z223638 |  | Aldrich | Aldrich ® septum-inlet adapter, female |  | ,,,, | Aldrich , Aldrich Adapters , Aldrich Septum-Inlet Adapters , Aldrich Standard Female Adapter , Female glass septum-inlet adapters , Glass Septum-Inlet Adapters , Glassware , Glassware Adapters , Labware , Manufacturer Browser |  | Joint: ST/NS24/40 | , |  |  | Joint: ST/NS24/40
,Screw-thread, Joint: ST/NS 29/32,,,,, | Z223646 |  | Aldrich | Aldrich ® septum-inlet adapter, female |  | ,,,, | Aldrich , Aldrich Adapters , Aldrich Septum-Inlet Adapters , Aldrich Standard Female Adapter , Female glass septum-inlet adapters , Glass Septum-Inlet Adapters , Glassware , Glassware Adapters , Labware , Manufacturer Browser |  | Joint: ST/NS29/32 | , |  |  | Joint: ST/NS29/32
,Plain, Joint: ST/NS 14/20, PTFE stopcock,,,,, | Z102296 |  | Aldrich | Aldrich ® septum-inlet adapter with stopcock and side-arm |  | ,,,, | Aldrich , Aldrich Adapter with Stopcock and Side-Arm , Aldrich Adapters , Aldrich Septum-Inlet Adapters , Glass Septum-Inlet Adapters , Glass septum-inlet adapters stopcock and sidearm , Glassware , Glassware Adapters , Labware , Manufacturer Browser |  | Joint: ST/NS14/20,PTFE stopcock | , |  |  | Joint: ST/NS14/20,PTFE stopcock
,Plain, Joint: ST/NS 19/22, PTFE stopcock,,,,, | Z102318 |  | Aldrich | Aldrich ® septum-inlet adapter with stopcock and side-arm |  | ,,,, | Aldrich , Aldrich Adapter with Stopcock and Side-Arm , Aldrich Adapters , Aldrich Septum-Inlet Adapters , Glass Septum-Inlet Adapters , Glass septum-inlet adapters stopcock and sidearm , Glassware , Glassware Adapters , Labware , Manufacturer Browser |  | Joint: ST/NS19/22,PTFE stopcock | , |  |  | Joint: ST/NS19/22,PTFE stopcock
,Plain, Joint: ST/NS 24/40, PTFE stopcock,,,,, | Z102326 |  | Aldrich | Aldrich ® septum-inlet adapter with stopcock and side-arm |  | ,,,, | Aldrich , Aldrich Adapter with Stopcock and Side-Arm , Aldrich Adapters , Aldrich Septum-Inlet Adapters , Glass Septum-Inlet Adapters , Glass septum-inlet adapters stopcock and sidearm , Glassware , Glassware Adapters , Labware , Manufacturer Browser |  | Joint: ST/NS24/40,PTFE stopcock | , |  |  | Joint: ST/NS24/40,PTFE stopcock
,Plain, Joint: ST/NS 24/40, PTFE stopcock,,,,, | Z150339 |  | Aldrich | Aldrich ® septum-inlet adapter with stopcock and side-arm |  | ,,,, | Aldrich , Aldrich Adapter with Stopcock and Side-Arm , Aldrich Adapters , Aldrich Septum-Inlet Adapters , Glass Septum-Inlet Adapters , Glass septum-inlet adapters stopcock and sidearm , Glassware , Glassware Adapters , Labware , Manufacturer Browser |  | Joint: ST/NS24/40,PTFE stopcock,14 mm | , |  |  | Joint: ST/NS24/40,PTFE stopcock,14 mm
,Plain, Joint: ST/NS 29/32, PTFE stopcock,,,,, | Z414301 |  | Aldrich | Aldrich ® septum-inlet adapter with stopcock and side-arm |  | ,,,, | Aldrich , Aldrich Adapter with Stopcock and Side-Arm , Aldrich Adapters , Aldrich Septum-Inlet Adapters , Glass Septum-Inlet Adapters , Glass septum-inlet adapters stopcock and sidearm , Glassware , Glassware Adapters , Labware , Manufacturer Browser |  | Joint: ST/NS29/32,PTFE stopcock | , |  |  | Joint: ST/NS29/32,PTFE stopcock
,Plain, Joint: ST/NS 14/20, glass stopcock,,,,, | Z107417 |  | Aldrich | Aldrich ® septum-inlet adapter with stopcock and side-arm |  | ,,,, | Aldrich , Aldrich Adapter with Stopcock and Side-Arm , Aldrich Adapters , Aldrich Septum-Inlet Adapters , Glass Septum-Inlet Adapters , Glass septum-inlet adapters stopcock and sidearm , Glassware , Glassware Adapters , Labware , Manufacturer Browser |  | Joint: ST/NS14/20,glass stopcock | , |  |  | Joint: ST/NS14/20,glass stopcock
,Plain, Joint: ST/NS 19/22, glass stopcock,,,,, | Z107425 |  | Aldrich | Aldrich ® septum-inlet adapter with stopcock and side-arm |  | ,,,, | Aldrich , Aldrich Adapter with Stopcock and Side-Arm , Aldrich Adapters , Aldrich Septum-Inlet Adapters , Glass Septum-Inlet Adapters , Glass septum-inlet adapters stopcock and sidearm , Glassware , Glassware Adapters , Labware , Manufacturer Browser |  | Joint: ST/NS19/22,glass stopcock | , |  |  | Joint: ST/NS19/22,glass stopcock
,Plain, Joint: ST/NS 24/40, glass stopcock,,,,, | Z107433 |  | Aldrich | Aldrich ® septum-inlet adapter with stopcock and side-arm |  | ,,,, | Aldrich , Aldrich Adapter with Stopcock and Side-Arm , Aldrich Adapters , Aldrich Septum-Inlet Adapters , Glass Septum-Inlet Adapters , Glass septum-inlet adapters stopcock and sidearm , Glassware , Glassware Adapters , Labware , Manufacturer Browser |  | Joint: ST/NS24/40,glass stopcock | , |  |  | Joint: ST/NS24/40,glass stopcock
,Plain, Joint: ST/NS 24/40, glass stopcock,,,,, | Z414328 |  | Aldrich | Aldrich ® septum-inlet adapter with stopcock and side-arm |  | ,,,, | Aldrich , Aldrich Adapter with Stopcock and Side-Arm , Aldrich Adapters , Aldrich Septum-Inlet Adapters , Glass Septum-Inlet Adapters , Glass septum-inlet adapters stopcock and sidearm , Glassware , Glassware Adapters , Labware , Manufacturer Browser |  | Joint: ST/NS24/40,glass stopcock,14 mm | , |  |  | Joint: ST/NS24/40,glass stopcock,14 mm
,Plain, Joint: ST/NS 29/32, glass stopcock,,,,, | Z414336 |  | Aldrich | Aldrich ® septum-inlet adapter with stopcock and side-arm |  | ,,,, | Aldrich , Aldrich Adapter with Stopcock and Side-Arm , Aldrich Adapters , Aldrich Septum-Inlet Adapters , Glass Septum-Inlet Adapters , Glass septum-inlet adapters stopcock and sidearm , Glassware , Glassware Adapters , Labware , Manufacturer Browser |  | Joint: ST/NS29/32,glass stopcock | , |  |  | Joint: ST/NS29/32,glass stopcock
,Screw-thread, Joint: ST/NS 14/20, glass stopcock,,,,, | Z223565 |  | Aldrich | Aldrich ® septum-inlet adapter with stopcock and side-arm |  | ,,,, | Aldrich , Aldrich Adapter with Stopcock and Side-Arm , Aldrich Adapters , Aldrich Septum-Inlet Adapters , Glass Septum-Inlet Adapters , Glass septum-inlet adapters stopcock and sidearm , Glassware , Glassware Adapters , Labware , Manufacturer Browser |  | Joint: ST/NS14/20,glass stopcock | , |  |  | Joint: ST/NS14/20,glass stopcock
,Joint: ST/NS 14/20, PTFE stopcock,,,,, | Z414344 |  | Aldrich | Aldrich ® septum-inlet adapter with stopcock on side-arm |  | ,,,, | Aldrich , Aldrich Adapter with Stopcock on Side-Arm , Aldrich Adapters , Aldrich Septum-Inlet Adapters , Glass Septum-Inlet Adapters , Glass septum-inlet adapters stopcock on side-arm , Glassware , Glassware Adapters , Labware , Manufacturer Browser |  | Joint: ST/NS14/20,PTFE stopcock | , |  |  | Joint: ST/NS14/20,PTFE stopcock
,Joint: ST/NS 19/22, PTFE stopcock,,,,, | Z414352 |  | Aldrich | Aldrich ® septum-inlet adapter with stopcock on side-arm |  | ,,,, | Aldrich , Aldrich Adapter with Stopcock on Side-Arm , Aldrich Adapters , Aldrich Septum-Inlet Adapters , Glass Septum-Inlet Adapters , Glass septum-inlet adapters stopcock on side-arm , Glassware , Glassware Adapters , Labware , Manufacturer Browser |  | Joint: ST/NS19/22,PTFE stopcock | , |  |  | Joint: ST/NS19/22,PTFE stopcock
,Joint: ST/NS 24/40, PTFE stopcock,,,,, | Z414360 |  | Aldrich | Aldrich ® septum-inlet adapter with stopcock on side-arm |  | ,,,, | Aldrich , Aldrich Adapter with Stopcock on Side-Arm , Aldrich Adapters , Aldrich Septum-Inlet Adapters , Glass Septum-Inlet Adapters , Glass septum-inlet adapters stopcock on side-arm , Glassware , Glassware Adapters , Labware , Manufacturer Browser |  | Joint: ST/NS24/40,PTFE stopcock | , |  |  | Joint: ST/NS24/40,PTFE stopcock
,Joint: ST/NS 24/40, PTFE stopcock,,,,, | Z414379 |  | Aldrich | Aldrich ® septum-inlet adapter with stopcock on side-arm |  | ,,,, | Aldrich , Aldrich Adapter with Stopcock on Side-Arm , Aldrich Adapters , Aldrich Septum-Inlet Adapters , Glass Septum-Inlet Adapters , Glass septum-inlet adapters stopcock on side-arm , Glassware , Glassware Adapters , Labware , Manufacturer Browser |  | Joint: ST/NS24/40,PTFE stopcock,14 mm | , |  |  | Joint: ST/NS24/40,PTFE stopcock,14 mm
,Joint: ST/NS 29/32, PTFE stopcock,,,,, | Z414387 |  | Aldrich | Aldrich ® septum-inlet adapter with stopcock on side-arm |  | ,,,, | Aldrich , Aldrich Adapter with Stopcock on Side-Arm , Aldrich Adapters , Aldrich Septum-Inlet Adapters , Glass Septum-Inlet Adapters , Glass septum-inlet adapters stopcock on side-arm , Glassware , Glassware Adapters , Labware , Manufacturer Browser |  | Joint: ST/NS29/32,PTFE stopcock | , |  |  | Joint: ST/NS29/32,PTFE stopcock
,Joint: ST/NS 14/20, glass stopcock,,,,, | Z102261 |  | Aldrich | Aldrich ® septum-inlet adapter with stopcock on side-arm |  | ,,,, | Aldrich , Aldrich Adapter with Stopcock on Side-Arm , Aldrich Adapters , Aldrich Septum-Inlet Adapters , Glass Septum-Inlet Adapters , Glass septum-inlet adapters stopcock on side-arm , Glassware , Glassware Adapters , Labware , Manufacturer Browser |  | Joint: ST/NS14/20,glass stopcock | , |  |  | Joint: ST/NS14/20,glass stopcock
,Joint: ST/NS 19/22, glass stopcock,,,,, | Z101346 |  | Aldrich | Aldrich ® septum-inlet adapter with stopcock on side-arm |  | ,,,, | Aldrich , Aldrich Adapter with Stopcock on Side-Arm , Aldrich Adapters , Aldrich Septum-Inlet Adapters , Glass Septum-Inlet Adapters , Glass septum-inlet adapters stopcock on side-arm , Glassware , Glassware Adapters , Labware , Manufacturer Browser |  | Joint: ST/NS19/22,glass stopcock | , |  |  | Joint: ST/NS19/22,glass stopcock
,Joint: ST/NS 24/40, glass stopcock,,,,, | Z101354 |  | Aldrich | Aldrich ® septum-inlet adapter with stopcock on side-arm |  | ,,,, | Aldrich , Aldrich Adapter with Stopcock on Side-Arm , Aldrich Adapters , Aldrich Septum-Inlet Adapters , Glass Septum-Inlet Adapters , Glass septum-inlet adapters stopcock on side-arm , Glassware , Glassware Adapters , Labware , Manufacturer Browser |  | Joint: ST/NS24/40,glass stopcock | , |  |  | Joint: ST/NS24/40,glass stopcock
,Joint: ST/NS 29/32, glass stopcock,,,,, | Z414395 |  | Aldrich | Aldrich ® septum-inlet adapter with stopcock on side-arm |  | ,,,, | Aldrich , Aldrich Adapter with Stopcock on Side-Arm , Aldrich Adapters , Aldrich Septum-Inlet Adapters , Glass Septum-Inlet Adapters , Glass septum-inlet adapters stopcock on side-arm , Glassware , Glassware Adapters , Labware , Manufacturer Browser |  | Joint: ST/NS29/32,glass stopcock | , |  |  | Joint: ST/NS29/32,glass stopcock
,Joint: ST/NS 14/20,,,,, | Z102253 |  | Aldrich | Aldrich ® septum-inlet adapter with side-arm |  | ,,,, | Aldrich , Aldrich Adapter with Side-Arm , Aldrich Adapters , Aldrich Septum-Inlet Adapters , Glass Septum-Inlet Adapters , Glass septum-inlet adapters with side-arm , Glassware , Glassware Adapters , Labware , Manufacturer Browser |  | Joint: ST/NS14/20 | , |  |  | Joint: ST/NS14/20
,Joint: ST/NS 19/22,,,,, | Z101311 |  | Aldrich | Aldrich ® septum-inlet adapter with side-arm |  | ,,,, | Aldrich , Aldrich Adapter with Side-Arm , Aldrich Adapters , Aldrich Septum-Inlet Adapters , Glass Septum-Inlet Adapters , Glass septum-inlet adapters with side-arm , Glassware , Glassware Adapters , Labware , Manufacturer Browser |  | Joint: ST/NS19/22 | , |  |  | Joint: ST/NS19/22
,Joint: ST/NS 24/40,,,,, | Z101338 |  | Aldrich | Aldrich ® septum-inlet adapter with side-arm |  | ,,,, | Aldrich , Aldrich Adapter with Side-Arm , Aldrich Adapters , Aldrich Septum-Inlet Adapters , Glass Septum-Inlet Adapters , Glass septum-inlet adapters with side-arm , Glassware , Glassware Adapters , Labware , Manufacturer Browser |  | Joint: ST/NS24/40 | , |  |  | Joint: ST/NS24/40
,Joint: ST/NS 24/40,,,,, | Z150312 |  | Aldrich | Aldrich ® septum-inlet adapter with side-arm |  | ,,,, | Aldrich , Aldrich Adapter with Side-Arm , Aldrich Adapters , Aldrich Septum-Inlet Adapters , Glass Septum-Inlet Adapters , Glass septum-inlet adapters with side-arm , Glassware , Glassware Adapters , Labware , Manufacturer Browser |  | Joint: ST/NS24/40,14 mm | , |  |  | Joint: ST/NS24/40,14 mm
,Joint: ST/NS 29/32,,,,, | Z414212 |  | Aldrich | Aldrich ® septum-inlet adapter with side-arm |  | ,,,, | Aldrich , Aldrich Adapter with Side-Arm , Aldrich Adapters , Aldrich Septum-Inlet Adapters , Glass Septum-Inlet Adapters , Glass septum-inlet adapters with side-arm , Glassware , Glassware Adapters , Labware , Manufacturer Browser |  | Joint: ST/NS29/32 | , |  |  | Joint: ST/NS29/32
,Plain, Joint: ST/NS 14/20, PTFE stopcock,,,,, | Z102288 |  | Aldrich | Aldrich ® septum-inlet adapter with stopcock |  | ,,,, | Aldrich , Aldrich Adapter with Stopcock , Aldrich Adapters , Aldrich Septum-Inlet Adapters , Glass Septum-Inlet Adapters , Glass septum-inlet adapters with stopcock , Glassware , Glassware Adapters , Labware , Manufacturer Browser |  | Joint: ST/NS14/20,PTFE stopcock | , |  |  | Joint: ST/NS14/20,PTFE stopcock
,Plain, Joint: ST/NS 19/22, PTFE stopcock,,,,, | Z101362 |  | Aldrich | Aldrich ® septum-inlet adapter with stopcock |  | ,,,, | Aldrich , Aldrich Adapter with Stopcock , Aldrich Adapters , Aldrich Septum-Inlet Adapters , Glass Septum-Inlet Adapters , Glass septum-inlet adapters with stopcock , Glassware , Glassware Adapters , Labware , Manufacturer Browser |  | Joint: ST/NS19/22,PTFE stopcock | , |  |  | Joint: ST/NS19/22,PTFE stopcock
,Plain, Joint: ST/NS 24/40, PTFE stopcock,,,,, | Z101370 |  | Aldrich | Aldrich ® septum-inlet adapter with stopcock |  | ,,,, | Aldrich , Aldrich Adapter with Stopcock , Aldrich Adapters , Aldrich Septum-Inlet Adapters , Glass Septum-Inlet Adapters , Glass septum-inlet adapters with stopcock , Glassware , Glassware Adapters , Labware , Manufacturer Browser |  | Joint: ST/NS24/40,PTFE stopcock,4 mm | , |  |  | Joint: ST/NS24/40,PTFE stopcock,4 mm
,Plain, Joint: ST/NS 24/40, PTFE stopcock,,,,, | Z150355 |  | Aldrich | Aldrich ® septum-inlet adapter with stopcock |  | ,,,, | Aldrich , Aldrich Adapter with Stopcock , Aldrich Adapters , Aldrich Septum-Inlet Adapters , Glass Septum-Inlet Adapters , Glass septum-inlet adapters with stopcock , Glassware , Glassware Adapters , Labware , Manufacturer Browser |  | Joint: ST/NS24/40,PTFE stopcock,14 mm | , |  |  | Joint: ST/NS24/40,PTFE stopcock,14 mm
,Plain, Joint: ST/NS 29/32, PTFE stopcock,,,,, | Z414263 |  | Aldrich | Aldrich ® septum-inlet adapter with stopcock |  | ,,,, | Aldrich , Aldrich Adapter with Stopcock , Aldrich Adapters , Aldrich Septum-Inlet Adapters , Glass Septum-Inlet Adapters , Glass septum-inlet adapters with stopcock , Glassware , Glassware Adapters , Labware , Manufacturer Browser |  | Joint: ST/NS29/32,PTFE stopcock | , |  |  | Joint: ST/NS29/32,PTFE stopcock
,Plain, Joint: ST/NS 14/20, glass stopcock,,,,, | Z107387 |  | Aldrich | Aldrich ® septum-inlet adapter with stopcock |  | ,,,, | Aldrich , Aldrich Adapter with Stopcock , Aldrich Adapters , Aldrich Septum-Inlet Adapters , Glass Septum-Inlet Adapters , Glass septum-inlet adapters with stopcock , Glassware , Glassware Adapters , Labware , Manufacturer Browser |  | Joint: ST/NS14/20,glass stopcock | , |  |  | Joint: ST/NS14/20,glass stopcock
,Plain, Joint: ST/NS 19/22, glass stopcock,,,,, | Z107395 |  | Aldrich | Aldrich ® septum-inlet adapter with stopcock |  | ,,,, | Aldrich , Aldrich Adapter with Stopcock , Aldrich Adapters , Aldrich Septum-Inlet Adapters , Glass Septum-Inlet Adapters , Glass septum-inlet adapters with stopcock , Glassware , Glassware Adapters , Labware , Manufacturer Browser |  | Joint: ST/NS19/22,glass stopcock | , |  |  | Joint: ST/NS19/22,glass stopcock
,Plain, Joint: ST/NS 24/40, glass stopcock,,,,, | Z107409 |  | Aldrich | Aldrich ® septum-inlet adapter with stopcock |  | ,,,, | Aldrich , Aldrich Adapter with Stopcock , Aldrich Adapters , Aldrich Septum-Inlet Adapters , Glass Septum-Inlet Adapters , Glass septum-inlet adapters with stopcock , Glassware , Glassware Adapters , Labware , Manufacturer Browser |  | Joint: ST/NS24/40,glass stopcock | , |  |  | Joint: ST/NS24/40,glass stopcock
,Plain, Joint: ST/NS 24/40, glass stopcock,,,,, | Z414271 |  | Aldrich | Aldrich ® septum-inlet adapter with stopcock |  | ,,,, | Aldrich , Aldrich Adapter with Stopcock , Aldrich Adapters , Aldrich Septum-Inlet Adapters , Glass Septum-Inlet Adapters , Glass septum-inlet adapters with stopcock , Glassware , Glassware Adapters , Labware , Manufacturer Browser |  | Joint: ST/NS24/40,glass stopcock,14 mm | , |  |  | Joint: ST/NS24/40,glass stopcock,14 mm
,Plain, Joint: ST/NS 29/32, glass stopcock,,,,, | Z414298 |  | Aldrich | Aldrich ® septum-inlet adapter with stopcock |  | ,,,, | Aldrich , Aldrich Adapter with Stopcock , Aldrich Adapters , Aldrich Septum-Inlet Adapters , Glass Septum-Inlet Adapters , Glass septum-inlet adapters with stopcock , Glassware , Glassware Adapters , Labware , Manufacturer Browser |  | Joint: ST/NS29/32,glass stopcock | , |  |  | Joint: ST/NS29/32,glass stopcock
,Screw-thread, Joint: ST/NS 14/20, glass stopcock,,,,, | Z223557 |  | Aldrich | Aldrich ® septum-inlet adapter with stopcock |  | ,,,, | Aldrich , Aldrich Adapter with Stopcock , Aldrich Adapters , Aldrich Septum-Inlet Adapters , Glass Septum-Inlet Adapters , Glass septum-inlet adapters with stopcock , Glassware , Glassware Adapters , Labware , Manufacturer Browser |  | Joint: ST/NS14/20,glass stopcock | , |  |  | Joint: ST/NS14/20,glass stopcock
,PTFE stopcock, Joints: ST/NS 24/40 (2),,,,, | Z562009 |  | Aldrich | Aldrich ® septum-inlet flushing adapter with stopcock |  | ,,,, | Aldrich , Aldrich Adapters , Aldrich Flushing Adapter with Stopcock , Aldrich Septum-Inlet Adapters , Glass Septum-Inlet Adapters , Glass septum-inlet adapters with stopcock , Glassware , Glassware Adapters , Labware , Manufacturer Browser |  | Joints: ST/NS24/40 (2) | , |  |  | Joints: ST/NS24/40 (2)
,PTFE stopcock, Joints: ST/NS 14/20 (2),,,,, | Z561991 |  | Aldrich | Aldrich ® septum-inlet flushing adapter with stopcock |  | ,,,, | Aldrich , Aldrich Adapters , Aldrich Flushing Adapter with Stopcock , Aldrich Septum-Inlet Adapters , Glass Septum-Inlet Adapters , Glass septum-inlet adapters with stopcock , Glassware , Glassware Adapters , Labware , Manufacturer Browser |  | Joints: ST/NS14/20 (2) | , |  |  | Joints: ST/NS14/20 (2)
,4 mm glass stopcock, Joints: ST/NS 24/40 (2),,,,, | Z561983 |  | Aldrich | Aldrich ® septum-inlet flushing adapter with stopcock |  | ,,,, | Aldrich , Aldrich Adapters , Aldrich Flushing Adapter with Stopcock , Aldrich Septum-Inlet Adapters , Glass Septum-Inlet Adapters , Glass septum-inlet adapters with stopcock , Glassware , Glassware Adapters , Labware , Manufacturer Browser |  | Joints: ST/NS24/40 (2) | , |  |  | Joints: ST/NS24/40 (2)
,4 mm glass stopcock, Joints: ST/NS 14/20 (2),,,,, | Z561975 |  | Aldrich | Aldrich ® septum-inlet flushing adapter with stopcock |  | ,,,, | Aldrich , Aldrich Adapters , Aldrich Flushing Adapter with Stopcock , Aldrich Septum-Inlet Adapters , Glass Septum-Inlet Adapters , Glass septum-inlet adapters with stopcock , Glassware , Glassware Adapters , Labware , Manufacturer Browser |  | Joints: ST/NS14/20 (2) | , |  |  | Joints: ST/NS14/20 (2)
,Plain, Joints: ST/NS 14/20 (2),,,,, | Z223654 |  | Aldrich | Aldrich ® septum-inlet adapter, in-line |  | ,,,, | Aldrich , Aldrich Adapters , Aldrich In-Line Adapter , Aldrich Septum-Inlet Adapters , Glass Septum-Inlet Adapters , Glassware , Glassware Adapters , In-line glass septum-inlet adapters , Labware , Manufacturer Browser |  | Joints: ST/NS14/20 (2) | , |  |  | Joints: ST/NS14/20 (2)
,Plain, Joints: ST/NS 19/22 (2),,,,, | Z414247 |  | Aldrich | Aldrich ® septum-inlet adapter, in-line |  | ,,,, | Aldrich , Aldrich Adapters , Aldrich In-Line Adapter , Aldrich Septum-Inlet Adapters , Glass Septum-Inlet Adapters , Glassware , Glassware Adapters , In-line glass septum-inlet adapters , Labware , Manufacturer Browser |  | Joints: ST/NS19/22 (2) | , |  |  | Joints: ST/NS19/22 (2)
,Plain, Joints: ST/NS 24/40 (2),,,,, | Z223662 |  | Aldrich | Aldrich ® septum-inlet adapter, in-line |  | ,,,, | Aldrich , Aldrich Adapters , Aldrich In-Line Adapter , Aldrich Septum-Inlet Adapters , Glass Septum-Inlet Adapters , Glassware , Glassware Adapters , In-line glass septum-inlet adapters , Labware , Manufacturer Browser |  | Joints: ST/NS24/40 (2) | , |  |  | Joints: ST/NS24/40 (2)
,Plain, Joints: ST/NS 24/40 (2),,,,, | Z414255 |  | Aldrich | Aldrich ® septum-inlet adapter, in-line |  | ,,,, | Aldrich , Aldrich Adapters , Aldrich In-Line Adapter , Aldrich Septum-Inlet Adapters , Glass Septum-Inlet Adapters , Glassware , Glassware Adapters , In-line glass septum-inlet adapters , Labware , Manufacturer Browser |  | Joints: ST/NS24/40 (2) | , |  |  | Joints: ST/NS24/40 (2)
,Plain, Joints: ST/NS 29/32 (2),,,,, | Z223670 |  | Aldrich | Aldrich ® septum-inlet adapter, in-line |  | ,,,, | Aldrich , Aldrich Adapters , Aldrich In-Line Adapter , Aldrich Septum-Inlet Adapters , Glass Septum-Inlet Adapters , Glassware , Glassware Adapters , In-line glass septum-inlet adapters , Labware , Manufacturer Browser |  | Joints: ST/NS29/32 (2) | , |  |  | Joints: ST/NS29/32 (2)
,Screw-thread, Joints: ST/NS 14/20 (2),,,,, | Z223689 |  | Aldrich | Aldrich ® septum-inlet adapter, in-line |  | ,,,, | Aldrich , Aldrich Adapters , Aldrich In-Line Adapter , Aldrich Septum-Inlet Adapters , Glass Septum-Inlet Adapters , Glassware , Glassware Adapters , In-line glass septum-inlet adapters , Labware , Manufacturer Browser |  | Joints: ST/NS14/20 (2) | , |  |  | Joints: ST/NS14/20 (2)
,Screw-thread, Joints: ST/NS 24/40 (2),,,,, | Z223697 |  | Aldrich | Aldrich ® septum-inlet adapter, in-line |  | ,,,, | Aldrich , Aldrich Adapters , Aldrich In-Line Adapter , Aldrich Septum-Inlet Adapters , Glass Septum-Inlet Adapters , Glassware , Glassware Adapters , In-line glass septum-inlet adapters , Labware , Manufacturer Browser |  | Joints: ST/NS24/40 (2) | , |  |  | Joints: ST/NS24/40 (2)
,Screw-thread, Joints: ST/NS 29/32 (2),,,,, | Z223700 |  | Aldrich | Aldrich ® septum-inlet adapter, in-line |  | ,,,, | Aldrich , Aldrich Adapters , Aldrich In-Line Adapter , Aldrich Septum-Inlet Adapters , Glass Septum-Inlet Adapters , Glassware , Glassware Adapters , In-line glass septum-inlet adapters , Labware , Manufacturer Browser |  | Joints: ST/NS29/32 (2) | , |  |  | Joints: ST/NS29/32 (2)
,Plain, Joint: ST/NS 14/20,,,,, | Z102245 |  | Aldrich | Aldrich ® septum-inlet adapter, male |  | ,,,, | Aldrich , Aldrich Adapters , Aldrich Septum-Inlet Adapters , Aldrich Standard Male Adapter , Glass Septum-Inlet Adapters , Glassware , Glassware Adapters , Labware , Male glass septum-inlet adapters , Manufacturer Browser |  | Joint: ST/NS14/20 | , |  |  | Joint: ST/NS14/20
,Plain, Joint: ST/NS 19/22,,,,, | Z101281 |  | Aldrich | Aldrich ® septum-inlet adapter, male |  | ,,,, | Aldrich , Aldrich Adapters , Aldrich Septum-Inlet Adapters , Aldrich Standard Male Adapter , Glass Septum-Inlet Adapters , Glassware , Glassware Adapters , Labware , Male glass septum-inlet adapters , Manufacturer Browser |  | Joint: ST/NS19/22 | , |  |  | Joint: ST/NS19/22
,Plain, Joint: ST/NS 24/40,,,,, | Z101303 |  | Aldrich | Aldrich ® septum-inlet adapter, male |  | ,,,, | Aldrich , Aldrich Adapters , Aldrich Septum-Inlet Adapters , Aldrich Standard Male Adapter , Glass Septum-Inlet Adapters , Glassware , Glassware Adapters , Labware , Male glass septum-inlet adapters , Manufacturer Browser |  | Joint: ST/NS24/40 | , |  |  | Joint: ST/NS24/40
,Plain, Joint: ST/NS 24/40,,,,, | Z150320 |  | Aldrich | Aldrich ® septum-inlet adapter, male |  | ,,,, | Aldrich , Aldrich Adapters , Aldrich Septum-Inlet Adapters , Aldrich Standard Male Adapter , Glass Septum-Inlet Adapters , Glassware , Glassware Adapters , Labware , Male glass septum-inlet adapters , Manufacturer Browser |  | Joint: ST/NS24/40 | , |  |  | Joint: ST/NS24/40
,Plain, Joint: ST/NS 29/32,,,,, | Z414204 |  | Aldrich | Aldrich ® septum-inlet adapter, male |  | ,,,, | Aldrich , Aldrich Adapters , Aldrich Septum-Inlet Adapters , Aldrich Standard Male Adapter , Glass Septum-Inlet Adapters , Glassware , Glassware Adapters , Labware , Male glass septum-inlet adapters , Manufacturer Browser |  | Joint: ST/NS29/32 | , |  |  | Joint: ST/NS29/32
,Screw-thread, Joint: ST/NS 14/20,,,,, | Z223522 |  | Aldrich | Aldrich ® septum-inlet adapter, male |  | ,,,, | Aldrich , Aldrich Adapters , Aldrich Septum-Inlet Adapters , Aldrich Standard Male Adapter , Glass Septum-Inlet Adapters , Glassware , Glassware Adapters , Labware , Male glass septum-inlet adapters , Manufacturer Browser |  | Joint: ST/NS14/20 | , |  |  | Joint: ST/NS14/20
,Screw-thread, Joint: ST/NS 24/40,,,,, | Z223530 |  | Aldrich | Aldrich ® septum-inlet adapter, male |  | ,,,, | Aldrich , Aldrich Adapters , Aldrich Septum-Inlet Adapters , Aldrich Standard Male Adapter , Glass Septum-Inlet Adapters , Glassware , Glassware Adapters , Labware , Male glass septum-inlet adapters , Manufacturer Browser |  | Joint: ST/NS24/40 | , |  |  | Joint: ST/NS24/40
,Screw-thread, Joint: ST/NS 29/32,,,,, | Z223549 |  | Aldrich | Aldrich ® septum-inlet adapter, male |  | ,,,, | Aldrich , Aldrich Adapters , Aldrich Septum-Inlet Adapters , Aldrich Standard Male Adapter , Glass Septum-Inlet Adapters , Glassware , Glassware Adapters , Labware , Male glass septum-inlet adapters , Manufacturer Browser |  | Joint: ST/NS29/32 | , |  |  | Joint: ST/NS29/32
,Joint: ST/NS 14/20,,,,, | Z556343 |  | Aldrich | Aldrich ® Sure/Stor ™ adapter |  | ,,,, | Air-Sensitive Chemistry , Aldrich , Aldrich Flasks , Aldrich Storage Flasks , Bottles and Flasks , Dispensing and Storage , Glass Septum-Inlet Adapters , Glassware , Glassware Adapters , Labware , Manufacturer Browser , Sure/Stor adapter , Sure/Stor flasks , Sure/Stor glass septum-inlet adapters |  | Joint: ST/NS14/20,with PTFE J Young valve and SafetyBarb ® hose connector | , |  |  | Joint: ST/NS14/20,with PTFE J Young valve and SafetyBarb ® hose connector
,Joint: ST/NS 19/22,,,,, | Z556351 |  | Aldrich | Aldrich ® Sure/Stor ™ adapter |  | ,,,, | Air-Sensitive Chemistry , Aldrich , Aldrich Flasks , Aldrich Storage Flasks , Bottles and Flasks , Dispensing and Storage , Glass Septum-Inlet Adapters , Glassware , Glassware Adapters , Labware , Manufacturer Browser , Sure/Stor adapter , Sure/Stor flasks , Sure/Stor glass septum-inlet adapters |  | Joint: ST/NS19/22,with PTFE J Young valve and SafetyBarb ® hose connector | , |  |  | Joint: ST/NS19/22,with PTFE J Young valve and SafetyBarb ® hose connector
,Joint: ST/NS 24/40,,,,, | Z556378 |  | Aldrich | Aldrich ® Sure/Stor ™ adapter |  | ,,,, | Air-Sensitive Chemistry , Aldrich , Aldrich Flasks , Aldrich Storage Flasks , Bottles and Flasks , Dispensing and Storage , Glass Septum-Inlet Adapters , Glassware , Glassware Adapters , Labware , Manufacturer Browser , Sure/Stor adapter , Sure/Stor flasks , Sure/Stor glass septum-inlet adapters |  | Joint: ST/NS24/40,with PTFE J Young valve and SafetyBarb ® hose connector | , |  |  | Joint: ST/NS24/40,with PTFE J Young valve and SafetyBarb ® hose connector
,female Joint: ST/NS 29/32, male Joint: ST/NS 29/32, capacity 250 mL,,,,, | Z252360 |  | Aldrich | Aldrich ® anticlimb splash-guard adapter with fritted disc |  | ,,,, | Aldrich , Aldrich Adapters , Aldrich Anticlimb Splash-Guard Adapter with Fritted Disc , Aldrich Splash-Guard Adapters , Anticlimb Glass Splash-Guard Adapters with Fritted Disc , Glass Splash-Guard Adapters , Glassware , Glassware Adapters , Labware , Manufacturer Browser |  | male Joint: ST/NS29/32,female Joint: ST/NS29/32,250 mL,70-100 μm porosity | , |  |  | male Joint: ST/NS29/32,female Joint: ST/NS29/32,250 mL,70-100 μm porosity
,female Joint: ST/NS 24/40, male Joint: ST/NS 14/20,,,,, | Z548960 |  | Aldrich | Aldrich ® splash protector |  | ,,,, | Aldrich , Aldrich Adapters , Aldrich Splash Protector Adapter , Aldrich Splash-Guard Adapters , Evaporators , Glass Splash Protector , Glass Splash-Guard Adapters , Glassware , Glassware Adapters , Labware , Manufacturer Browser , Rotary Evaporator Accessories |  | male Joint: ST/NS14/20,female Joint: ST/NS24/40 | , |  |  | male Joint: ST/NS14/20,female Joint: ST/NS24/40
,female Joint: ST/NS 24/40, male Joint: ST/NS 24/40,,,,, | Z243892 |  | Aldrich | Aldrich ® splash protector |  | ,,,, | Aldrich , Aldrich Adapters , Aldrich Splash Protector Adapter , Aldrich Splash-Guard Adapters , Evaporators , Glass Splash Protector , Glass Splash-Guard Adapters , Glassware , Glassware Adapters , Labware , Manufacturer Browser , Rotary Evaporator Accessories |  | male Joint: ST/NS24/40,female Joint: ST/NS24/40 | , |  |  | male Joint: ST/NS24/40,female Joint: ST/NS24/40
,female Joint: ST/NS 29/32, male Joint: ST/NS 14/20,,,,, | Z548979 |  | Aldrich | Aldrich ® splash protector |  | ,,,, | Aldrich , Aldrich Adapters , Aldrich Splash Protector Adapter , Aldrich Splash-Guard Adapters , Evaporators , Glass Splash Protector , Glass Splash-Guard Adapters , Glassware , Glassware Adapters , Labware , Manufacturer Browser , Rotary Evaporator Accessories |  | male Joint: ST/NS14/20,female Joint: ST/NS29/32 | , |  |  | male Joint: ST/NS14/20,female Joint: ST/NS29/32
,female Joint: ST/NS 29/32, male Joint: ST/NS 24/40,,,,, | Z548987 |  | Aldrich | Aldrich ® splash protector |  | ,,,, | Aldrich , Aldrich Adapters , Aldrich Splash Protector Adapter , Aldrich Splash-Guard Adapters , Evaporators , Glass Splash Protector , Glass Splash-Guard Adapters , Glassware , Glassware Adapters , Labware , Manufacturer Browser , Rotary Evaporator Accessories |  | male Joint: ST/NS24/40,female Joint: ST/NS29/32 | , |  |  | male Joint: ST/NS24/40,female Joint: ST/NS29/32
,female Joint: ST/NS 29/32, male Joint: ST/NS 29/32,,,,, | Z404624 |  | Aldrich | Aldrich ® splash protector |  | ,,,, | Aldrich , Aldrich Adapters , Aldrich Splash Protector Adapter , Aldrich Splash-Guard Adapters , Evaporators , Glass Splash Protector , Glass Splash-Guard Adapters , Glassware , Glassware Adapters , Labware , Manufacturer Browser , Rotary Evaporator Accessories |  | male Joint: ST/NS29/32,female Joint: ST/NS29/32 | , |  |  | male Joint: ST/NS29/32,female Joint: ST/NS29/32
,capacity 100 mL, female Joint: ST/NS 24/40,,,,, | Z557579 |  | Aldrich | Aldrich ® pear-shaped splash-guard adapter |  | ,,,, | Aldrich , Aldrich Adapters , Aldrich Pear-Shaped Splash-Guard Adapter , Aldrich Splash-Guard Adapters , Glass Splash-Guard Adapters , Glassware , Glassware Adapters , Labware , Manufacturer Browser , Pear-Shaped Glass Splash-Guard Adapters |  | male Joint ST/NS14/20,female Joint: ST/NS24/40,100 mL,anti-climb | , |  |  | male Joint ST/NS14/20,female Joint: ST/NS24/40,100 mL,anti-climb
,capacity 100 mL, female Joint: ST/NS 24/40, male Joint: ST/NS 24/40,,,,, | Z557587 |  | Aldrich | Aldrich ® pear-shaped splash-guard adapter |  | ,,,, | Aldrich , Aldrich Adapters , Aldrich Pear-Shaped Splash-Guard Adapter , Aldrich Splash-Guard Adapters , Glass Splash-Guard Adapters , Glassware , Glassware Adapters , Labware , Manufacturer Browser , Pear-Shaped Glass Splash-Guard Adapters |  | male Joint: ST/NS24/40,female Joint: ST/NS24/40,100 mL,anti-climb | , |  |  | male Joint: ST/NS24/40,female Joint: ST/NS24/40,100 mL,anti-climb
,capacity 100 mL, female Joint: ST/NS 29/32, male Joint: ST/NS 24/40,,,,, | Z557625 |  | Aldrich | Aldrich ® pear-shaped splash-guard adapter |  | ,,,, | Aldrich , Aldrich Adapters , Aldrich Pear-Shaped Splash-Guard Adapter , Aldrich Splash-Guard Adapters , Glass Splash-Guard Adapters , Glassware , Glassware Adapters , Labware , Manufacturer Browser , Pear-Shaped Glass Splash-Guard Adapters |  | male Joint: ST/NS24/40,female Joint: ST/NS29/32,100 mL,anti-climb | , |  |  | male Joint: ST/NS24/40,female Joint: ST/NS29/32,100 mL,anti-climb
,capacity 250 mL, female Joint: ST/NS 24/40, male Joint: ST/NS 14/20,,,,, | Z557595 |  | Aldrich | Aldrich ® pear-shaped splash-guard adapter |  | ,,,, | Aldrich , Aldrich Adapters , Aldrich Pear-Shaped Splash-Guard Adapter , Aldrich Splash-Guard Adapters , Glass Splash-Guard Adapters , Glassware , Glassware Adapters , Labware , Manufacturer Browser , Pear-Shaped Glass Splash-Guard Adapters |  | male Joint: ST/NS14/20,female Joint: ST/NS24/40,250 mL,anti-climb | , |  |  | male Joint: ST/NS14/20,female Joint: ST/NS24/40,250 mL,anti-climb
,capacity 250 mL, female Joint: ST/NS 24/40, male Joint: ST/NS 24/40,,,,, | Z557609 |  | Aldrich | Aldrich ® pear-shaped splash-guard adapter |  | ,,,, | Aldrich , Aldrich Adapters , Aldrich Pear-Shaped Splash-Guard Adapter , Aldrich Splash-Guard Adapters , Glass Splash-Guard Adapters , Glassware , Glassware Adapters , Labware , Manufacturer Browser , Pear-Shaped Glass Splash-Guard Adapters |  | male Joint: ST/NS24/40,female Joint: ST/NS24/40,250 mL,anti-climb | , |  |  | male Joint: ST/NS24/40,female Joint: ST/NS24/40,250 mL,anti-climb
,Joint: ST/NS 24/40,,,,, | Z115738 |  | Aldrich | Aldrich ® rotary evaporator cleaning adapter |  | ,,,, | Aldrich , Aldrich Adapters , Aldrich Evaporator Glassware , Aldrich Rotary Evaporator Cleaning Adapter , Aldrich Vacuum Adapters , Evaporators , Glass Splash-Guard Adapters , Glassware , Glassware Adapters , Labware , Manufacturer Browser , ROTO-WARE and Rotary Evaporator Adapters , Specialty Evaporator Adapters |  | Joint: ST/NS24/40 | , |  |  | Joint: ST/NS24/40
,Short, Joint: ST/NS 24/40,,,,, | Z407348 |  | Aldrich | ROTO-WARE ® vapor ducts |  | ,,,, | Glass Splash-Guard Adapters , Glassware , Glassware Adapters , Labware , ROTO-WARE and Rotary Evaporator Adapters |  | Joint: ST/NS24/40 | , |  |  | Joint: ST/NS24/40
,Short, Joint: ST/NS 29/42,,,,, | Z407356 |  | Aldrich | ROTO-WARE ® vapor ducts |  | ,,,, | Glass Splash-Guard Adapters , Glassware , Glassware Adapters , Labware , ROTO-WARE and Rotary Evaporator Adapters |  | Joint: ST/NS29/42 | , |  |  | Joint: ST/NS29/42
,Long, Joint: ST/NS 24/40,,,,, | Z407364 |  | Aldrich | ROTO-WARE ® vapor ducts |  | ,,,, | Glass Splash-Guard Adapters , Glassware , Glassware Adapters , Labware , ROTO-WARE and Rotary Evaporator Adapters |  | Joint: ST/NS24/40 | , |  |  | Joint: ST/NS24/40
,Long, Joint: ST/NS 29/42,,,,, | Z407372 |  | Aldrich | ROTO-WARE ® vapor ducts |  | ,,,, | Glass Splash-Guard Adapters , Glassware , Glassware Adapters , Labware , ROTO-WARE and Rotary Evaporator Adapters |  | Joint: ST/NS29/42 | , |  |  | Joint: ST/NS29/42
,male Joint: ST/NS 14/20,,,,, | Z549673 |  | Aldrich | High-vacuum valve adapter |  | ,,,, | Aldrich , Aldrich Adapters , Aldrich High-Vacuum Valve Adapter , Aldrich Vacuum Adapters , Glass High-Vacuum Valve , Glass Stopcock Adapters , Glassware , Glassware Adapters , Labware , Manufacturer Browser |  | male Joint: ST/NS14/20 | , |  |  | male Joint: ST/NS14/20
,male Joint: ST/NS 19/22,,,,, | Z549681 |  | Aldrich | High-vacuum valve adapter |  | ,,,, | Aldrich , Aldrich Adapters , Aldrich High-Vacuum Valve Adapter , Aldrich Vacuum Adapters , Glass High-Vacuum Valve , Glass Stopcock Adapters , Glassware , Glassware Adapters , Labware , Manufacturer Browser |  | male Joint: ST/NS19/22 | , |  |  | male Joint: ST/NS19/22
,male Joint: ST/NS 24/40,,,,, | Z549703 |  | Aldrich | High-vacuum valve adapter |  | ,,,, | Aldrich , Aldrich Adapters , Aldrich High-Vacuum Valve Adapter , Aldrich Vacuum Adapters , Glass High-Vacuum Valve , Glass Stopcock Adapters , Glassware , Glassware Adapters , Labware , Manufacturer Browser |  | male Joint: ST/NS24/40 | , |  |  | male Joint: ST/NS24/40
,male Joint: ST/NS 29/32,,,,, | Z549711 |  | Aldrich | High-vacuum valve adapter |  | ,,,, | Aldrich , Aldrich Adapters , Aldrich High-Vacuum Valve Adapter , Aldrich Vacuum Adapters , Glass High-Vacuum Valve , Glass Stopcock Adapters , Glassware , Glassware Adapters , Labware , Manufacturer Browser |  | male Joint: ST/NS29/32 | , |  |  | male Joint: ST/NS29/32
,glass stopcock straight, Joint: ST/NS 14/20,,,,, | Z549479 |  | Aldrich | Stopcock Adapter |  | ,,,, | Aldrich , Aldrich Adapters , Aldrich Stopcock Adapter , Aldrich Vacuum Adapters , Glass Stopcock Adapter , Glass Stopcock Adapters , Glassware , Glassware Adapters , Labware , Manufacturer Browser |  | Joint: ST/NS14/20,glass stopcock straight | , |  |  | Joint: ST/NS14/20,glass stopcock straight
,glass stopcock straight, Joint: ST/NS 19/22,,,,, | Z549487 |  | Aldrich | Stopcock Adapter |  | ,,,, | Aldrich , Aldrich Adapters , Aldrich Stopcock Adapter , Aldrich Vacuum Adapters , Glass Stopcock Adapter , Glass Stopcock Adapters , Glassware , Glassware Adapters , Labware , Manufacturer Browser |  | Joint: ST/NS19/22,glass stopcock straight | , |  |  | Joint: ST/NS19/22,glass stopcock straight
,glass stopcock straight, Joint: ST/NS 24/40,,,,, | Z549495 |  | Aldrich | Stopcock Adapter |  | ,,,, | Aldrich , Aldrich Adapters , Aldrich Stopcock Adapter , Aldrich Vacuum Adapters , Glass Stopcock Adapter , Glass Stopcock Adapters , Glassware , Glassware Adapters , Labware , Manufacturer Browser |  | Joint: ST/NS24/40,glass stopcock straight | , |  |  | Joint: ST/NS24/40,glass stopcock straight
,glass stopcock straight, Joint: ST/NS 29/32,,,,, | Z549509 |  | Aldrich | Stopcock Adapter |  | ,,,, | Aldrich , Aldrich Adapters , Aldrich Stopcock Adapter , Aldrich Vacuum Adapters , Glass Stopcock Adapter , Glass Stopcock Adapters , Glassware , Glassware Adapters , Labware , Manufacturer Browser |  | Joint: ST/NS29/32,glass stopcock straight | , |  |  | Joint: ST/NS29/32,glass stopcock straight
,glass stopcock straight, Joint: ST/NS 34/45,,,,, | Z549746 |  | Aldrich | Stopcock Adapter |  | ,,,, | Aldrich , Aldrich Adapters , Aldrich Stopcock Adapter , Aldrich Vacuum Adapters , Glass Stopcock Adapter , Glass Stopcock Adapters , Glassware , Glassware Adapters , Labware , Manufacturer Browser |  | Joint: ST/NS34/45,glass stopcock straight | , |  |  | Joint: ST/NS34/45,glass stopcock straight
,glass side-port stopcock, Joint: ST/NS 14/20,,,,, | Z549568 |  | Aldrich | Stopcock Adapter |  | ,,,, | Aldrich , Aldrich Adapters , Aldrich Stopcock Adapter , Aldrich Vacuum Adapters , Glass Stopcock Adapter , Glass Stopcock Adapters , Glassware , Glassware Adapters , Labware , Manufacturer Browser |  | Joint: ST/NS14/20,glass side-port stopcock | , |  |  | Joint: ST/NS14/20,glass side-port stopcock
,glass side-port stopcock, Joint: ST/NS 19/22,,,,, | Z549576 |  | Aldrich | Stopcock Adapter |  | ,,,, | Aldrich , Aldrich Adapters , Aldrich Stopcock Adapter , Aldrich Vacuum Adapters , Glass Stopcock Adapter , Glass Stopcock Adapters , Glassware , Glassware Adapters , Labware , Manufacturer Browser |  | Joint: ST/NS19/22,glass side-port stopcock | , |  |  | Joint: ST/NS19/22,glass side-port stopcock
,glass side-port stopcock, Joint: ST/NS 24/40,,,,, | Z549584 |  | Aldrich | Stopcock Adapter |  | ,,,, | Aldrich , Aldrich Adapters , Aldrich Stopcock Adapter , Aldrich Vacuum Adapters , Glass Stopcock Adapter , Glass Stopcock Adapters , Glassware , Glassware Adapters , Labware , Manufacturer Browser |  | Joint: ST/NS24/40,glass side-port stopcock | , |  |  | Joint: ST/NS24/40,glass side-port stopcock
,glass side-port stopcock, Joint: ST/NS 29/32,,,,, | Z549592 |  | Aldrich | Stopcock Adapter |  | ,,,, | Aldrich , Aldrich Adapters , Aldrich Stopcock Adapter , Aldrich Vacuum Adapters , Glass Stopcock Adapter , Glass Stopcock Adapters , Glassware , Glassware Adapters , Labware , Manufacturer Browser |  | Joint: ST/NS29/32,glass side-port stopcock | , |  |  | Joint: ST/NS29/32,glass side-port stopcock
,PTFE stopcock straight, Joint: ST/NS 14/20,,,,, | Z549517 |  | Aldrich | Stopcock Adapter |  | ,,,, | Aldrich , Aldrich Adapters , Aldrich Stopcock Adapter , Aldrich Vacuum Adapters , Glass Stopcock Adapter , Glass Stopcock Adapters , Glassware , Glassware Adapters , Labware , Manufacturer Browser |  | Joint: ST/NS14/20,PTFE stopcock straight | , |  |  | Joint: ST/NS14/20,PTFE stopcock straight
,PTFE stopcock straight, Joint: ST/NS 19/22,,,,, | Z549525 |  | Aldrich | Stopcock Adapter |  | ,,,, | Aldrich , Aldrich Adapters , Aldrich Stopcock Adapter , Aldrich Vacuum Adapters , Glass Stopcock Adapter , Glass Stopcock Adapters , Glassware , Glassware Adapters , Labware , Manufacturer Browser |  | Joint: ST/NS19/22,PTFE stopcock straight | , |  |  | Joint: ST/NS19/22,PTFE stopcock straight
,PTFE stopcock straight, Joint: ST/NS 24/40,,,,, | Z549533 |  | Aldrich | Stopcock Adapter |  | ,,,, | Aldrich , Aldrich Adapters , Aldrich Stopcock Adapter , Aldrich Vacuum Adapters , Glass Stopcock Adapter , Glass Stopcock Adapters , Glassware , Glassware Adapters , Labware , Manufacturer Browser |  | Joint: ST/NS24/40,PTFE stopcock straight | , |  |  | Joint: ST/NS24/40,PTFE stopcock straight
,PTFE stopcock straight, Joint: ST/NS 29/32,,,,, | Z549541 |  | Aldrich | Stopcock Adapter |  | ,,,, | Aldrich , Aldrich Adapters , Aldrich Stopcock Adapter , Aldrich Vacuum Adapters , Glass Stopcock Adapter , Glass Stopcock Adapters , Glassware , Glassware Adapters , Labware , Manufacturer Browser |  | Joint: ST/NS29/32,PTFE stopcock straight | , |  |  | Joint: ST/NS29/32,PTFE stopcock straight
,PTFE side-port stopcock, Joint: ST/NS 14/20,,,,, | Z549606 |  | Aldrich | Stopcock Adapter |  | ,,,, | Aldrich , Aldrich Adapters , Aldrich Stopcock Adapter , Aldrich Vacuum Adapters , Glass Stopcock Adapter , Glass Stopcock Adapters , Glassware , Glassware Adapters , Labware , Manufacturer Browser |  | Joint: ST/NS14/20,PTFE side-port stopcock | , |  |  | Joint: ST/NS14/20,PTFE side-port stopcock
,PTFE side-port stopcock, Joint: ST/NS 19/22,,,,, | Z549614 |  | Aldrich | Stopcock Adapter |  | ,,,, | Aldrich , Aldrich Adapters , Aldrich Stopcock Adapter , Aldrich Vacuum Adapters , Glass Stopcock Adapter , Glass Stopcock Adapters , Glassware , Glassware Adapters , Labware , Manufacturer Browser |  | Joint: ST/NS19/22,PTFE side-port stopcock | , |  |  | Joint: ST/NS19/22,PTFE side-port stopcock
,PTFE side-port stopcock, Joint: ST/NS 24/40,,,,, | Z549622 |  | Aldrich | Stopcock Adapter |  | ,,,, | Aldrich , Aldrich Adapters , Aldrich Stopcock Adapter , Aldrich Vacuum Adapters , Glass Stopcock Adapter , Glass Stopcock Adapters , Glassware , Glassware Adapters , Labware , Manufacturer Browser |  | Joint: ST/NS24/40,PTFE side-port stopcock | , |  |  | Joint: ST/NS24/40,PTFE side-port stopcock
,PTFE side-port stopcock, Joint: ST/NS 29/32,,,,, | Z549630 |  | Aldrich | Stopcock Adapter |  | ,,,, | Aldrich , Aldrich Adapters , Aldrich Stopcock Adapter , Aldrich Vacuum Adapters , Glass Stopcock Adapter , Glass Stopcock Adapters , Glassware , Glassware Adapters , Labware , Manufacturer Browser |  | Joint: ST/NS29/32,PTFE side-port stopcock | , |  |  | Joint: ST/NS29/32,PTFE side-port stopcock
,2 mm PTFE stopcock, bent, Joint: ST/NS 14/20,,,,, | Z764566 |  | Aldrich | Stopcock Adapter |  | ,,,, | Aldrich , Aldrich Adapters , Aldrich Stopcock Adapter , Aldrich Vacuum Adapters , Glass Stopcock Adapter , Glass Stopcock Adapters , Glassware , Glassware Adapters , Labware , Manufacturer Browser |  | Joint: ST/NS14/20 | , |  |  | Joint: ST/NS14/20
,2 mm PTFE stopcock, bent, Joint: ST/NS 19/22,,,,, | Z764574 |  | Aldrich | Stopcock Adapter |  | ,,,, | Aldrich , Aldrich Adapters , Aldrich Stopcock Adapter , Aldrich Vacuum Adapters , Glass Stopcock Adapter , Glass Stopcock Adapters , Glassware , Glassware Adapters , Labware , Manufacturer Browser |  | Joint: ST/NS19/22 | , |  |  | Joint: ST/NS19/22
,2 mm PTFE stopcock, bent, Joint: ST/NS 24/40,,,,, | Z764582 |  | Aldrich | Stopcock Adapter |  | ,,,, | Aldrich , Aldrich Adapters , Aldrich Stopcock Adapter , Aldrich Vacuum Adapters , Glass Stopcock Adapter , Glass Stopcock Adapters , Glassware , Glassware Adapters , Labware , Manufacturer Browser |  | Joint: ST/NS24/40 | , |  |  | Joint: ST/NS24/40
,2 mm PTFE stopcock, bent, Joint: ST/NS 29/32,,,,, | Z764590 |  | Aldrich | Stopcock Adapter |  | ,,,, | Aldrich , Aldrich Adapters , Aldrich Stopcock Adapter , Aldrich Vacuum Adapters , Glass Stopcock Adapter , Glass Stopcock Adapters , Glassware , Glassware Adapters , Labware , Manufacturer Browser |  | Joint: ST/NS29/32 | , |  |  | Joint: ST/NS29/32
,4 mm PTFE stopcock, bent, Joint: ST/NS 34/45,,,,, | Z764604 |  | Aldrich | Stopcock Adapter |  | ,,,, | Aldrich , Aldrich Adapters , Aldrich Stopcock Adapter , Aldrich Vacuum Adapters , Glass Stopcock Adapter , Glass Stopcock Adapters , Glassware , Glassware Adapters , Labware , Manufacturer Browser |  | Joint: ST/NS34/45 | , |  |  | Joint: ST/NS34/45
,Joint: ST/NS 14/20,,,,, | Z530255 |  | Aldrich | Aldrich ® vacuum-transfer adapter |  | ,,,, | Aldrich , Aldrich Adapters , Aldrich Vacuum Adapters , Aldrich Vacuum-Transfer Adapter , Glass Stopcock Adapters , Glass Vacuum-Transfer , Glassware , Glassware Adapters , Labware , Manufacturer Browser , Vacuum-Distilling Adapters , Vacuum-transfer |  | Joint: ST/NS14/20,2 mm | , |  |  | Joint: ST/NS14/20,2 mm
,Joint: ST/NS 19/22,,,,, | Z530263 |  | Aldrich | Aldrich ® vacuum-transfer adapter |  | ,,,, | Aldrich , Aldrich Adapters , Aldrich Vacuum Adapters , Aldrich Vacuum-Transfer Adapter , Glass Stopcock Adapters , Glass Vacuum-Transfer , Glassware , Glassware Adapters , Labware , Manufacturer Browser , Vacuum-Distilling Adapters , Vacuum-transfer |  | Joint: ST/NS19/22,2 mm | , |  |  | Joint: ST/NS19/22,2 mm
,Joint: ST/NS 24/40,,,,, | Z115746 |  | Aldrich | Aldrich ® vacuum-transfer adapter |  | ,,,, | Aldrich , Aldrich Adapters , Aldrich Vacuum Adapters , Aldrich Vacuum-Transfer Adapter , Glass Stopcock Adapters , Glass Vacuum-Transfer , Glassware , Glassware Adapters , Labware , Manufacturer Browser , Vacuum-Distilling Adapters , Vacuum-transfer |  | Joint: ST/NS24/40,4 mm | , |  |  | Joint: ST/NS24/40,4 mm
,Joint: ST/NS 29/32,,,,, | Z203335 |  | Aldrich | Aldrich ® vacuum-transfer adapter |  | ,,,, | Aldrich , Aldrich Adapters , Aldrich Vacuum Adapters , Aldrich Vacuum-Transfer Adapter , Glass Stopcock Adapters , Glass Vacuum-Transfer , Glassware , Glassware Adapters , Labware , Manufacturer Browser , Vacuum-Distilling Adapters , Vacuum-transfer |  | Joint: ST/NS29/32,4 mm | , |  |  | Joint: ST/NS29/32,4 mm
,Straight, Joint: ST/NS 10/18, thread I.D. 6.5 mm,,,,, | Z125350 |  | Aldrich | Ace-Thred ™ Thermometer/Tubing Adapter |  | ,,,, | Ace , Ace Adapters , Ace-Thred theremometer adapter and bushing , Glassware , Glassware Adapters , Labware , Manufacturer Browser , Thermometer , Thermometer/tubing adapter and bushing |  | Ace Glass 502824,6.5 mm,A,Joint: ST/NS10/18 | , |  |  | Ace Glass 502824,6.5 mm,A,Joint: ST/NS10/18
,Straight, Joint: ST/NS 14/20, thread I.D. 7.0 mm,,,,, | Z125369 |  | Aldrich | Ace-Thred ™ Thermometer/Tubing Adapter |  | ,,,, | Ace , Ace Adapters , Ace-Thred theremometer adapter and bushing , Glassware , Glassware Adapters , Labware , Manufacturer Browser , Thermometer , Thermometer/tubing adapter and bushing |  | Ace Glass 502826,7.0 mm,A,Joint: ST/NS14/20 | , |  |  | Ace Glass 502826,7.0 mm,A,Joint: ST/NS14/20
,Straight, Joint: ST/NS 19/22, thread I.D. 7.0 mm,,,,, | Z125377 |  | Aldrich | Ace-Thred ™ Thermometer/Tubing Adapter |  | ,,,, | Ace , Ace Adapters , Ace-Thred theremometer adapter and bushing , Glassware , Glassware Adapters , Labware , Manufacturer Browser , Thermometer , Thermometer/tubing adapter and bushing |  | Ace Glass 502828,7.0 mm,A,Joint: ST/NS19/22 | , |  |  | Ace Glass 502828,7.0 mm,A,Joint: ST/NS19/22
,Straight, Joint: ST/NS 24/40, thread I.D. 7.0 mm,,,,, | Z125385 |  | Aldrich | Ace-Thred ™ Thermometer/Tubing Adapter |  | ,,,, | Ace , Ace Adapters , Ace-Thred theremometer adapter and bushing , Glassware , Glassware Adapters , Labware , Manufacturer Browser , Thermometer , Thermometer/tubing adapter and bushing |  | Ace Glass 502830,7.0 mm,A,Joint: ST/NS24/40 | , |  |  | Ace Glass 502830,7.0 mm,A,Joint: ST/NS24/40
,Straight, Joint: ST/NS 24/40, thread I.D. 9.0-10.5 mm,,,,, | Z125458 |  | Aldrich | Ace-Thred ™ Thermometer/Tubing Adapter |  | ,,,, | Ace , Ace Adapters , Ace-Thred theremometer adapter and bushing , Glassware , Glassware Adapters , Labware , Manufacturer Browser , Thermometer , Thermometer/tubing adapter and bushing |  | Ace Glass 503022,9.0-10.5 mm,A,Joint: ST/NS24/40 | , |  |  | Ace Glass 503022,9.0-10.5 mm,A,Joint: ST/NS24/40
,Angled and offset, Joint: ST/NS 24/40, thread I.D. 7.0 mm,,,,, | Z125490 |  | Aldrich | Ace-Thred ™ Thermometer/Tubing Adapter |  | ,,,, | Ace , Ace Adapters , Ace-Thred theremometer adapter and bushing , Glassware , Glassware Adapters , Labware , Manufacturer Browser , Thermometer , Thermometer/tubing adapter and bushing |  | Ace Glass 503222,7.0 mm,B,Joint: ST/NS24/40 | , |  |  | Ace Glass 503222,7.0 mm,B,Joint: ST/NS24/40
,Twin angled, Joint: ST/NS 24/25, thread I.D. 7.0 mm,,,,, | Z219320 |  | Aldrich | Ace-Thred ™ Thermometer/Tubing Adapter |  | ,,,, | Ace , Ace Adapters , Ace-Thred theremometer adapter and bushing , Glassware , Glassware Adapters , Labware , Manufacturer Browser , Thermometer , Thermometer/tubing adapter and bushing |  | Ace Glass 503110,7.0 mm,C,Joint: ST/NS24/25 | , |  |  | Ace Glass 503110,7.0 mm,C,Joint: ST/NS24/25
,Twin angled, side Joint: ST/NS 24/40, top Joint: ST/NS 24/40, bottom Joint: ST/NS 24/25, thread I.D. 7.0 mm,,,,, | Z214396 |  | Aldrich | Ace-Thred ™ Thermometer/Tubing Adapter |  | ,,,, | Ace , Ace Adapters , Ace-Thred theremometer adapter and bushing , Glassware , Glassware Adapters , Labware , Manufacturer Browser , Thermometer , Thermometer/tubing adapter and bushing |  | top Joint: ST/NS24/40,bottom Joint: ST/NS24/25,7.0 mm,D,Ace Glass 526317 | , |  |  | top Joint: ST/NS24/40,bottom Joint: ST/NS24/25,7.0 mm,D,Ace Glass 526317
,With 2mm bore PTFE stopcock plug and hose connection, Joint: ST/NS 24/40, thread I.D. 7.0 mm,,,,, | Z214337 |  | Aldrich | Ace-Thred ™ Thermometer/Tubing Adapter |  | ,,,, | Ace , Ace Adapters , Ace-Thred theremometer adapter and bushing , Glassware , Glassware Adapters , Labware , Manufacturer Browser , Thermometer , Thermometer/tubing adapter and bushing |  | Ace Glass 527215,7.0 mm,E,Joint: ST/NS24/40 | , |  |  | Ace Glass 527215,7.0 mm,E,Joint: ST/NS24/40
,With hose connection, Joint: ST/NS 14/20, thread I.D. 7.0 mm,,,,, | Z125512 |  | Aldrich | Ace-Thred ™ Thermometer/Tubing Adapter |  | ,,,, | Ace , Ace Adapters , Ace-Thred theremometer adapter and bushing , Glassware , Glassware Adapters , Labware , Manufacturer Browser , Thermometer , Thermometer/tubing adapter and bushing |  | Ace Glass 526108,7.0 mm,F,Joint: ST/NS14/20 | , |  |  | Ace Glass 526108,7.0 mm,F,Joint: ST/NS14/20
,With hose connection, Joint: ST/NS 19/22, thread I.D. 7.0 mm,,,,, | Z125520 |  | Aldrich | Ace-Thred ™ Thermometer/Tubing Adapter |  | ,,,, | Ace , Ace Adapters , Ace-Thred theremometer adapter and bushing , Glassware , Glassware Adapters , Labware , Manufacturer Browser , Thermometer , Thermometer/tubing adapter and bushing |  | Ace Glass 526112,7.0 mm,F,Joint: ST/NS19/22 | , |  |  | Ace Glass 526112,7.0 mm,F,Joint: ST/NS19/22
,With hose connection, Joint: ST/NS 24/40, thread I.D. 7.0 mm,,,,, | Z125539 |  | Aldrich | Ace-Thred ™ Thermometer/Tubing Adapter |  | ,,,, | Ace , Ace Adapters , Ace-Thred theremometer adapter and bushing , Glassware , Glassware Adapters , Labware , Manufacturer Browser , Thermometer , Thermometer/tubing adapter and bushing |  | Ace Glass 526116,7.0 mm,F,Joint: ST/NS24/40 | , |  |  | Ace Glass 526116,7.0 mm,F,Joint: ST/NS24/40
,With hose connection, Joint: ST/NS 24/40, thread I.D. 9.0-10.5 mm,,,,, | Z214361 |  | Aldrich | Ace-Thred ™ Thermometer/Tubing Adapter |  | ,,,, | Ace , Ace Adapters , Ace-Thred theremometer adapter and bushing , Glassware , Glassware Adapters , Labware , Manufacturer Browser , Thermometer , Thermometer/tubing adapter and bushing |  | Ace Glass 526138,9.0-10.5 mm,F,Joint: ST/NS24/40 | , |  |  | Ace Glass 526138,9.0-10.5 mm,F,Joint: ST/NS24/40
,With hose connection, Joint: ST/NS 29/42, thread I.D. 9.0-10.5 mm,,,,, | Z214388 |  | Aldrich | Ace-Thred ™ Thermometer/Tubing Adapter |  | ,,,, | Ace , Ace Adapters , Ace-Thred theremometer adapter and bushing , Glassware , Glassware Adapters , Labware , Manufacturer Browser , Thermometer , Thermometer/tubing adapter and bushing |  | Ace Glass 526140,9.0-10.5 mm,F,Joint: ST/NS29/42 | , |  |  | Ace Glass 526140,9.0-10.5 mm,F,Joint: ST/NS29/42
,For electrode with hose connection, Joint: ST/NS 24/40, thread I.D. 12.5-14.0 mm,,,,, | Z125547 |  | Aldrich | Ace-Thred ™ Thermometer/Tubing Adapter |  | ,,,, | Ace , Ace Adapters , Ace-Thred theremometer adapter and bushing , Glassware , Glassware Adapters , Labware , Manufacturer Browser , Thermometer , Thermometer/tubing adapter and bushing |  | Ace Glass 526157,12.5-14.0 mm,G,Joint: ST/NS24/40 | , |  |  | Ace Glass 526157,12.5-14.0 mm,G,Joint: ST/NS24/40
,7.5 mm hole,,,,, | Z125393 |  | Aldrich | Ace-Thred ™ thermometer/tubing PTFE bushing |  | ,,,, | Ace , Ace Adapters , Ace-Thred theremometer adapter and bushing , Glassware , Glassware Adapters , Labware , Manufacturer Browser , Thermometer , Thermometer/tubing adapter and bushing |  | Ace Glass 502935,Ace-Thred #7 | , |  |  | Ace Glass 502935,Ace-Thred #7
,straight, male Joint: ST/NS 10/18, thread GL 14,,,,, | Z552674 |  | Aldrich | Aldrich ® Thermometer Adapter |  | ,,,, | Aldrich , Aldrich Adapters , Aldrich Thermometer Adapter , Aldrich Thermometer/Tubing Adapters , Aldrich thermometer adapters and o-ring , Glassware , Glassware Adapters , Labware , Manufacturer Browser , Thermometer |  | male Joint: ST/NS10/18,thread GL 14 | , |  |  | male Joint: ST/NS10/18,thread GL 14
,straight, male Joint: ST/NS 14/20, thread GL 14,,,,, | Z552682 |  | Aldrich | Aldrich ® Thermometer Adapter |  | ,,,, | Aldrich , Aldrich Adapters , Aldrich Thermometer Adapter , Aldrich Thermometer/Tubing Adapters , Aldrich thermometer adapters and o-ring , Glassware , Glassware Adapters , Labware , Manufacturer Browser , Thermometer |  | male Joint: ST/NS14/20,thread GL 14 | , |  |  | male Joint: ST/NS14/20,thread GL 14
,straight, male Joint: ST/NS 19/22, thread GL 14,,,,, | Z552704 |  | Aldrich | Aldrich ® Thermometer Adapter |  | ,,,, | Aldrich , Aldrich Adapters , Aldrich Thermometer Adapter , Aldrich Thermometer/Tubing Adapters , Aldrich thermometer adapters and o-ring , Glassware , Glassware Adapters , Labware , Manufacturer Browser , Thermometer |  | male Joint: ST/NS19/22,thread GL 14 | , |  |  | male Joint: ST/NS19/22,thread GL 14
,straight, male Joint: ST/NS 24/40, thread GL 14,,,,, | Z552712 |  | Aldrich | Aldrich ® Thermometer Adapter |  | ,,,, | Aldrich , Aldrich Adapters , Aldrich Thermometer Adapter , Aldrich Thermometer/Tubing Adapters , Aldrich thermometer adapters and o-ring , Glassware , Glassware Adapters , Labware , Manufacturer Browser , Thermometer |  | male Joint: ST/NS24/40,thread GL 14 | , |  |  | male Joint: ST/NS24/40,thread GL 14
,straight, male Joint: ST/NS 29/42, thread GL 14,,,,, | Z552720 |  | Aldrich | Aldrich ® Thermometer Adapter |  | ,,,, | Aldrich , Aldrich Adapters , Aldrich Thermometer Adapter , Aldrich Thermometer/Tubing Adapters , Aldrich thermometer adapters and o-ring , Glassware , Glassware Adapters , Labware , Manufacturer Browser , Thermometer |  | male Joint: ST/NS29/42,thread GL 14 | , |  |  | male Joint: ST/NS29/42,thread GL 14
,straight, male Joint: ST/NS 24/40, thread GL 18,,,,, | Z552755 |  | Aldrich | Aldrich ® Thermometer Adapter |  | ,,,, | Aldrich , Aldrich Adapters , Aldrich Thermometer Adapter , Aldrich Thermometer/Tubing Adapters , Aldrich thermometer adapters and o-ring , Glassware , Glassware Adapters , Labware , Manufacturer Browser , Thermometer |  | male Joint: ST/NS24/40,thread GL 18 | , |  |  | male Joint: ST/NS24/40,thread GL 18
,straight, male Joint: ST/NS 29/42, thread GL 18,,,,, | Z551775 |  | Aldrich | Aldrich ® Thermometer Adapter |  | ,,,, | Aldrich , Aldrich Adapters , Aldrich Thermometer Adapter , Aldrich Thermometer/Tubing Adapters , Aldrich thermometer adapters and o-ring , Glassware , Glassware Adapters , Labware , Manufacturer Browser , Thermometer |  | male Joint: ST/NS29/42,thread GL 18 | , |  |  | male Joint: ST/NS29/42,thread GL 18
,straight, male Joint: ST/NS 24/40, thread GL 32,,,,, | Z551791 |  | Aldrich | Aldrich ® Thermometer Adapter |  | ,,,, | Aldrich , Aldrich Adapters , Aldrich Thermometer Adapter , Aldrich Thermometer/Tubing Adapters , Aldrich thermometer adapters and o-ring , Glassware , Glassware Adapters , Labware , Manufacturer Browser , Thermometer |  | male Joint: ST/NS24/40,thread GL 32 | , |  |  | male Joint: ST/NS24/40,thread GL 32
,straight, male Joint: ST/NS 29/42, thread GL 32,,,,, | Z551805 |  | Aldrich | Aldrich ® Thermometer Adapter |  | ,,,, | Aldrich , Aldrich Adapters , Aldrich Thermometer Adapter , Aldrich Thermometer/Tubing Adapters , Aldrich thermometer adapters and o-ring , Glassware , Glassware Adapters , Labware , Manufacturer Browser , Thermometer |  | male Joint: ST/NS29/42,thread GL 32 | , |  |  | male Joint: ST/NS29/42,thread GL 32
,offset, male Joint: ST/NS 19/22, thread GL 14,,,,, | Z551813 |  | Aldrich | Aldrich ® Thermometer Adapter |  | ,,,, | Aldrich , Aldrich Adapters , Aldrich Thermometer Adapter , Aldrich Thermometer/Tubing Adapters , Aldrich thermometer adapters and o-ring , Glassware , Glassware Adapters , Labware , Manufacturer Browser , Thermometer |  | male Joint: ST/NS19/22,thread GL 14 | , |  |  | male Joint: ST/NS19/22,thread GL 14
,offset, male Joint: ST/NS 24/40, thread GL 14,,,,, | Z551821 |  | Aldrich | Aldrich ® Thermometer Adapter |  | ,,,, | Aldrich , Aldrich Adapters , Aldrich Thermometer Adapter , Aldrich Thermometer/Tubing Adapters , Aldrich thermometer adapters and o-ring , Glassware , Glassware Adapters , Labware , Manufacturer Browser , Thermometer |  | male Joint: ST/NS24/40,thread GL 14 | , |  |  | male Joint: ST/NS24/40,thread GL 14
,offset, male Joint: ST/NS 29/42, thread GL 14,,,,, | Z551848 |  | Aldrich | Aldrich ® Thermometer Adapter |  | ,,,, | Aldrich , Aldrich Adapters , Aldrich Thermometer Adapter , Aldrich Thermometer/Tubing Adapters , Aldrich thermometer adapters and o-ring , Glassware , Glassware Adapters , Labware , Manufacturer Browser , Thermometer |  | male Joint: ST/NS29/42,thread GL 14 | , |  |  | male Joint: ST/NS29/42,thread GL 14
,Joint: ST/NS 14/20, pkg of 1 ea,,,,, | Z543748 |  | Aldrich | Aldrich ® thermometer adapter for Aldrich student glass kit |  | ,,,, | Aldrich , Aldrich Adapters , Aldrich Thermometer Adapter , Aldrich Thermometer/Tubing Adapters , Aldrich thermometer adapters and o-ring , Glassware , Glassware Adapters , Labware , Manufacturer Browser , Thermometer |  | pkg of 1 ea,Joint: ST/NS14/20 | , |  |  | pkg of 1 ea,Joint: ST/NS14/20
,pkg of 10 ea,,,,, | Z166502 |  | Aldrich | Viton ® O-rings for Aldrich ® thermometer adapter |  | ,,,, | Aldrich , Aldrich Adapters , Aldrich Thermometer Adapter , Aldrich Thermometer/Tubing Adapters , Aldrich thermometer adapters and o-ring , Glassware , Glassware Adapters , Labware , Manufacturer Browser , Thermometer |  | pkg of 10 ea | , |  |  | pkg of 10 ea
,fits flask, 2 ‑ 3 L, immersion L 125 mm,,,,, | Z552445 |  | Aldrich | Aldrich ® glass thermometer well |  | ,,,, | Aldrich , Aldrich Adapters , Aldrich Glass Thermometer Well Adapter , Aldrich Thermometer/Tubing Adapters , Glassware , Glassware Adapters , Labware , Manufacturer Browser , Thermometer , Thermometer well |  | Joint ST/NS24/40,125 mm,fits flask 2 ‑ 3 L | , |  |  | Joint ST/NS24/40,125 mm,fits flask 2 ‑ 3 L
,fits flask, 5 L, immersion L 160 mm,,,,, | Z552453 |  | Aldrich | Aldrich ® glass thermometer well |  | ,,,, | Aldrich , Aldrich Adapters , Aldrich Glass Thermometer Well Adapter , Aldrich Thermometer/Tubing Adapters , Glassware , Glassware Adapters , Labware , Manufacturer Browser , Thermometer , Thermometer well |  | Joint ST/NS24/40,160 mm,fits flask 5 L | , |  |  | Joint ST/NS24/40,160 mm,fits flask 5 L
,fits flask, 12 L, immersion L 200 mm,,,,, | Z552461 |  | Aldrich | Aldrich ® glass thermometer well |  | ,,,, | Aldrich , Aldrich Adapters , Aldrich Glass Thermometer Well Adapter , Aldrich Thermometer/Tubing Adapters , Glassware , Glassware Adapters , Labware , Manufacturer Browser , Thermometer , Thermometer well |  | Joint ST/NS24/40,200 mm,fits flask 12 L | , |  |  | Joint ST/NS24/40,200 mm,fits flask 12 L
,fits flask, 22 L, immersion L 250 mm,,,,, | Z552488 |  | Aldrich | Aldrich ® glass thermometer well |  | ,,,, | Aldrich , Aldrich Adapters , Aldrich Glass Thermometer Well Adapter , Aldrich Thermometer/Tubing Adapters , Glassware , Glassware Adapters , Labware , Manufacturer Browser , Thermometer , Thermometer well |  | Joint ST/NS24/40,250 mm,fits flask 22 L | , |  |  | Joint ST/NS24/40,250 mm,fits flask 22 L
,fits flask, 50 L, immersion L 350 mm,,,,, | Z552496 |  | Aldrich | Aldrich ® glass thermometer well |  | ,,,, | Aldrich , Aldrich Adapters , Aldrich Glass Thermometer Well Adapter , Aldrich Thermometer/Tubing Adapters , Glassware , Glassware Adapters , Labware , Manufacturer Browser , Thermometer , Thermometer well |  | Joint ST/NS24/40,350 mm,fits flask 50 L | , |  |  | Joint ST/NS24/40,350 mm,fits flask 50 L
,I.D. 3/16 in.,,,,, | Z532096 |  | Aldrich | PTFE-coated sealed ring for Aldrich ® adapters with Torion ™ connection |  | ,,,, | Aldrich , Aldrich Adapters , Aldrich PTFE-Coated Sealed Ring for Aldrich Glass Plug , Aldrich Thermometer/Tubing Adapters , Glassware , Glassware Adapters , Labware , Manufacturer Browser , Solid glass plug and o-ring , Tubing Adapters |  | 3/16 in. | , |  |  | 3/16 in.
,I.D. 5/16 in.,,,,, | Z532118 |  | Aldrich | PTFE-coated sealed ring for Aldrich ® adapters with Torion ™ connection |  | ,,,, | Aldrich , Aldrich Adapters , Aldrich PTFE-Coated Sealed Ring for Aldrich Glass Plug , Aldrich Thermometer/Tubing Adapters , Glassware , Glassware Adapters , Labware , Manufacturer Browser , Solid glass plug and o-ring , Tubing Adapters |  | 5/16 in. | , |  |  | 5/16 in.
,I.D. 1/2 in.,,,,, | Z532126 |  | Aldrich | PTFE-coated sealed ring for Aldrich ® adapters with Torion ™ connection |  | ,,,, | Aldrich , Aldrich Adapters , Aldrich PTFE-Coated Sealed Ring for Aldrich Glass Plug , Aldrich Thermometer/Tubing Adapters , Glassware , Glassware Adapters , Labware , Manufacturer Browser , Solid glass plug and o-ring , Tubing Adapters |  | 1/2 in. | , |  |  | 1/2 in.
,O.D. 3/16 in.,,,,, | Z532053 |  | Aldrich | Solid glass plug |  | ,,,, | Aldrich , Aldrich Adapters , Aldrich Solid Glass Plug , Aldrich Thermometer/Tubing Adapters , Glassware , Glassware Adapters , Labware , Manufacturer Browser , Solid glass plug and o-ring , Tubing Adapters |  | 3/16 in. | , |  |  | 3/16 in.
,O.D. 5/16 in.,,,,, | Z532061 |  | Aldrich | Solid glass plug |  | ,,,, | Aldrich , Aldrich Adapters , Aldrich Solid Glass Plug , Aldrich Thermometer/Tubing Adapters , Glassware , Glassware Adapters , Labware , Manufacturer Browser , Solid glass plug and o-ring , Tubing Adapters |  | 5/16 in. | , |  |  | 5/16 in.
,O.D. 1/2 in.,,,,, | Z532088 |  | Aldrich | Solid glass plug |  | ,,,, | Aldrich , Aldrich Adapters , Aldrich Solid Glass Plug , Aldrich Thermometer/Tubing Adapters , Glassware , Glassware Adapters , Labware , Manufacturer Browser , Solid glass plug and o-ring , Tubing Adapters |  | 1/2 in. | , |  |  | 1/2 in.
,Straight, O.D. 3/16 in., male Joint: ST/NS 14/20,,,,, | Z531626 |  | Aldrich | Tubing Adapters with Torion ™ Connection |  | ,,,, | Aldrich , Aldrich Adapters , Aldrich Thermometer/Tubing Adapters , Aldrich Tubing Adapters with Torion Connection , Glassware , Glassware Adapters , Labware , Manufacturer Browser , Tubing Adapters , Tubing adapters with Torion connections |  | male Joint: ST/NS14/20,3/16 in. | , |  |  | male Joint: ST/NS14/20,3/16 in.
,Straight, O.D. 3/16 in., male Joint: ST/NS 19/22,,,,, | Z531634 |  | Aldrich | Tubing Adapters with Torion ™ Connection |  | ,,,, | Aldrich , Aldrich Adapters , Aldrich Thermometer/Tubing Adapters , Aldrich Tubing Adapters with Torion Connection , Glassware , Glassware Adapters , Labware , Manufacturer Browser , Tubing Adapters , Tubing adapters with Torion connections |  | male Joint: ST/NS19/22,3/16 in. | , |  |  | male Joint: ST/NS19/22,3/16 in.
,O.D. 5/16 in., Straight, male Joint: ST/NS 14/20,,,,, | Z531642 |  | Aldrich | Tubing Adapters with Torion ™ Connection |  | ,,,, | Aldrich , Aldrich Adapters , Aldrich Thermometer/Tubing Adapters , Aldrich Tubing Adapters with Torion Connection , Glassware , Glassware Adapters , Labware , Manufacturer Browser , Tubing Adapters , Tubing adapters with Torion connections |  | male Joint: ST/NS14/20,5/16 in. | , |  |  | male Joint: ST/NS14/20,5/16 in.
,Straight, O.D. 5/16 in., male Joint: ST/NS 19/22,,,,, | Z531650 |  | Aldrich | Tubing Adapters with Torion ™ Connection |  | ,,,, | Aldrich , Aldrich Adapters , Aldrich Thermometer/Tubing Adapters , Aldrich Tubing Adapters with Torion Connection , Glassware , Glassware Adapters , Labware , Manufacturer Browser , Tubing Adapters , Tubing adapters with Torion connections |  | male Joint: ST/NS19/22,5/16 in. | , |  |  | male Joint: ST/NS19/22,5/16 in.
,Straight, O.D. 5/16 in., male Joint: ST/NS 24/40,,,,, | Z531669 |  | Aldrich | Tubing Adapters with Torion ™ Connection |  | ,,,, | Aldrich , Aldrich Adapters , Aldrich Thermometer/Tubing Adapters , Aldrich Tubing Adapters with Torion Connection , Glassware , Glassware Adapters , Labware , Manufacturer Browser , Tubing Adapters , Tubing adapters with Torion connections |  | male Joint: ST/NS24/40,5/16 in. | , |  |  | male Joint: ST/NS24/40,5/16 in.
,Straight, O.D. 5/16 in., male Joint: ST/NS 29/32,,,,, | Z531677 |  | Aldrich | Tubing Adapters with Torion ™ Connection |  | ,,,, | Aldrich , Aldrich Adapters , Aldrich Thermometer/Tubing Adapters , Aldrich Tubing Adapters with Torion Connection , Glassware , Glassware Adapters , Labware , Manufacturer Browser , Tubing Adapters , Tubing adapters with Torion connections |  | male Joint: ST/NS29/32,5/16 in. | , |  |  | male Joint: ST/NS29/32,5/16 in.
,Straight, O.D. 1/2 in., male Joint: ST/NS 24/40,,,,, | Z531685 |  | Aldrich | Tubing Adapters with Torion ™ Connection |  | ,,,, | Aldrich , Aldrich Adapters , Aldrich Thermometer/Tubing Adapters , Aldrich Tubing Adapters with Torion Connection , Glassware , Glassware Adapters , Labware , Manufacturer Browser , Tubing Adapters , Tubing adapters with Torion connections |  | male Joint: ST/NS24/40,1/2 in. | , |  |  | male Joint: ST/NS24/40,1/2 in.
,Straight, O.D. 1/2 in., male Joint: ST/NS 29/32,,,,, | Z531693 |  | Aldrich | Tubing Adapters with Torion ™ Connection |  | ,,,, | Aldrich , Aldrich Adapters , Aldrich Thermometer/Tubing Adapters , Aldrich Tubing Adapters with Torion Connection , Glassware , Glassware Adapters , Labware , Manufacturer Browser , Tubing Adapters , Tubing adapters with Torion connections |  | male Joint: ST/NS29/32,1/2 in. | , |  |  | male Joint: ST/NS29/32,1/2 in.
,With hose barb, O.D. 3/16 in., male Joint: ST/NS 14/20,,,,, | Z531723 |  | Aldrich | Tubing Adapters with Torion ™ Connection |  | ,,,, | Aldrich , Aldrich Adapters , Aldrich Thermometer/Tubing Adapters , Aldrich Tubing Adapters with Torion Connection , Glassware , Glassware Adapters , Labware , Manufacturer Browser , Tubing Adapters , Tubing adapters with Torion connections |  | male Joint: ST/NS14/20,3/16 in. | , |  |  | male Joint: ST/NS14/20,3/16 in.
,With hose barb, O.D. 3/16 in., male Joint: ST/NS 19/22,,,,, | Z531731 |  | Aldrich | Tubing Adapters with Torion ™ Connection |  | ,,,, | Aldrich , Aldrich Adapters , Aldrich Thermometer/Tubing Adapters , Aldrich Tubing Adapters with Torion Connection , Glassware , Glassware Adapters , Labware , Manufacturer Browser , Tubing Adapters , Tubing adapters with Torion connections |  | male Joint: ST/NS19/22,3/16 in. | , |  |  | male Joint: ST/NS19/22,3/16 in.
,With hose barb, O.D. 5/16 in., male Joint: ST/NS 14/20,,,,, | Z531758 |  | Aldrich | Tubing Adapters with Torion ™ Connection |  | ,,,, | Aldrich , Aldrich Adapters , Aldrich Thermometer/Tubing Adapters , Aldrich Tubing Adapters with Torion Connection , Glassware , Glassware Adapters , Labware , Manufacturer Browser , Tubing Adapters , Tubing adapters with Torion connections |  | male Joint: ST/NS14/20,5/16 in. | , |  |  | male Joint: ST/NS14/20,5/16 in.
,With hose barb, O.D. 5/16 in., male Joint: ST/NS 24/40,,,,, | Z531774 |  | Aldrich | Tubing Adapters with Torion ™ Connection |  | ,,,, | Aldrich , Aldrich Adapters , Aldrich Thermometer/Tubing Adapters , Aldrich Tubing Adapters with Torion Connection , Glassware , Glassware Adapters , Labware , Manufacturer Browser , Tubing Adapters , Tubing adapters with Torion connections |  | male Joint: ST/NS24/40,5/16 in. | , |  |  | male Joint: ST/NS24/40,5/16 in.
,With hose barb, O.D. 5/16 in., male Joint: ST/NS 29/32,,,,, | Z531782 |  | Aldrich | Tubing Adapters with Torion ™ Connection |  | ,,,, | Aldrich , Aldrich Adapters , Aldrich Thermometer/Tubing Adapters , Aldrich Tubing Adapters with Torion Connection , Glassware , Glassware Adapters , Labware , Manufacturer Browser , Tubing Adapters , Tubing adapters with Torion connections |  | male Joint: ST/NS29/32,5/16 in. | , |  |  | male Joint: ST/NS29/32,5/16 in.
,O.D. 1/2 in., With hose barb, male Joint: ST/NS 29/32,,,,, | Z531804 |  | Aldrich | Tubing Adapters with Torion ™ Connection |  | ,,,, | Aldrich , Aldrich Adapters , Aldrich Thermometer/Tubing Adapters , Aldrich Tubing Adapters with Torion Connection , Glassware , Glassware Adapters , Labware , Manufacturer Browser , Tubing Adapters , Tubing adapters with Torion connections |  | male Joint: ST/NS29/32,1/2 in. | , |  |  | male Joint: ST/NS29/32,1/2 in.
,O.D. 3/16 in., PTFE stopcock, male Joint: ST/NS 14/20,,,,, | Z531839 |  | Aldrich | Tubing adapter with Torion ™ connection and stopcock |  | ,,,, | Aldrich , Aldrich Adapters , Aldrich Thermometer/Tubing Adapters , Aldrich Tubing Adapter with Torion Connection and Stopcock , Glassware , Glassware Adapters , Labware , Manufacturer Browser , Tubing Adapters , Tubing adapters with Torion connections |  | male Joint: ST/NS14/20,PTFE stopcock,3/16 in. | , |  |  | male Joint: ST/NS14/20,PTFE stopcock,3/16 in.
,O.D. 3/16 in., PTFE stopcock, male Joint: ST/NS 19/22,,,,, | Z531847 |  | Aldrich | Tubing adapter with Torion ™ connection and stopcock |  | ,,,, | Aldrich , Aldrich Adapters , Aldrich Thermometer/Tubing Adapters , Aldrich Tubing Adapter with Torion Connection and Stopcock , Glassware , Glassware Adapters , Labware , Manufacturer Browser , Tubing Adapters , Tubing adapters with Torion connections |  | male Joint: ST/NS19/22,PTFE stopcock,3/16 in. | , |  |  | male Joint: ST/NS19/22,PTFE stopcock,3/16 in.
,O.D. 5/16 in., PTFE stopcock, male Joint: ST/NS 14/20,,,,, | Z531855 |  | Aldrich | Tubing adapter with Torion ™ connection and stopcock |  | ,,,, | Aldrich , Aldrich Adapters , Aldrich Thermometer/Tubing Adapters , Aldrich Tubing Adapter with Torion Connection and Stopcock , Glassware , Glassware Adapters , Labware , Manufacturer Browser , Tubing Adapters , Tubing adapters with Torion connections |  | male Joint: ST/NS14/20,PTFE stopcock,5/16 in. | , |  |  | male Joint: ST/NS14/20,PTFE stopcock,5/16 in.
,O.D. 5/16 in., PTFE stopcock, male Joint: ST/NS 19/22,,,,, | Z531863 |  | Aldrich | Tubing adapter with Torion ™ connection and stopcock |  | ,,,, | Aldrich , Aldrich Adapters , Aldrich Thermometer/Tubing Adapters , Aldrich Tubing Adapter with Torion Connection and Stopcock , Glassware , Glassware Adapters , Labware , Manufacturer Browser , Tubing Adapters , Tubing adapters with Torion connections |  | male Joint: ST/NS19/22,PTFE stopcock,5/16 in. | , |  |  | male Joint: ST/NS19/22,PTFE stopcock,5/16 in.
,O.D. 5/16 in., PTFE stopcock, male Joint: ST/NS 24/40,,,,, | Z531871 |  | Aldrich | Tubing adapter with Torion ™ connection and stopcock |  | ,,,, | Aldrich , Aldrich Adapters , Aldrich Thermometer/Tubing Adapters , Aldrich Tubing Adapter with Torion Connection and Stopcock , Glassware , Glassware Adapters , Labware , Manufacturer Browser , Tubing Adapters , Tubing adapters with Torion connections |  | male Joint: ST/NS24/40,PTFE stopcock,5/16 in. | , |  |  | male Joint: ST/NS24/40,PTFE stopcock,5/16 in.
,O.D. 5/16 in., PTFE stopcock, male Joint: ST/NS 29/32,,,,, | Z531898 |  | Aldrich | Tubing adapter with Torion ™ connection and stopcock |  | ,,,, | Aldrich , Aldrich Adapters , Aldrich Thermometer/Tubing Adapters , Aldrich Tubing Adapter with Torion Connection and Stopcock , Glassware , Glassware Adapters , Labware , Manufacturer Browser , Tubing Adapters , Tubing adapters with Torion connections |  | male Joint: ST/NS29/32,PTFE stopcock,5/16 in. | , |  |  | male Joint: ST/NS29/32,PTFE stopcock,5/16 in.
,O.D. 1/2 in., PTFE stopcock, male Joint: ST/NS 24/40,,,,, | Z531901 |  | Aldrich | Tubing adapter with Torion ™ connection and stopcock |  | ,,,, | Aldrich , Aldrich Adapters , Aldrich Thermometer/Tubing Adapters , Aldrich Tubing Adapter with Torion Connection and Stopcock , Glassware , Glassware Adapters , Labware , Manufacturer Browser , Tubing Adapters , Tubing adapters with Torion connections |  | male Joint: ST/NS24/40,PTFE stopcock,1/2 in. | , |  |  | male Joint: ST/NS24/40,PTFE stopcock,1/2 in.
,O.D. 1/2 in., PTFE stopcock, male Joint: ST/NS 29/32,,,,, | Z531928 |  | Aldrich | Tubing adapter with Torion ™ connection and stopcock |  | ,,,, | Aldrich , Aldrich Adapters , Aldrich Thermometer/Tubing Adapters , Aldrich Tubing Adapter with Torion Connection and Stopcock , Glassware , Glassware Adapters , Labware , Manufacturer Browser , Tubing Adapters , Tubing adapters with Torion connections |  | male Joint: ST/NS29/32,PTFE stopcock,1/2 in. | , |  |  | male Joint: ST/NS29/32,PTFE stopcock,1/2 in.
,w/ ground joints, Joint: ST/NS 14/20,,,,, | Z122386 |  | Aldrich | Aldrich ® bent vacuum-distilling adapter |  | ,,,, | Aldrich , Aldrich Adapters , Aldrich Bent Vacuum-Distilling Adapter , Aldrich Vacuum Adapters , Bent vacuum-distilling adapters , Glassware , Glassware Adapters , Labware , Manufacturer Browser , Vacuum-Distilling Adapters |  | Joint: ST/NS14/20 | , |  |  | Joint: ST/NS14/20
,w/ ground joints, Joint: ST/NS 19/22,,,,, | Z530328 |  | Aldrich | Aldrich ® bent vacuum-distilling adapter |  | ,,,, | Aldrich , Aldrich Adapters , Aldrich Bent Vacuum-Distilling Adapter , Aldrich Vacuum Adapters , Bent vacuum-distilling adapters , Glassware , Glassware Adapters , Labware , Manufacturer Browser , Vacuum-Distilling Adapters |  | Joint: ST/NS19/22 | , |  |  | Joint: ST/NS19/22
,w/ ground joints, Joint: ST/NS 24/40,,,,, | Z223255 |  | Aldrich | Aldrich ® bent vacuum-distilling adapter |  | ,,,, | Aldrich , Aldrich Adapters , Aldrich Bent Vacuum-Distilling Adapter , Aldrich Vacuum Adapters , Bent vacuum-distilling adapters , Glassware , Glassware Adapters , Labware , Manufacturer Browser , Vacuum-Distilling Adapters |  | Joint: ST/NS24/40 | , |  |  | Joint: ST/NS24/40
,w/ ground joints, Joint: ST/NS 29/32,,,,, | Z223263 |  | Aldrich | Aldrich ® bent vacuum-distilling adapter |  | ,,,, | Aldrich , Aldrich Adapters , Aldrich Bent Vacuum-Distilling Adapter , Aldrich Vacuum Adapters , Bent vacuum-distilling adapters , Glassware , Glassware Adapters , Labware , Manufacturer Browser , Vacuum-Distilling Adapters |  | Joint: ST/NS29/32 | , |  |  | Joint: ST/NS29/32
,w/ Clear-Seal ® joints, Joint: ST/NS 19/22,,,,, | Z100293 |  | Aldrich | Aldrich ® bent vacuum-distilling adapter |  | ,,,, | Aldrich , Aldrich Adapters , Aldrich Bent Vacuum-Distilling Adapter , Aldrich Vacuum Adapters , Bent vacuum-distilling adapters , Glassware , Glassware Adapters , Labware , Manufacturer Browser , Vacuum-Distilling Adapters |  | Joint: ST/NS19/22 | , |  |  | Joint: ST/NS19/22
,Joint: ST/NS 14/20,,,,, | Z552836 |  | Aldrich | Aldrich ® vacuum-distilling adapter with SafetyBarb ® hose connector |  | ,,,, | Aldrich , Aldrich Adapters , Aldrich Vacuum Adapters , Aldrich Vacuum-Distilling Adapter with SafetyBarb Hose Connector , Bent vacuum-distilling adapters , Glassware , Glassware Adapters , Labware , Manufacturer Browser , Vacuum-Distilling Adapters |  | Joint: ST/NS14/20 | , |  |  | Joint: ST/NS14/20
,Joint: ST/NS 19/22,,,,, | Z552844 |  | Aldrich | Aldrich ® vacuum-distilling adapter with SafetyBarb ® hose connector |  | ,,,, | Aldrich , Aldrich Adapters , Aldrich Vacuum Adapters , Aldrich Vacuum-Distilling Adapter with SafetyBarb Hose Connector , Bent vacuum-distilling adapters , Glassware , Glassware Adapters , Labware , Manufacturer Browser , Vacuum-Distilling Adapters |  | Joint: ST/NS19/22 | , |  |  | Joint: ST/NS19/22
,Joint: ST/NS 24/40,,,,, | Z552852 |  | Aldrich | Aldrich ® vacuum-distilling adapter with SafetyBarb ® hose connector |  | ,,,, | Aldrich , Aldrich Adapters , Aldrich Vacuum Adapters , Aldrich Vacuum-Distilling Adapter with SafetyBarb Hose Connector , Bent vacuum-distilling adapters , Glassware , Glassware Adapters , Labware , Manufacturer Browser , Vacuum-Distilling Adapters |  | Joint: ST/NS24/40 | , |  |  | Joint: ST/NS24/40
,Joint: ST/NS 14/20, thermometer Joint: ST/NS 10/18,,,,, | Z415588 |  | Aldrich | Aldrich ® side-arm distilling head |  | ,,,, | Aldrich , Aldrich Adapters , Aldrich Side-Arm Distilling Adapter , Aldrich Vacuum Adapters , Glassware , Glassware Adapters , Labware , Manufacturer Browser , Side-arm distilling head , Vacuum-Distilling Adapters |  | Joint: ST/NS14/20,thermometer Joint: ST/NS10/18,150 mm | , |  |  | Joint: ST/NS14/20,thermometer Joint: ST/NS10/18,150 mm
,Joint: ST/NS 24/40, thermometer Joint: ST/NS 10/30,,,,, | Z415596 |  | Aldrich | Aldrich ® side-arm distilling head |  | ,,,, | Aldrich , Aldrich Adapters , Aldrich Side-Arm Distilling Adapter , Aldrich Vacuum Adapters , Glassware , Glassware Adapters , Labware , Manufacturer Browser , Side-arm distilling head , Vacuum-Distilling Adapters |  | Joint: ST/NS24/40,thermometer Joint: ST/NS10/30,150 mm | , |  |  | Joint: ST/NS24/40,thermometer Joint: ST/NS10/30,150 mm
,Joint: ST/NS 24/40, thermometer Joint: ST/NS 10/30,,,,, | Z415618 |  | Aldrich | Aldrich ® side-arm distilling head |  | ,,,, | Aldrich , Aldrich Adapters , Aldrich Side-Arm Distilling Adapter , Aldrich Vacuum Adapters , Glassware , Glassware Adapters , Labware , Manufacturer Browser , Side-arm distilling head , Vacuum-Distilling Adapters |  | Joint: ST/NS24/40,thermometer Joint: ST/NS10/30,225 mm | , |  |  | Joint: ST/NS24/40,thermometer Joint: ST/NS10/30,225 mm
,Joint: ST/NS 29/32, thermometer Joint: ST/NS 10/30,,,,, | Z516236 |  | Aldrich | Aldrich ® side-arm distilling head |  | ,,,, | Aldrich , Aldrich Distillation Adapters , Aldrich Distillation Equipment , Glassware , Glassware Adapters , Labware , Manufacturer Browser , Side-arm distilling head , Vacuum-Distilling Adapters |  | Joint: ST/NS29/32,thermometer Joint: ST/NS10/30,225 mm | , |  |  | Joint: ST/NS29/32,thermometer Joint: ST/NS10/30,225 mm
,1 / 4 in. NPTF x hose barb for 1 / 4 in. I.D. tubing,,,,, | Z251313 |  | Aldrich | Nitrogen inlet adapter |  | ,,,, | Air-Sensitive Chemistry , Aldrich Air Sensitive , Aldrich Air Sensitive Kilo-Lab , Aldrich Air Sensitive Kilo-Lab Cylinder Adapters , Labware |  |  | ,
,stainless steel,,,,, | Z251224 |  | Aldrich | Outlet adapter, CGA 350 with flushing tee and 1/4 in. needle valve |  | ,,,, | Air-Sensitive Chemistry , Aldrich Air Sensitive , Aldrich Air Sensitive Kilo-Lab , Aldrich Air Sensitive Kilo-Lab Cylinder Adapters , Labware |  | stainless steel | , |  |  | stainless steel
,stainless steel, pkg of 1 ea,,,,, | Z251240 |  | Aldrich | Outlet/flushing tee adapter, 3/4 in. NPTM x 1/4 in. NPTF x 3/4 in. NPTF |  | ,,,, | Air-Sensitive Chemistry , Aldrich Air Sensitive , Aldrich Air Sensitive Kilo-Lab , Aldrich Air Sensitive Kilo-Lab Cylinder Adapters , Labware |  | pkg of 1 ea,stainless steel | , |  |  | pkg of 1 ea,stainless steel
,w/ 3/4 in. ferrule lock, stainless steel,,,,, | Z251232 |  | Aldrich | Outlet/flushing tee adapter, 3/4 in. NPTM x needle valve |  | ,,,, | Air-Sensitive Chemistry , Aldrich Air Sensitive , Aldrich Air Sensitive Kilo-Lab , Aldrich Air Sensitive Kilo-Lab Cylinder Adapters , Labware |  | stainless steel | , |  |  | stainless steel
,pkg of 1 ea,,,,, | Z263672 |  | Aldrich | Sanitary clamp, 3 in. SS | (PDF) | ,,,, | Air-Sensitive Chemistry , Aldrich Air Sensitive , Aldrich Air Sensitive Kilo-Lab , Aldrich Air Sensitive Kilo-Lab Cylinder Adapters , Labware |  | pkg of 1 ea,stainless steel | , |  |  | pkg of 1 ea,stainless steel
,pkg of 1 ea,,,,, | Z263680 |  | Aldrich | Sanitary gasket, 3 in. PTFE | (PDF) | ,,,, | Air-Sensitive Chemistry , Aldrich Air Sensitive , Aldrich Air Sensitive Kilo-Lab , Aldrich Air Sensitive Kilo-Lab Cylinder Adapters , Labware |  | pkg of 1 ea,PTFE | , |  |  | pkg of 1 ea,PTFE
,endfitting size 3/8 in., hose barb size 1/4 in.,,,,, | Z263494 |  | Aldrich | Adapter for Kilo-Lab ® and Pure-Pac ® cylinders | (PDF) | ,,,, | Air-Sensitive Chemistry , Aldrich Air Sensitive , Aldrich Air Sensitive Kilo-Lab , Aldrich Air Sensitive Kilo-Lab Transfer Line Adapters , Labware |  | stainless steel,3/8 in.,with double ferrules and nuts,1/4 in. | , |  |  | stainless steel,3/8 in.,with double ferrules and nuts,1/4 in.
,endfitting size 3/8 in., ferrule size 1/4 in.,,,,, | Z263508 |  | Aldrich | Adapter for Kilo-Lab ® and Pure-Pac ® cylinders | (PDF) | ,,,, | Air-Sensitive Chemistry , Aldrich Air Sensitive , Aldrich Air Sensitive Kilo-Lab , Aldrich Air Sensitive Kilo-Lab Transfer Line Adapters , Labware |  | stainless steel,3/8 in.,with double ferrules and nuts,1/4 in. | , |  |  | stainless steel,3/8 in.,with double ferrules and nuts,1/4 in.
,ferrule size 1/2 in., NPTF 1/2 in.,,,,, | Z263559 |  | Aldrich | Adapter for Kilo-Lab ® and Pure-Pac ® cylinders | (PDF) | ,,,, | Air-Sensitive Chemistry , Aldrich Air Sensitive , Aldrich Air Sensitive Kilo-Lab , Aldrich Air Sensitive Kilo-Lab Transfer Line Adapters , Labware |  | stainless steel,1/2 in.,with double ferrules and nuts,1/2 in. | , |  |  | stainless steel,1/2 in.,with double ferrules and nuts,1/2 in.
,,,,,, | Z253235 |  | Aldrich | 90 degree Elbow connector, ss, 1/4in nptf X 1/4in nptm |  | ,,,, | Air-Sensitive Chemistry , Aldrich Air Sensitive , Aldrich Air Sensitive Kilo-Lab , Aldrich Air Sensitive Kilo-Lab Transfer Line Adapters , Labware |  |  | ,
,stainless steel,,,,, | Z251453 |  | Aldrich | Female Connector, 1/4 in. ferrule lock x 1/4 in. nptf, double ferrule & nut |  | ,,,, | Air-Sensitive Chemistry , Aldrich Air Sensitive , Aldrich Air Sensitive Kilo-Lab , Aldrich Air Sensitive Kilo-Lab Transfer Line Adapters , Labware |  | stainless steel | , |  |  | stainless steel
,stainless steel,,,,, | Z263524 |  | Aldrich | Female Connector, 3/8 in. ferrule lock x 1/2 in. nptf, double ferrules & nut | (PDF) | ,,,, | Air-Sensitive Chemistry , Aldrich Air Sensitive , Aldrich Air Sensitive Kilo-Lab , Aldrich Air Sensitive Kilo-Lab Transfer Line Adapters , Labware |  | stainless steel | , |  |  | stainless steel
,stainless steel,,,,, | Z251488 |  | Aldrich | Male Connector, 1/4 in. tube end x 1/4 in. NPTM |  | ,,,, | Air-Sensitive Chemistry , Aldrich Air Sensitive , Aldrich Air Sensitive Kilo-Lab , Aldrich Air Sensitive Kilo-Lab Transfer Line Adapters , Labware |  | stainless steel | , |  |  | stainless steel
,ferrule size 3/4 in., NPTM 3/4 in.,,,,, | Z251291 |  | Aldrich | Male connector with double ferrules and nut, SS |  | ,,,, | Air-Sensitive Chemistry , Aldrich Air Sensitive , Aldrich Air Sensitive Kilo-Lab , Aldrich Air Sensitive Kilo-Lab Transfer Line Adapters , Labware |  | 3/4 in.,3/4 in. | , |  |  | 3/4 in.,3/4 in.
,ferrule size 1/4 in., NPTM 1/4 in.,,,,, | Z251461 |  | Aldrich | Male connector with double ferrules and nut, SS |  | ,,,, | Air-Sensitive Chemistry , Aldrich Air Sensitive , Aldrich Air Sensitive Kilo-Lab , Aldrich Air Sensitive Kilo-Lab Transfer Line Adapters , Labware |  | 1/4 in.,1/4 in. | , |  |  | 1/4 in.,1/4 in.
,size 3/8 in.,,,,, | Z263575 |  | Aldrich | Nut, 3/8in, W/double ferrules, for ferrule lock fitting, ss | (PDF) | ,,,, | Air-Sensitive Chemistry , Aldrich Air Sensitive , Aldrich Air Sensitive Kilo-Lab , Aldrich Air Sensitive Kilo-Lab Transfer Line Adapters , Labware |  | stainless steel,with double ferrules for ferrule lock fitting,3/8 in. | , |  |  | stainless steel,with double ferrules for ferrule lock fitting,3/8 in.
,size 1/2 in.,,,,, | Z263583 |  | Aldrich | Nut for Kilo-Lab ® and Pure-Pac ® cylinders | (PDF) | ,,,, | Air-Sensitive Chemistry , Aldrich Air Sensitive , Aldrich Air Sensitive Kilo-Lab , Aldrich Air Sensitive Kilo-Lab Transfer Line Adapters , Labware |  | stainless steel,with double ferrules for ferrule lock fitting,1/2 in. | , |  |  | stainless steel,with double ferrules for ferrule lock fitting,1/2 in.
,stainless steel, pkg of 1 ea,,,,, | Z251534 |  | Aldrich | Nut, 1/4 in. straight thread, with double ferrules, for ferrule lock fitting | (PDF) | ,,,, | Air-Sensitive Chemistry , Aldrich Air Sensitive , Aldrich Air Sensitive Kilo-Lab , Aldrich Air Sensitive Kilo-Lab Transfer Line Adapters , Labware |  | pkg of 1 ea,stainless steel | , |  |  | pkg of 1 ea,stainless steel
,stainless steel, pkg of 1 ea,,,,, | Z263745 |  | Aldrich | Nut, 3/8 in. ultraseal | (PDF) | ,,,, | Air-Sensitive Chemistry , Aldrich Air Sensitive , Aldrich Air Sensitive Kilo-Lab , Aldrich Air Sensitive Kilo-Lab Transfer Line Adapters , Labware |  | pkg of 1 ea,stainless steel | , |  |  | pkg of 1 ea,stainless steel
,stainless steel, pkg of 1 ea,,,,, | Z251526 |  | Aldrich | Plug, 1/4 in., for 1/4 in. ferrule lock end |  | ,,,, | Air-Sensitive Chemistry , Aldrich Air Sensitive , Aldrich Air Sensitive Kilo-Lab , Aldrich Air Sensitive Kilo-Lab Transfer Line Adapters , Labware |  | pkg of 1 ea,stainless steel | , |  |  | pkg of 1 ea,stainless steel
,stainless steel, pkg of 1 ea,,,,, | Z263656 |  | Aldrich | Plug, 3/8 in., for 3/8 in. ferrule lock end | (PDF) | ,,,, | Air-Sensitive Chemistry , Aldrich Air Sensitive , Aldrich Air Sensitive Kilo-Lab , Aldrich Air Sensitive Kilo-Lab Transfer Line Adapters , Labware |  | pkg of 1 ea,stainless steel | , |  |  | pkg of 1 ea,stainless steel
,stainless steel, pkg of 1 ea,,,,, | Z263737 |  | Aldrich | Plug, 3/8 in. ultraseal | (PDF) | ,,,, | Air-Sensitive Chemistry , Aldrich Air Sensitive , Aldrich Air Sensitive Kilo-Lab , Aldrich Air Sensitive Kilo-Lab Transfer Line Adapters , Labware |  | pkg of 1 ea,stainless steel | , |  |  | pkg of 1 ea,stainless steel
,stainless steel,,,,, | Z263753 |  | Aldrich | O-ring, 3/8 in. ultraseal | (PDF) | ,,,, | Air-Sensitive Chemistry , Aldrich Air Sensitive , Aldrich Air Sensitive Kilo-Lab , Aldrich Air Sensitive Kilo-Lab Transfer Line Adapters , Labware |  | stainless steel | , |  |  | stainless steel
,,,,,, | Z263818 |  | Aldrich | O-ring, 1/2in ultraseal, ss |  | ,,,, | Air-Sensitive Chemistry , Aldrich Air Sensitive , Aldrich Air Sensitive Kilo-Lab , Aldrich Air Sensitive Kilo-Lab Transfer Line Adapters , Labware |  |  | ,
,pkg of 1 ea,,,,, | Z263648 |  | Aldrich | Tube cap, 3/8in ferrule lock, W/double ferrules & nut, SS | (PDF) | ,,,, | Air-Sensitive Chemistry , Aldrich Air Sensitive , Aldrich Air Sensitive Kilo-Lab , Aldrich Air Sensitive Kilo-Lab Transfer Line Adapters , Labware |  | pkg of 1 ea | , |  |  | pkg of 1 ea
,pkg of 1 ea,,,,, | Z251518 |  | Aldrich | Tube cap, 1/4in ferrule lock to cap, W/double ferrules & nut, SS |  | ,,,, | Air-Sensitive Chemistry , Aldrich Air Sensitive , Aldrich Air Sensitive Kilo-Lab , Aldrich Air Sensitive Kilo-Lab Transfer Line Adapters , Labware |  | pkg of 1 ea | , |  |  | pkg of 1 ea
,1/2 in. x 1/2 in. ferrule locks,,,,, | Z263540 |  | Aldrich | Union for Kilo-Lab ® and Pure-Pac ® cylinders | (PDF) | ,,,, | Air-Sensitive Chemistry , Aldrich Air Sensitive , Aldrich Air Sensitive Kilo-Lab , Aldrich Air Sensitive Kilo-Lab Transfer Line Adapters , Labware |  |  | ,
,pkg of 1 ea,,,,, | Z263516 |  | Aldrich | Union, tube to tube, 3/8in x 3/8in ferrule locks, W/double ferrules and nuts, SS | (PDF) | ,,,, | Air-Sensitive Chemistry , Aldrich Air Sensitive , Aldrich Air Sensitive Kilo-Lab , Aldrich Air Sensitive Kilo-Lab Transfer Line Adapters , Labware |  | pkg of 1 ea | , |  |  | pkg of 1 ea
,pkg of 1 ea,,,,, | Z251445 |  | Aldrich | Union, tube-to-tube, 1/4in X 1/4in ferrulelocks, with double ferrules & nuts, SS |  | ,,,, | Air-Sensitive Chemistry , Aldrich Air Sensitive , Aldrich Air Sensitive Kilo-Lab , Aldrich Air Sensitive Kilo-Lab Transfer Line Adapters , Labware |  | pkg of 1 ea | , |  |  | pkg of 1 ea
,diam. × L 1/4 in. × 4 ft, 1/4 in. endfitting x flushing adapter,,,,, | Z251372 |  | Aldrich | Transfer line for Kilo-Lab ® cylinders |  | ,,,, | Air-Sensitive Chemistry , Aldrich Air Sensitive , Aldrich Air Sensitive Kilo-Lab , Aldrich Air Sensitive Kilo-Lab Transfer Lines , Labware |  | PTFE with SS overbraid,1/4 in. × 4 ft | , |  |  | PTFE with SS overbraid,1/4 in. × 4 ft
,diam. × L 3/4 in. × 8 ft, endfitting size 3/4 in.,,,,, | Z251348 |  | Aldrich | Transfer line for Kilo-Lab ® cylinders |  | ,,,, | Air-Sensitive Chemistry , Aldrich Air Sensitive , Aldrich Air Sensitive Kilo-Lab , Aldrich Air Sensitive Kilo-Lab Transfer Lines , Labware |  | PTFE with SS overbraid,3/4 in.,3/4 in. × 8 ft | , |  |  | PTFE with SS overbraid,3/4 in.,3/4 in. × 8 ft
,diam. × L 1/4 in. × 4 ft, 1/4 in. NPTM x 1/4 in. endfitting,,,,, | Z251356 |  | Aldrich | Transfer line for Kilo-Lab ® cylinders |  | ,,,, | Air-Sensitive Chemistry , Aldrich Air Sensitive , Aldrich Air Sensitive Kilo-Lab , Aldrich Air Sensitive Kilo-Lab Transfer Lines , Labware |  | PTFE with SS overbraid,1/4 in. × 4 ft | , |  |  | PTFE with SS overbraid,1/4 in. × 4 ft
,pkg of 1 ea,,,,, | Z251194 |  | Aldrich | Ball valve, ss, 3/4in nptf x 3/4in nptf, 0.68in orifice, PTFE seats and seals |  | ,,,, | Air-Sensitive Chemistry , Aldrich Air Sensitive , Aldrich Air Sensitive Kilo-Lab , Aldrich Air Sensitive Kilo-Lab Valves , Labware |  | pkg of 1 ea | , |  |  | pkg of 1 ea
,pkg of 1 ea,,,,, | Z263702 |  | Aldrich | Ball valve, ss, 3/8in ultraseal x 3/8in ferrule lock flushing port & outlet | (PDF) | ,,,, | Air-Sensitive Chemistry , Aldrich Air Sensitive , Aldrich Air Sensitive Kilo-Lab , Aldrich Air Sensitive Kilo-Lab Valves , Labware |  | pkg of 1 ea | , |  |  | pkg of 1 ea
,stainless steel,,,,, | Z263699 |  | Aldrich | Needle valve, angle pattern, 3 / 8 in. ultra-seal x 3 / 8 in. ferrule lock outlet | (PDF) | ,,,, | Air-Sensitive Chemistry , Aldrich Air Sensitive , Aldrich Air Sensitive Kilo-Lab , Aldrich Air Sensitive Kilo-Lab Valves , Labware |  | stainless steel | , |  |  | stainless steel
,stainless steel,,,,, | Z263710 |  | Aldrich | Pressure relief valve, 1/2 in. ultraseal x 1/2 in. ferrule lock outlet | (PDF) | ,,,, | Air-Sensitive Chemistry , Aldrich Air Sensitive , Aldrich Air Sensitive Kilo-Lab , Aldrich Air Sensitive Kilo-Lab Valves , Labware |  | stainless steel | , |  |  | stainless steel
,endfitting size 1/2 in., NPTF 3/8 in.,,,,, | Z568414 |  | Aldrich | Adapter for Kilo-Lab ® and Pure-Pac ® cylinders |  | ,,,, | Air-Sensitive Chemistry , Aldrich Air Sensitive , Aldrich Air Sensitive Kilo-Lab , Labware , Other Aldrich Air Sensitive Kilo-Lab Equipment |  | stainless steel,1/2 in.,3/8 in.,with double ferrules and nuts | , |  |  | stainless steel,1/2 in.,3/8 in.,with double ferrules and nuts
,1 in. nptm x 3/4 in. nptf x angle-cut end, pkg of 1 ea,,,,, | Z251283 |  | Aldrich | Diptube, ss, for 400L cylinder, 7/8in I.D., 1in nptm X 3/4in nptf X angle-cut end |  | ,,,, | Air-Sensitive Chemistry , Aldrich Air Sensitive , Aldrich Air Sensitive Kilo-Lab , Labware , Other Aldrich Air Sensitive Kilo-Lab Equipment |  | pkg of 1 ea | , |  |  | pkg of 1 ea
,cable L 26 in., battery power 9 V,,,,, | Z568457 |  | Aldrich | GEMS ® level cube display |  | ,,,, | Air-Sensitive Chemistry , Aldrich Air Sensitive , Aldrich Air Sensitive Kilo-Lab , Labware , Other Aldrich Air Sensitive Kilo-Lab Equipment |  | Gems Sensors,26 in. | , |  |  | Gems Sensors,26 in.
,,,,,, | Z251542 |  | Aldrich | Hex cap, 1/4in nptf, mild steel (1pkg=5) |  | ,,,, | Air-Sensitive Chemistry , Aldrich Air Sensitive , Aldrich Air Sensitive Kilo-Lab , Labware , Other Aldrich Air Sensitive Kilo-Lab Equipment |  |  | ,
,NPTM 1/4 in.,,,,, | Z421499 |  | Aldrich | Hex head plug, for Kilo-Lab ® system |  | ,,,, | Air-Sensitive Chemistry , Aldrich Air Sensitive , Aldrich Air Sensitive Kilo-Lab , Labware , Other Aldrich Air Sensitive Kilo-Lab Equipment |  | 1/4 in. | , |  |  | 1/4 in.
,stainless steel, NPTM 1/4 in.,,,,, | Z421472 |  | Aldrich | Male hex nipple, for Kilo-Lab ® system |  | ,,,, | Air-Sensitive Chemistry , Aldrich Air Sensitive , Aldrich Air Sensitive Kilo-Lab , Labware , Other Aldrich Air Sensitive Kilo-Lab Equipment |  | stainless steel,1/4 in. | , |  |  | stainless steel,1/4 in.
,stainless steel, NPTF 1/4 in.,,,,, | Z421502 |  | Aldrich | Pipe cap, for Kilo-Lab ® system |  | ,,,, | Air-Sensitive Chemistry , Aldrich Air Sensitive , Aldrich Air Sensitive Kilo-Lab , Labware , Other Aldrich Air Sensitive Kilo-Lab Equipment |  | stainless steel,1/4 in. | , |  |  | stainless steel,1/4 in.
,stainless steel, pkg of 1 ea,,,,, | Z421480 |  | Aldrich | Plug for open end of 1/8 in. ferrule lock |  | ,,,, | Air-Sensitive Chemistry , Aldrich Air Sensitive , Aldrich Air Sensitive Kilo-Lab , Labware , Other Aldrich Air Sensitive Kilo-Lab Equipment |  | pkg of 1 ea,stainless steel | , |  |  | pkg of 1 ea,stainless steel
,stainless steel diaphragm,,,,, | Z263729 |  | Aldrich | Pressure gauge assembly, 3/8 in. ultraseal connection, 0-60 psi |  | ,,,, | Air-Sensitive Chemistry , Aldrich Air Sensitive , Aldrich Air Sensitive Kilo-Lab , Labware , Other Aldrich Air Sensitive Kilo-Lab Equipment |  | stainless steel diaphragm | , |  |  | stainless steel diaphragm
,pkg of 1 ea,,,,, | Z568422 |  | Aldrich | Pure-Pac ® sampling valve |  | ,,,, | Air-Sensitive Chemistry , Aldrich Air Sensitive , Aldrich Air Sensitive Kilo-Lab , Labware , Other Aldrich Air Sensitive Kilo-Lab Equipment |  | pkg of 1 ea | , |  |  | pkg of 1 ea
,NPTM 3/8 in., Swagelok, SS-QTM4D-6PM,,,,, | Z568465 |  | Aldrich | Swagelok ® PTFE-sealed quick-disconnect stem |  | ,,,, | Air-Sensitive Chemistry , Aldrich Air Sensitive , Aldrich Air Sensitive Kilo-Lab , Labware , Other Aldrich Air Sensitive Kilo-Lab Equipment |  | Swagelok, SS-QTM4D-6PM,3/8 in. | , |  |  | Swagelok, SS-QTM4D-6PM,3/8 in.
,,,,,, | Z230863 |  | Aldrich | Aldrich ® Schlenk-type female joint cap |  | ,,,, | Air-Sensitive Chemistry , Aldrich Air Sensitive , Aldrich Air Sensitive Schlenk-Type , Aldrich Air Sensitive Schlenk-Type Adapters and Caps , Labware |  | K,J | , |  |  | K,J
,,,,,, | Z220175 |  | Aldrich | Funnels And Filters |  | ,,,, | Air-Sensitive Chemistry , Aldrich Air Sensitive , Aldrich Air Sensitive Schlenk-Type , Aldrich Air Sensitive Schlenk-Type Funnels , Labware |  |  | ,
,,,,,, | Z220426 |  | Aldrich | Cold Traps, Columns And Condensers |  | ,,,, | Air-Sensitive Chemistry , Aldrich Air Sensitive , Aldrich Air Sensitive Schlenk-Type , Aldrich Air Sensitive Schlenk-Type Traps , Labware |  |  | ,
,volume 15 mL,,,,, | Z233412 |  | Aldrich | Aldrich ® storage ampule with septum-inlet |  | ,,,, | Air-Sensitive Chemistry , Aldrich Air Sensitive , Aldrich Air Sensitive Storage Bottles , Labware , Storage ampule with septum-inlet |  | 15 mL | , |  |  | 15 mL
,capacity 125 mL, PTFE stopcock,,,,, | Z148008 |  | Aldrich | Storage bottles with septum-inlet |  | ,,,, | Air-Sensitive Chemistry , Aldrich Air Sensitive , Aldrich Air Sensitive Storage Bottles , Bottles and Flasks , Dispensing and Storage , Labware , Storage bottles , Storage bottles with septum-inlet |  | clear glass,Joint ST/NS24/40 threaded,PTFE stopcock,125 mL | , |  |  | clear glass,Joint ST/NS24/40 threaded,PTFE stopcock,125 mL
,capacity 250 mL, PTFE stopcock,,,,, | Z148016 |  | Aldrich | Storage bottles with septum-inlet |  | ,,,, | Air-Sensitive Chemistry , Aldrich Air Sensitive , Aldrich Air Sensitive Storage Bottles , Bottles and Flasks , Dispensing and Storage , Labware , Storage bottles , Storage bottles with septum-inlet |  | clear glass,Joint ST/NS24/40 threaded,PTFE stopcock,250 mL | , |  |  | clear glass,Joint ST/NS24/40 threaded,PTFE stopcock,250 mL
,capacity 500 mL, PTFE stopcock,,,,, | Z148024 |  | Aldrich | Storage bottles with septum-inlet |  | ,,,, | Air-Sensitive Chemistry , Aldrich Air Sensitive , Aldrich Air Sensitive Storage Bottles , Bottles and Flasks , Dispensing and Storage , Labware , Storage bottles , Storage bottles with septum-inlet |  | clear glass,Joint ST/NS24/40 threaded,PTFE stopcock,500 mL | , |  |  | clear glass,Joint ST/NS24/40 threaded,PTFE stopcock,500 mL
,capacity 1,000 mL, PTFE stopcock,,,,, | Z148032 |  | Aldrich | Storage bottles with septum-inlet |  | ,,,, | Air-Sensitive Chemistry , Aldrich Air Sensitive , Aldrich Air Sensitive Storage Bottles , Bottles and Flasks , Dispensing and Storage , Labware , Storage bottles , Storage bottles with septum-inlet |  | clear glass,Joint ST/NS24/40 threaded,PTFE stopcock,1,000 mL | , |  |  | clear glass,Joint ST/NS24/40 threaded,PTFE stopcock,1,000 mL
,capacity 2,000 mL, PTFE stopcock,,,,, | Z148040 |  | Aldrich | Storage bottles with septum-inlet |  | ,,,, | Air-Sensitive Chemistry , Aldrich Air Sensitive , Aldrich Air Sensitive Storage Bottles , Bottles and Flasks , Dispensing and Storage , Labware , Storage bottles , Storage bottles with septum-inlet |  | clear glass,Joint ST/NS24/40 threaded,PTFE stopcock,2,000 mL | , |  |  | clear glass,Joint ST/NS24/40 threaded,PTFE stopcock,2,000 mL
,capacity 125 mL, glass stopcock,,,,, | Z148148 |  | Aldrich | Storage bottles with septum-inlet |  | ,,,, | Air-Sensitive Chemistry , Aldrich Air Sensitive , Aldrich Air Sensitive Storage Bottles , Bottles and Flasks , Dispensing and Storage , Labware , Storage bottles , Storage bottles with septum-inlet |  | clear glass,Joint ST/NS24/40 threaded,glass stopcock,125 mL | , |  |  | clear glass,Joint ST/NS24/40 threaded,glass stopcock,125 mL
,capacity 250 mL, glass stopcock,,,,, | Z148156 |  | Aldrich | Storage bottles with septum-inlet |  | ,,,, | Air-Sensitive Chemistry , Aldrich Air Sensitive , Aldrich Air Sensitive Storage Bottles , Bottles and Flasks , Dispensing and Storage , Labware , Storage bottles , Storage bottles with septum-inlet |  | clear glass,Joint ST/NS24/40 threaded,glass stopcock,250 mL | , |  |  | clear glass,Joint ST/NS24/40 threaded,glass stopcock,250 mL
,capacity 500 mL, glass stopcock,,,,, | Z148164 |  | Aldrich | Storage bottles with septum-inlet |  | ,,,, | Air-Sensitive Chemistry , Aldrich Air Sensitive , Aldrich Air Sensitive Storage Bottles , Bottles and Flasks , Dispensing and Storage , Labware , Storage bottles , Storage bottles with septum-inlet |  | clear glass,Joint ST/NS24/40 threaded,glass stopcock,500 mL | , |  |  | clear glass,Joint ST/NS24/40 threaded,glass stopcock,500 mL
,capacity 1,000 mL, glass stopcock,,,,, | Z148172 |  | Aldrich | Storage bottles with septum-inlet |  | ,,,, | Air-Sensitive Chemistry , Aldrich Air Sensitive , Aldrich Air Sensitive Storage Bottles , Bottles and Flasks , Dispensing and Storage , Labware , Storage bottles , Storage bottles with septum-inlet |  | clear glass,Joint ST/NS24/40 threaded,glass stopcock,1,000 mL | , |  |  | clear glass,Joint ST/NS24/40 threaded,glass stopcock,1,000 mL
,capacity 125 mL, PTFE stopcock,,,,, | Z103284 |  | Aldrich | Storage bottles without joints |  | ,,,, | Air-Sensitive Chemistry , Aldrich Air Sensitive , Aldrich Air Sensitive Storage Bottles , Bottles and Flasks , Dispensing and Storage , Labware , Storage bottles , Storage bottles without joints |  | 2 mm,PTFE stopcock,125 mL | , |  |  | 2 mm,PTFE stopcock,125 mL
,capacity 250 mL, PTFE stopcock,,,,, | Z103292 |  | Aldrich | Storage bottles without joints |  | ,,,, | Air-Sensitive Chemistry , Aldrich Air Sensitive , Aldrich Air Sensitive Storage Bottles , Bottles and Flasks , Dispensing and Storage , Labware , Storage bottles , Storage bottles without joints |  | 2 mm,PTFE stopcock,250 mL | , |  |  | 2 mm,PTFE stopcock,250 mL
,capacity 500 mL, PTFE stopcock,,,,, | Z101990 |  | Aldrich | Storage bottles without joints |  | ,,,, | Air-Sensitive Chemistry , Aldrich Air Sensitive , Aldrich Air Sensitive Storage Bottles , Bottles and Flasks , Dispensing and Storage , Labware , Storage bottles , Storage bottles without joints |  | 4 mm,PTFE stopcock,500 mL | , |  |  | 4 mm,PTFE stopcock,500 mL
,capacity 1,000 mL, PTFE stopcock,,,,, | Z102482 |  | Aldrich | Storage bottles without joints |  | ,,,, | Air-Sensitive Chemistry , Aldrich Air Sensitive , Aldrich Air Sensitive Storage Bottles , Bottles and Flasks , Dispensing and Storage , Labware , Storage bottles , Storage bottles without joints |  | 4 mm,PTFE stopcock,1,000 mL | , |  |  | 4 mm,PTFE stopcock,1,000 mL
,Joint: ST/NS 24/40, capacity 1,000 mL,,,,, | Z406392 |  | Aldrich | Aldrich ® dimple flasks |  | ,,,, | Air-Sensitive Chemistry , Bottles and Flasks , Dimple flasks , Dispensing and Storage , Labware |  | Joint: ST/NS24/40,1,000 mL | , |  |  | Joint: ST/NS24/40,1,000 mL
,capacity 25 mL, clear glass,,,,, | Z404977 |  | Aldrich | Aldrich ® Sure/Stor ™ flask |  | ,,,, | Air-Sensitive Chemistry , Aldrich , Aldrich Flasks , Aldrich Storage Flasks , Bottles and Flasks , Dispensing and Storage , Labware , Manufacturer Browser , Sure/Stor flask , Sure/Stor flasks |  | clear glass,25 mL | , |  |  | clear glass,25 mL
,capacity 25 mL, plastic-coated glass,,,,, | Z405043 |  | Aldrich | Aldrich ® Sure/Stor ™ flask |  | ,,,, | Air-Sensitive Chemistry , Aldrich , Aldrich Flasks , Aldrich Storage Flasks , Bottles and Flasks , Dispensing and Storage , Labware , Manufacturer Browser , Sure/Stor flask , Sure/Stor flasks |  | plastic-coated glass,25 mL | , |  |  | plastic-coated glass,25 mL
,capacity 25 mL, amber glass,,,,, | Z405124 |  | Aldrich | Aldrich ® Sure/Stor ™ flask |  | ,,,, | Air-Sensitive Chemistry , Aldrich , Aldrich Flasks , Aldrich Storage Flasks , Bottles and Flasks , Dispensing and Storage , Labware , Manufacturer Browser , Sure/Stor flask , Sure/Stor flasks |  | amber glass,25 mL | , |  |  | amber glass,25 mL
,capacity 50 mL, clear glass,,,,, | Z404985 |  | Aldrich | Aldrich ® Sure/Stor ™ flask |  | ,,,, | Air-Sensitive Chemistry , Aldrich , Aldrich Flasks , Aldrich Storage Flasks , Bottles and Flasks , Dispensing and Storage , Labware , Manufacturer Browser , Sure/Stor flask , Sure/Stor flasks |  | clear glass,50 mL | , |  |  | clear glass,50 mL
,capacity 50 mL, plastic-coated glass,,,,, | Z405051 |  | Aldrich | Aldrich ® Sure/Stor ™ flask |  | ,,,, | Air-Sensitive Chemistry , Aldrich , Aldrich Flasks , Aldrich Storage Flasks , Bottles and Flasks , Dispensing and Storage , Labware , Manufacturer Browser , Sure/Stor flask , Sure/Stor flasks |  | plastic-coated glass,50 mL | , |  |  | plastic-coated glass,50 mL
,capacity 50 mL, amber glass,,,,, | Z405132 |  | Aldrich | Aldrich ® Sure/Stor ™ flask |  | ,,,, | Air-Sensitive Chemistry , Aldrich , Aldrich Flasks , Aldrich Storage Flasks , Bottles and Flasks , Dispensing and Storage , Labware , Manufacturer Browser , Sure/Stor flask , Sure/Stor flasks |  | amber glass,50 mL | , |  |  | amber glass,50 mL
,capacity 100 mL, clear glass,,,,, | Z404993 |  | Aldrich | Aldrich ® Sure/Stor ™ flask |  | ,,,, | Air-Sensitive Chemistry , Aldrich , Aldrich Flasks , Aldrich Storage Flasks , Bottles and Flasks , Dispensing and Storage , Labware , Manufacturer Browser , Sure/Stor flask , Sure/Stor flasks |  | clear glass,100 mL | , |  |  | clear glass,100 mL
,capacity 100 mL, plastic-coated glass,,,,, | Z405078 |  | Aldrich | Aldrich ® Sure/Stor ™ flask |  | ,,,, | Air-Sensitive Chemistry , Aldrich , Aldrich Flasks , Aldrich Storage Flasks , Bottles and Flasks , Dispensing and Storage , Labware , Manufacturer Browser , Sure/Stor flask , Sure/Stor flasks |  | plastic-coated glass,100 mL | , |  |  | plastic-coated glass,100 mL
,capacity 100 mL, amber glass,,,,, | Z405140 |  | Aldrich | Aldrich ® Sure/Stor ™ flask |  | ,,,, | Air-Sensitive Chemistry , Aldrich , Aldrich Flasks , Aldrich Storage Flasks , Bottles and Flasks , Dispensing and Storage , Labware , Manufacturer Browser , Sure/Stor flask , Sure/Stor flasks |  | amber glass,100 mL | , |  |  | amber glass,100 mL
,capacity 250 mL, clear glass,,,,, | Z405000 |  | Aldrich | Aldrich ® Sure/Stor ™ flask |  | ,,,, | Air-Sensitive Chemistry , Aldrich , Aldrich Flasks , Aldrich Storage Flasks , Bottles and Flasks , Dispensing and Storage , Labware , Manufacturer Browser , Sure/Stor flask , Sure/Stor flasks |  | clear glass,250 mL | , |  |  | clear glass,250 mL
,capacity 250 mL, plastic-coated glass,,,,, | Z405086 |  | Aldrich | Aldrich ® Sure/Stor ™ flask |  | ,,,, | Air-Sensitive Chemistry , Aldrich , Aldrich Flasks , Aldrich Storage Flasks , Bottles and Flasks , Dispensing and Storage , Labware , Manufacturer Browser , Sure/Stor flask , Sure/Stor flasks |  | plastic-coated glass,250 mL | , |  |  | plastic-coated glass,250 mL
,capacity 250 mL, amber glass,,,,, | Z405159 |  | Aldrich | Aldrich ® Sure/Stor ™ flask |  | ,,,, | Air-Sensitive Chemistry , Aldrich , Aldrich Flasks , Aldrich Storage Flasks , Bottles and Flasks , Dispensing and Storage , Labware , Manufacturer Browser , Sure/Stor flask , Sure/Stor flasks |  | amber glass,250 mL | , |  |  | amber glass,250 mL
,capacity 500 mL, clear glass,,,,, | Z405019 |  | Aldrich | Aldrich ® Sure/Stor ™ flask |  | ,,,, | Air-Sensitive Chemistry , Aldrich , Aldrich Flasks , Aldrich Storage Flasks , Bottles and Flasks , Dispensing and Storage , Labware , Manufacturer Browser , Sure/Stor flask , Sure/Stor flasks |  | clear glass,500 mL | , |  |  | clear glass,500 mL
,capacity 500 mL, plastic-coated glass,,,,, | Z405094 |  | Aldrich | Aldrich ® Sure/Stor ™ flask |  | ,,,, | Air-Sensitive Chemistry , Aldrich , Aldrich Flasks , Aldrich Storage Flasks , Bottles and Flasks , Dispensing and Storage , Labware , Manufacturer Browser , Sure/Stor flask , Sure/Stor flasks |  | plastic-coated glass,500 mL | , |  |  | plastic-coated glass,500 mL
,capacity 500 mL, amber glass,,,,, | Z405167 |  | Aldrich | Aldrich ® Sure/Stor ™ flask |  | ,,,, | Air-Sensitive Chemistry , Aldrich , Aldrich Flasks , Aldrich Storage Flasks , Bottles and Flasks , Dispensing and Storage , Labware , Manufacturer Browser , Sure/Stor flask , Sure/Stor flasks |  | amber glass,500 mL | , |  |  | amber glass,500 mL
,capacity 1,000 mL, clear glass,,,,, | Z405027 |  | Aldrich | Aldrich ® Sure/Stor ™ flask |  | ,,,, | Air-Sensitive Chemistry , Aldrich , Aldrich Flasks , Aldrich Storage Flasks , Bottles and Flasks , Dispensing and Storage , Labware , Manufacturer Browser , Sure/Stor flask , Sure/Stor flasks |  | clear glass,1,000 mL | , |  |  | clear glass,1,000 mL
,capacity 1,000 mL, plastic-coated glass,,,,, | Z405108 |  | Aldrich | Aldrich ® Sure/Stor ™ flask |  | ,,,, | Air-Sensitive Chemistry , Aldrich , Aldrich Flasks , Aldrich Storage Flasks , Bottles and Flasks , Dispensing and Storage , Labware , Manufacturer Browser , Sure/Stor flask , Sure/Stor flasks |  | plastic-coated glass,1,000 mL | , |  |  | plastic-coated glass,1,000 mL
,capacity 2,000 mL, clear glass,,,,, | Z405035 |  | Aldrich | Aldrich ® Sure/Stor ™ flask |  | ,,,, | Air-Sensitive Chemistry , Aldrich , Aldrich Flasks , Aldrich Storage Flasks , Bottles and Flasks , Dispensing and Storage , Labware , Manufacturer Browser , Sure/Stor flask , Sure/Stor flasks |  | clear glass,2,000 mL | , |  |  | clear glass,2,000 mL
,capacity 2,000 mL, plastic-coated glass,,,,, | Z405116 |  | Aldrich | Aldrich ® Sure/Stor ™ flask |  | ,,,, | Air-Sensitive Chemistry , Aldrich , Aldrich Flasks , Aldrich Storage Flasks , Bottles and Flasks , Dispensing and Storage , Labware , Manufacturer Browser , Sure/Stor flask , Sure/Stor flasks |  | plastic-coated glass,2,000 mL | , |  |  | plastic-coated glass,2,000 mL
,capacity 2,000 mL, amber glass,,,,, | Z405183 |  | Aldrich | Aldrich ® Sure/Stor ™ flask |  | ,,,, | Air-Sensitive Chemistry , Aldrich , Aldrich Flasks , Aldrich Storage Flasks , Bottles and Flasks , Dispensing and Storage , Labware , Manufacturer Browser , Sure/Stor flask , Sure/Stor flasks |  | amber glass,2,000 mL | , |  |  | amber glass,2,000 mL
,0.2-1.0 mL dispensing volume, precision: 0.2 CV%,,,,, | Z341460 |  | Aldrich | Hirschmann ® Ceramus ® bottle-top dispenser, adjustable volume |  | ,,,, | Air-Sensitive Chemistry , Bottle-Top Dispensers , Ceramus , Dispensers , Dispensing and Storage , Hirschmann Ceramus Bottle-Top Dispenser , Labware , Liquid Handling Equipment |  | Hirschmann 9312000,0.2-1.0 mL dispensing volume, precision: 0.2 CV%,subdivision 0.05 mL | , |  |  | Hirschmann 9312000,0.2-1.0 mL dispensing volume, precision: 0.2 CV%,subdivision 0.05 mL
,0.4-2.0 mL dispensing volume, precision: 0.1 CV%,,,,, | Z341479 |  | Aldrich | Hirschmann ® Ceramus ® bottle-top dispenser, adjustable volume |  | ,,,, | Air-Sensitive Chemistry , Bottle-Top Dispensers , Ceramus , Dispensers , Dispensing and Storage , Hirschmann Ceramus Bottle-Top Dispenser , Labware , Liquid Handling Equipment |  | Hirschmann 9322000,0.4-2.0 mL dispensing volume, precision: 0.1 CV%,subdivision 0.05 mL | , |  |  | Hirschmann 9322000,0.4-2.0 mL dispensing volume, precision: 0.1 CV%,subdivision 0.05 mL
,1.0-5.0 mL dispensing volume, precision: 0.1 CV%,,,,, | Z341487 |  | Aldrich | Hirschmann ® Ceramus ® bottle-top dispenser, adjustable volume |  | ,,,, | Air-Sensitive Chemistry , Bottle-Top Dispensers , Ceramus , Dispensers , Dispensing and Storage , Hirschmann Ceramus Bottle-Top Dispenser , Labware , Liquid Handling Equipment |  | Hirschmann 9332000,1.0-5.0 mL dispensing volume, precision: 0.1 CV%,subdivision 0.1 mL | , |  |  | Hirschmann 9332000,1.0-5.0 mL dispensing volume, precision: 0.1 CV%,subdivision 0.1 mL
,2.0-10.0 mL dispensing volume, precision: 0.1 CV%,,,,, | Z341495 |  | Aldrich | Hirschmann ® Ceramus ® bottle-top dispenser, adjustable volume |  | ,,,, | Air-Sensitive Chemistry , Bottle-Top Dispensers , Ceramus , Dispensers , Dispensing and Storage , Hirschmann Ceramus Bottle-Top Dispenser , Labware , Liquid Handling Equipment |  | Hirschmann 9342000,2.0-10.0 mL dispensing volume, precision: 0.1 CV%,subdivision 0.25 mL | , |  |  | Hirschmann 9342000,2.0-10.0 mL dispensing volume, precision: 0.1 CV%,subdivision 0.25 mL
,5.0-30.0 mL dispensing volume, precision: 0.1 CV%,,,,, | Z341509 |  | Aldrich | Hirschmann ® Ceramus ® bottle-top dispenser, adjustable volume |  | ,,,, | Air-Sensitive Chemistry , Bottle-Top Dispensers , Ceramus , Dispensers , Dispensing and Storage , Hirschmann Ceramus Bottle-Top Dispenser , Labware , Liquid Handling Equipment |  | Hirschmann 9352000,5.0-30.0 mL dispensing volume, precision: 0.1 CV%,subdivision 0.5 mL | , |  |  | Hirschmann 9352000,5.0-30.0 mL dispensing volume, precision: 0.1 CV%,subdivision 0.5 mL
,10.0-60.0 mL dispensing volume, precision: 0.1 CV%,,,,, | Z341517 |  | Aldrich | Hirschmann ® Ceramus ® bottle-top dispenser, adjustable volume |  | ,,,, | Air-Sensitive Chemistry , Bottle-Top Dispensers , Ceramus , Dispensers , Dispensing and Storage , Hirschmann Ceramus Bottle-Top Dispenser , Labware , Liquid Handling Equipment |  | Hirschmann 9362000,10.0-60.0 mL dispensing volume, precision: 0.1 CV%,subdivision 1.0 mL | , |  |  | Hirschmann 9362000,10.0-60.0 mL dispensing volume, precision: 0.1 CV%,subdivision 1.0 mL
,HF model, 2.0-10.0 mL dispensing volume, precision: 0.1 CV%,,,,, | Z341592 |  | Aldrich | Hirschmann ® Ceramus ® bottle-top dispenser, adjustable volume |  | ,,,, | Air-Sensitive Chemistry , Bottle-Top Dispensers , Ceramus , Dispensers , Dispensing and Storage , Hirschmann Ceramus Bottle-Top Dispenser , Labware , Liquid Handling Equipment |  | HF model,Hirschmann 9342300,2.0-10.0 mL dispensing volume, precision: 0.1 CV%,subdivision 0.25 mL | , |  |  | HF model,Hirschmann 9342300,2.0-10.0 mL dispensing volume, precision: 0.1 CV%,subdivision 0.25 mL
,O-rings,,,,, | Z107514 |  | Aldrich | Aldrich ® large-capacity Abderhalden drying apparatus replacement parts |  | ,,,, | Abderhalden Drying Apparatus , Aldrich , Aldrich Abderhalden drying apparatus , Aldrich Desiccation Supplies , Desiccators and Desiccants , Labware , Manufacturer Browser |  | Ace Glass, 7855-450,borosilicate glass | , |  |  | Ace Glass, 7855-450,borosilicate glass
,AC input 115 V,,,,, | Z563080 |  | Aldrich | Büchi ® glass oven for drying, B-585 |  | ,,,450 W, | Buchi , Buchi Distillation Supplies , Buchi Drying Apparatus , Buchi Parts List , Büchi glass oven for drying, B-585 , Desiccators and Desiccants , Labware , Manufacturer Browser |  | ±5 °C temp. stability (in oven center at 300 °C),Büchi, 046600,410 mm × 300 mm × 300 mm,9.5 kg,50 - 60 Hz,100-250 mL,40-300 °C temp. range,not available in EU | , |  |  | ±5 °C temp. stability (in oven center at 300 °C),Büchi, 046600,410 mm × 300 mm × 300 mm,9.5 kg,50 - 60 Hz,100-250 mL,40-300 °C temp. range,not available in EU,450 W
,AC input 230 V50 - 60 Hz,,,,, | Z616818 |  | Aldrich | Büchi ® glass oven for drying, B-585 |  | ,,,450 W, | Buchi , Buchi Distillation Supplies , Buchi Drying Apparatus , Buchi Parts List , Büchi glass oven for drying, B-585 , Desiccators and Desiccants , Labware , Manufacturer Browser |  | ±5 °C temp. stability (in oven center at 300 °C),Büchi, 046600,410 mm × 300 mm × 300 mm,9.5 kg,50 - 60 Hz,100-250 mL,40-300 °C temp. range,available only in EU | , |  |  | ±5 °C temp. stability (in oven center at 300 °C),Büchi, 046600,410 mm × 300 mm × 300 mm,9.5 kg,50 - 60 Hz,100-250 mL,40-300 °C temp. range,available only in EU,450 W
,borosilicate glass, includes drying tube, desiccant bulb, and removeable vacuum connections,,,,, | Z229776 |  | Aldrich | Drying tube complete for Büchi ® models B-580 & B-585 ovens |  | ,,,, | Buchi , Buchi Distillation Supplies , Buchi Drying Apparatus , Buchi Parts List , Desiccators and Desiccants , Drying tubes for Büchi model B-585 ovens , Labware , Manufacturer Browser |  | Büchi, 037010,borosilicate glass | , |  |  | Büchi, 037010,borosilicate glass
,size 230 mm × 50 mm,,,,, | Z288136 |  | Aldrich | Drying tube insert for Büchi ® models B-580 & B-585 ovens |  | ,,,, | Buchi , Buchi Distillation Supplies , Buchi Drying Apparatus , Buchi Parts List , Desiccators and Desiccants , Drying tubes for Büchi model B-585 ovens , Labware , Manufacturer Browser |  | Büchi, 002965,borosilicate glass,230 mm × 50 mm | , |  |  | Büchi, 002965,borosilicate glass,230 mm × 50 mm
,borosilicate glass, pkg of 1 ea,,,,, | Z319260 |  | Aldrich | Drying tube sublimation insert for Büchi ® models B-580 & B-585 ovens |  | ,,,, | Buchi , Buchi Distillation Supplies , Buchi Drying Apparatus , Buchi Parts List , Desiccators and Desiccants , Drying tubes for Büchi model B-585 ovens , Labware , Manufacturer Browser |  | pkg of 1 ea,Büchi, 037133,borosilicate glass | , |  |  | pkg of 1 ea,Büchi, 037133,borosilicate glass
,for the Buchi B-585 oven,,,,, | Z288144 |  | Aldrich | Glass cover hood with stopcock for Büchi ® models B-580 & B-585 ovens |  | ,,,, | Buchi , Buchi Distillation Supplies , Buchi Drying Apparatus , Buchi Parts List , Desiccators and Desiccants , Drying tubes for Büchi model B-585 ovens , Labware , Manufacturer Browser |  | Büchi, 001968 | , |  |  | Büchi, 001968
,AC input 115 V,,,,, | Z683507 |  | Aldrich | Aldrich ® chemical dryer |  | ,,,, | Chemical Dryer , Desiccators and Desiccants , Labware |  |  | ,
,AC input 230 V, European 2-pin plug,,,,, | Z683515 |  | Aldrich | Aldrich ® chemical dryer |  | ,,,, | Chemical Dryer , Desiccators and Desiccants , Labware |  | CE compliant | , |  |  | CE compliant
,AC input 230 V, UK plug,,,,, | Z683523 |  | Aldrich | Aldrich ® chemical dryer |  | ,,,, | Chemical Dryer , Desiccators and Desiccants , Labware |  | CE compliant | , |  |  | CE compliant
,Complete, Joint: ST/NS 34/35,,,,, | Z222712 |  | Aldrich | Drying-tube assembly for Aldrich Chemical Dryer and Chem-Dry apparatus |  | ,,,, | Aldrich , Aldrich Desiccation Supplies , CHEM-DRY drying-tube assembly , Chemical Dryer , Desiccators and Desiccants , Labware , Manufacturer Browser |  | Joint: ST/NS34/35,glass stopcock,not available in EU | , |  |  | Joint: ST/NS34/35,glass stopcock,not available in EU
,replacement tube,,,,, | Z222720 |  | Aldrich | Drying-tube assembly for Aldrich Chemical Dryer and Chem-Dry apparatus |  | ,,,, | Aldrich , Aldrich Desiccation Supplies , CHEM-DRY drying-tube assembly , Chemical Dryer , Desiccators and Desiccants , Labware , Manufacturer Browser |  | not available in EU | , |  |  | not available in EU
,replacement bulb,,,,, | Z222739 |  | Aldrich | Drying-tube assembly for Aldrich Chemical Dryer and Chem-Dry apparatus |  | ,,,, | Aldrich , Aldrich Desiccation Supplies , CHEM-DRY drying-tube assembly , Chemical Dryer , Desiccators and Desiccants , Labware , Manufacturer Browser |  | not available in EU | , |  |  | not available in EU
,volume 1,000-4,000 mL, large,,,,, | Z511706 |  | Aldrich | AldraAmine trapping packets |  | ,,,, | Aldrich , Aldrich AldraAmine trapping packets , Aldrich Desiccation Supplies , Desiccants , Desiccators and Desiccants , Labware , Manufacturer Browser |  | 1,000-4,000 mL | , |  |  | 1,000-4,000 mL
,volume 25-200 mL, small,,,,, | Z509000 |  | Aldrich | AldraSORB ™ water trapping packets |  | ,,,, | AldraSORB water trapping packets , Aldrich , Aldrich Desiccation Supplies , Desiccants , Desiccators and Desiccants , Labware , Manufacturer Browser |  | 25-200 mL,2 g | , |  |  | 25-200 mL,2 g
,volume 200-1,000 mL, medium,,,,, | Z509019 |  | Aldrich | AldraSORB ™ water trapping packets |  | ,,,, | AldraSORB water trapping packets , Aldrich , Aldrich Desiccation Supplies , Desiccants , Desiccators and Desiccants , Labware , Manufacturer Browser |  | 200-1,000 mL,10 g | , |  |  | 200-1,000 mL,10 g
,volume 1,000-4,000 mL, large,,,,, | Z509027 |  | Aldrich | AldraSORB ™ water trapping packets |  | ,,,, | AldraSORB water trapping packets , Aldrich , Aldrich Desiccation Supplies , Desiccants , Desiccators and Desiccants , Labware , Manufacturer Browser |  | 1,000-4,000 mL,20 g | , |  |  | 1,000-4,000 mL,20 g
,diam. 2 1/2 in.,,,,, | Z363448 |  | Sigma | Desiccator cartridges |  | ,,,, | Bel-Art , Bel-Art Desiccating Cartridges and Canisters , Bel-Art Desiccation Supplies , Desiccants , Desiccators and Desiccants , Labware , Manufacturer Browser |  | 60 mm,Bel-Art,2 1/2 in. | , |  |  | 60 mm,Bel-Art,2 1/2 in.
,diam. 4 in.,,,,, | Z363456 |  | Sigma | Desiccator cartridges |  | ,,,, | Bel-Art , Bel-Art Desiccating Cartridges and Canisters , Bel-Art Desiccation Supplies , Desiccants , Desiccators and Desiccants , Labware , Manufacturer Browser |  | 60 mm,Bel-Art,4 in. | , |  |  | 60 mm,Bel-Art,4 in.
,L × W × H 4 in. × 2.06 in. × 0.53 in.,,,,, | Z163422 |  | Aldrich | Dri-Can ® desiccating canister |  | ,,,, | Bel-Art , Bel-Art Desiccating Cartridges and Canisters , Bel-Art Desiccation Supplies , Desiccants , Desiccators and Desiccants , Labware , Manufacturer Browser |  | Multisorb,4 in. × 2.06 in. × 0.53 in. | , |  |  | Multisorb,4 in. × 2.06 in. × 0.53 in.
,weight 0.75 g (desiccant), L × W 11/32 in. × 7/8 in.,,,,, | Z163465 |  | Aldrich | Dricap ® dehydrator cartridge |  | ,,,, | Desiccants , Desiccators and Desiccants , Labware |  | Multisorb, 02-01217AG31,11/32 in. × 7/8 in.,0.75 g (desiccant) | , |  |  | Multisorb, 02-01217AG31,11/32 in. × 7/8 in.,0.75 g (desiccant)
,weight 1.0 g (desiccant), L × W 1/2 in. × 19/32 in.,,,,, | Z163473 |  | Aldrich | Dricap ® dehydrator cartridge |  | ,,,, | Desiccants , Desiccators and Desiccants , Labware |  | Multisorb, 02-00033AG35,1/2 in. × 19/32 in.,1.0 g (desiccant) | , |  |  | Multisorb, 02-00033AG35,1/2 in. × 19/32 in.,1.0 g (desiccant)
,weight 1.5 g (desiccant), L × W 11/32 in. × 1 5/8 in.,,,,, | Z163481 |  | Aldrich | Dricap ® dehydrator cartridge |  | ,,,, | Desiccants , Desiccators and Desiccants , Labware |  | Multisorb, 02-00033AG37,11/32 in. × 1 5/8 in.,1.5 g (desiccant) | , |  |  | Multisorb, 02-00033AG37,11/32 in. × 1 5/8 in.,1.5 g (desiccant)
,card size size 3 in. × 2 in., triple spot,,,,, | Z163449 |  | Aldrich | Humonitor ® humidity indicator cards |  | ,,,, | Desiccants , Desiccators and Desiccants , Labware |  | Multisorb, 2291DG03,3 in. × 2 in. | , |  |  | Multisorb, 2291DG03,3 in. × 2 in.
,cartridge diam. 114 mm,,,,, | Z163392 |  | Aldrich | Lab-desiccator cartridge |  | ,,,, | Bel-Art , Bel-Art Desiccating Cartridges and Canisters , Bel-Art Desiccation Supplies , Desiccants , Desiccators and Desiccants , Labware , Manufacturer Browser |  | Bel-Art, F42045-0160,for 160 mm diam. desiccator,114 mm | , |  |  | Bel-Art, F42045-0160,for 160 mm diam. desiccator,114 mm
,cartridge diam. 197 mm,,,,, | Z163406 |  | Aldrich | Lab-desiccator cartridge |  | ,,,, | Bel-Art , Bel-Art Desiccating Cartridges and Canisters , Bel-Art Desiccation Supplies , Desiccants , Desiccators and Desiccants , Labware , Manufacturer Browser |  | Bel-Art, F42045-0200,for 200 mm diam. desiccator,197 mm | , |  |  | Bel-Art, F42045-0200,for 200 mm diam. desiccator,197 mm
,cartridge diam. 238 mm,,,,, | Z163414 |  | Aldrich | Lab-desiccator cartridge |  | ,,,, | Bel-Art , Bel-Art Desiccating Cartridges and Canisters , Bel-Art Desiccation Supplies , Desiccants , Desiccators and Desiccants , Labware , Manufacturer Browser |  | Bel-Art, F42045-0250,for 250 mm diam. desiccator,238 mm | , |  |  | Bel-Art, F42045-0250,for 250 mm diam. desiccator,238 mm
,molecular sieves, weight 0.5 g (desiccant), L × W 5/8 in. × 1 1/16 in.,,,,, | Z163600 |  | Aldrich | MiniPax ® absorbent packets |  | ,,,, | Desiccants , Desiccators and Desiccants , Labware |  | Multisorb, 02-00041AG33,5/8 in. × 1 1/16 in.,0.5 g (desiccant) | , |  |  | Multisorb, 02-00041AG33,5/8 in. × 1 1/16 in.,0.5 g (desiccant)
,molecular sieves, weight 1 g (desiccant), L × W 3/4 in. × 1 7/16 in.,,,,, | Z163619 |  | Aldrich | MiniPax ® absorbent packets |  | ,,,, | Desiccants , Desiccators and Desiccants , Labware |  | Multisorb, 02-00041AG37,3/4 in. × 1 7/16 in.,1 g (desiccant) | , |  |  | Multisorb, 02-00041AG37,3/4 in. × 1 7/16 in.,1 g (desiccant)
,molecular sieves, weight 2 g (desiccant), L × W 7/8 in. × 1 3/4 in.,,,,, | Z163627 |  | Aldrich | MiniPax ® absorbent packets |  | ,,,, | Desiccants , Desiccators and Desiccants , Labware |  | Multisorb, 02-00041AG41,7/8 in. × 1 3/4 in.,2 g (desiccant) | , |  |  | Multisorb, 02-00041AG41,7/8 in. × 1 3/4 in.,2 g (desiccant)
,molecular sieves, weight 5 g (desiccant), L × W 1 in. × 2 5/8 in.,,,,, | Z163635 |  | Aldrich | MiniPax ® absorbent packets |  | ,,,, | Desiccants , Desiccators and Desiccants , Labware |  | Multisorb, 02-00041AG45,1 in. × 2 5/8 in.,5 g (desiccant) | , |  |  | Multisorb, 02-00041AG45,1 in. × 2 5/8 in.,5 g (desiccant)
,molecular sieves, weight 10 g (desiccant), L × W 1 1/2 in. × 2 3/4 in.,,,262-373-8,, | Z163643 |  | Aldrich | MiniPax ® absorbent packets |  | ,,,, | Desiccants , Desiccators and Desiccants , Labware |  | Multisorb, 02-00041AG19,1 1/2 in. × 2 3/4 in.,10 g (desiccant) | , |  |  | Multisorb, 02-00041AG19,1 1/2 in. × 2 3/4 in.,10 g (desiccant)
,indicating silica gel, weight 0.5 g (desiccant), L × W 5/8 in. × 1 1/16 in.,,,,, | Z163554 |  | Aldrich | MiniPax ® absorbent packets |  | ,,,, | Desiccants , Desiccators and Desiccants , Labware |  | Multisorb, 02-00040AG03,5/8 in. × 1 1/16 in.,0.5 g (desiccant) | , |  |  | Multisorb, 02-00040AG03,5/8 in. × 1 1/16 in.,0.5 g (desiccant)
,indicating silica gel, weight 1 g (desiccant), L × W 3/4 in. × 1 7/16 in.,,,,, | Z163562 |  | Aldrich | MiniPax ® absorbent packets |  | ,,,, | Desiccants , Desiccators and Desiccants , Labware |  | Multisorb, 02-00040AG37,3/4 in. × 1 7/16 in.,1 g (desiccant) | , |  |  | Multisorb, 02-00040AG37,3/4 in. × 1 7/16 in.,1 g (desiccant)
,indicating silica gel, weight 2 g (desiccant), L × W 7/8 in. × 1 3/4 in.,,,,, | Z163570 |  | Aldrich | MiniPax ® absorbent packets |  | ,,,, | Desiccants , Desiccators and Desiccants , Labware |  | Multisorb, 02-00040AG11,7/8 in. × 1 3/4 in.,2 g (desiccant) | , |  |  | Multisorb, 02-00040AG11,7/8 in. × 1 3/4 in.,2 g (desiccant)
,indicating silica gel, weight 5 g (desiccant), L × W 1 in. × 2 5/8 in.,,,,, | Z163589 |  | Aldrich | MiniPax ® absorbent packets |  | ,,,, | Desiccants , Desiccators and Desiccants , Labware |  | Multisorb, 02-00040AG45,1 in. × 2 5/8 in.,5 g (desiccant) | , |  |  | Multisorb, 02-00040AG45,1 in. × 2 5/8 in.,5 g (desiccant)
,indicating silica gel, weight 10 g (desiccant), L × W 1 1/2 in. × 2 3/4 in.,,,,, | Z163597 |  | Aldrich | MiniPax ® absorbent packets |  | ,,,, | Desiccants , Desiccators and Desiccants , Labware |  | Multisorb, 02-00040AG19,1 1/2 in. × 2 3/4 in.,10 g (desiccant) | , |  |  | Multisorb, 02-00040AG19,1 1/2 in. × 2 3/4 in.,10 g (desiccant)
,silica gel, weight 1 g (desiccant), L × W 3/4 in. × 1 7/16 in.,,,,, | Z741073 |  | Aldrich | MiniPax ® absorbent packets |  | ,,,, | Desiccants , Desiccators and Desiccants , Labware |  | Multisorb, 02-00039AG37,3/4 in. × 1 7/16 in.,1 g (desiccant) | , |  |  | Multisorb, 02-00039AG37,3/4 in. × 1 7/16 in.,1 g (desiccant)
Silica gel,packet of 5 g desiccant,,,231-545-4,MFCD00011232,24899790 | S8394 | 112926-00-8 | Sigma-Aldrich | 硅胶 |  | ,,2230 °C,>1600 °C, | Desiccants , Desiccators and Desiccants , Labware |  | packet of 5 g desiccant | , |  |  | packet of 5 g desiccant,2230 °C,>1600 °C
,H × W × D 7 in. × 7 in. × 10 in., 2 trays, clear,,,,, | Z268135 |  | Aldrich | Aldrich ® desiccator cabinet |  | ,,,, | Aldrich , Aldrich Desiccation Supplies , Aldrich Desiccator Cabinets , Desiccator Cabinets , Desiccators and Desiccants , Labware , Manufacturer Browser |  | clear,7 in. × 7 in. × 10 in. | , |  |  | clear,7 in. × 7 in. × 10 in.
,H × W × D 9 in. × 9 in. × 16 in., 2 trays, clear,,,,, | Z268143 |  | Aldrich | Aldrich ® desiccator cabinet |  | ,,,, | Aldrich , Aldrich Desiccation Supplies , Aldrich Desiccator Cabinets , Desiccator Cabinets , Desiccators and Desiccants , Labware , Manufacturer Browser |  | clear,9 in. × 9 in. × 16 in. | , |  |  | clear,9 in. × 9 in. × 16 in.
,H × W × D 12 in. × 12 in. × 12 in., 3 trays, clear,,,,, | Z268151 |  | Aldrich | Aldrich ® desiccator cabinet |  | ,,,, | Aldrich , Aldrich Desiccation Supplies , Aldrich Desiccator Cabinets , Desiccator Cabinets , Desiccators and Desiccants , Labware , Manufacturer Browser |  | clear,12 in. × 12 in. × 12 in. | , |  |  | clear,12 in. × 12 in. × 12 in.
,H × W × D 7 in. × 7 in. × 10 in., 2 trays, bronze,,,,, | Z268178 |  | Aldrich | Aldrich ® desiccator cabinet |  | ,,,, | Aldrich , Aldrich Desiccation Supplies , Aldrich Desiccator Cabinets , Desiccator Cabinets , Desiccators and Desiccants , Labware , Manufacturer Browser |  | bronze,7 in. × 7 in. × 10 in. | , |  |  | bronze,7 in. × 7 in. × 10 in.
,H × W × D 9 in. × 9 in. × 16 in., 2 trays, bronze,,,,, | Z268186 |  | Aldrich | Aldrich ® desiccator cabinet |  | ,,,, | Aldrich , Aldrich Desiccation Supplies , Aldrich Desiccator Cabinets , Desiccator Cabinets , Desiccators and Desiccants , Labware , Manufacturer Browser |  | bronze,9 in. × 9 in. × 16 in. | , |  |  | bronze,9 in. × 9 in. × 16 in.
,H × W × D 12 in. × 12 in. × 12 in., 3 trays, bronze,,,,, | Z268194 |  | Aldrich | Aldrich ® desiccator cabinet |  | ,,,, | Aldrich , Aldrich Desiccation Supplies , Aldrich Desiccator Cabinets , Desiccator Cabinets , Desiccators and Desiccants , Labware , Manufacturer Browser |  | bronze,12 in. × 12 in. × 12 in. | , |  |  | bronze,12 in. × 12 in. × 12 in.
,for PL860.5-CGA, W × D × H 12 in. × 12 in. × 1/4 in.,,,,, | 860.5-CGA/SHF |  | Aldrich | Plas-Labs amber perforated shelf |  | ,,,, | Desiccator Cabinets , Desiccators and Desiccants , Labware |  | pkg of 1 ea,Plas-Labs 860.5-CGA/SHF,12 in. × 12 in. × 1/4 in. | , |  |  | pkg of 1 ea,Plas-Labs 860.5-CGA/SHF,12 in. × 12 in. × 1/4 in.
,for PL860-CGA, W × D × H 12 in. × 12 in. × 1/4 in.,,,,, | PL860-CGA/SHF |  | Aldrich | Plas-Labs amber perforated shelf |  | ,,,, | Desiccator Cabinets , Desiccators and Desiccants , Labware |  | pkg of 1 ea,Plas-Labs 860-CGA/SHF,12 in. × 12 in. × 1/4 in. | , |  |  | pkg of 1 ea,Plas-Labs 860-CGA/SHF,12 in. × 12 in. × 1/4 in.
,for PL861-CGA, W × D × H 12 in. × 12 in. × 1/4 in.,,,,, | PL861-CGA/SHF |  | Aldrich | Plas-Labs amber perforated shelf |  | ,,,, | Desiccator Cabinets , Desiccators and Desiccants , Labware |  | pkg of 1 ea,Plas-Labs 861-CGA/SHF,12 in. × 12 in. × 1/4 in. | , |  |  | pkg of 1 ea,Plas-Labs 861-CGA/SHF,12 in. × 12 in. × 1/4 in.
,for PL862-CGA, W × D × H 18 in. × 18 in. × 1/4 in.,,,,, | PL862-CGA/SHF |  | Aldrich | Plas-Labs amber perforated shelf |  | ,,,, | Desiccator Cabinets , Desiccators and Desiccants , Labware |  | pkg of 1 ea,Plas-Labs 862-CGA/SHF,18 in. × 18 in. × 1/4 in. | , |  |  | pkg of 1 ea,Plas-Labs 862-CGA/SHF,18 in. × 18 in. × 1/4 in.
,for PL863-CGA, W × D × H 24 in. × 18 in. × 1/4 in.,,,,, | PL863-CGA/SHF |  | Aldrich | Plas-Labs amber perforated shelf |  | ,,,, | Desiccator Cabinets , Desiccators and Desiccants , Labware |  | pkg of 1 ea,Plas-Labs 863-CGA/SHF,24 in. × 18 in. × 1/4 in. | , |  |  | pkg of 1 ea,Plas-Labs 863-CGA/SHF,24 in. × 18 in. × 1/4 in.
,for PL863-CGA, with bow guard, W × D × H 24 in. × 18 in. × 1/4 in.,,,,, | PL863CGASHFBG |  | Aldrich | Plas-Labs amber perforated shelf |  | ,,,, | Desiccator Cabinets , Desiccators and Desiccants , Labware |  | pkg of 1 ea,Plas-Labs 863-CGA/SHF/BG,24 in. × 18 in. × 1/4 in. | , |  |  | pkg of 1 ea,Plas-Labs 863-CGA/SHF/BG,24 in. × 18 in. × 1/4 in.
,for PL860.5-CG, W × D × H 12 in. × 12 in. × 1/4 in.,,,,, | PL860.5-CGSHF |  | Aldrich | Plas-Labs clear perforated shelf |  | ,,,, | Desiccator Cabinets , Desiccators and Desiccants , Labware |  | pkg of 1 ea,Plas-Labs 860.5-CG/SHF,12 in. × 12 in. × 1/4 in. | , |  |  | pkg of 1 ea,Plas-Labs 860.5-CG/SHF,12 in. × 12 in. × 1/4 in.
,for PL860-CG, W × D × H 12 in. × 12 in. × 1/4 in.,,,,, | PL860-CG/SHF |  | Aldrich | Plas-Labs clear perforated shelf |  | ,,,, | Desiccator Cabinets , Desiccators and Desiccants , Labware |  | pkg of 1 ea,Plas-Labs 860-CG/SHF,12 in. × 12 in. × 1/4 in. | , |  |  | pkg of 1 ea,Plas-Labs 860-CG/SHF,12 in. × 12 in. × 1/4 in.
,for PL861-CG, W × D × H 12 in. × 12 in. × 1/4 in.,,,,, | PL861-CG/SHF |  | Aldrich | Plas-Labs clear perforated shelf |  | ,,,, | Desiccator Cabinets , Desiccators and Desiccants , Labware |  | pkg of 1 ea,Plas-Labs 861-CG/SHF,12 in. × 12 in. × 1/4 in. | , |  |  | pkg of 1 ea,Plas-Labs 861-CG/SHF,12 in. × 12 in. × 1/4 in.
,for PL862-CG, W × D × H 18 in. × 18 in. × 1/4 in.,,,,, | PL862-CG/SHF |  | Aldrich | Plas-Labs clear perforated shelf |  | ,,,, | Desiccator Cabinets , Desiccators and Desiccants , Labware |  | pkg of 1 ea,Plas-Labs 862-CG/SHF,18 in. × 18 in. × 1/4 in. | , |  |  | pkg of 1 ea,Plas-Labs 862-CG/SHF,18 in. × 18 in. × 1/4 in.
,for PL863-CG, W × D × H 24 in. × 18 in. × 1/4 in.,,,,, | PL863-CG/SHF |  | Aldrich | Plas-Labs clear perforated shelf |  | ,,,, | Desiccator Cabinets , Desiccators and Desiccants , Labware |  | pkg of 1 ea,Plas-Labs 863-CG/SHF,24 in. × 18 in. × 1/4 in. | , |  |  | pkg of 1 ea,Plas-Labs 863-CG/SHF,24 in. × 18 in. × 1/4 in.
,for PL863-CG, with bow guard, W × D × H 24 in. × 18 in. × 1/4 in.,,,,, | PL863-CGSHFBG |  | Aldrich | Plas-Labs clear perforated shelf |  | ,,,, | Desiccator Cabinets , Desiccators and Desiccants , Labware |  | pkg of 1 ea,Plas-Labs 863-CG/SHF/BG,24 in. × 18 in. × 1/4 in. | , |  |  | pkg of 1 ea,Plas-Labs 863-CG/SHF/BG,24 in. × 18 in. × 1/4 in.
,for PL860/8-CG, W × D × H 24 in. × 24 in. × 1/4 in.,,,,, | PL860/8-CGSHF |  | Aldrich | Plas-Labs clear perforated shelf, for multiple cubicle desiccator |  | ,,,, | Desiccator Cabinets , Desiccators and Desiccants , Labware |  | pkg of 1 ea,Plas-Labs 860/8-CG/SHF,24 in. × 24 in. × 1/4 in. | , |  |  | pkg of 1 ea,Plas-Labs 860/8-CG/SHF,24 in. × 24 in. × 1/4 in.
,model 860.5-CGA, W × D × H 12 in. × 12 in. × 6 in.,,,,, | PL860.5-CGA |  | Aldrich | Plas-Labs desiccator cabinet, amber acrylic |  | ,,,, | Desiccator Cabinets , Desiccators and Desiccants , Labware |  | Plas-Labs 860.5-CGA,12 in. × 12 in. × 6 in.,includes: 2 perforated shelves | , |  |  | Plas-Labs 860.5-CGA,12 in. × 12 in. × 6 in.,includes: 2 perforated shelves
,model 860-CGA, W × D × H 12 in. × 12 in. × 12 in.,,,,, | PL860-CGA |  | Aldrich | Plas-Labs desiccator cabinet, amber acrylic |  | ,,,, | Desiccator Cabinets , Desiccators and Desiccants , Labware |  | Plas-Labs 860-CGA,12 in. × 12 in. × 12 in.,includes: 2 perforated shelves | , |  |  | Plas-Labs 860-CGA,12 in. × 12 in. × 12 in.,includes: 2 perforated shelves
,model 861-CGA, W × D × H 12 in. × 12 in. × 24 in.,,,,, | PL861-CGA |  | Aldrich | Plas-Labs desiccator cabinet, amber acrylic |  | ,,,, | Desiccator Cabinets , Desiccators and Desiccants , Labware |  | Plas-Labs 861-CGA,12 in. × 12 in. × 24 in.,includes: 4 perforated shelves, 2/chamber, 2 doors | , |  |  | Plas-Labs 861-CGA,12 in. × 12 in. × 24 in.,includes: 4 perforated shelves, 2/chamber, 2 doors
,model 862-CGA, W × D × H 18 in. × 18 in. × 18 in.,,,,, | PL862-CGA |  | Aldrich | Plas-Labs desiccator cabinet, amber acrylic |  | ,,,, | Desiccator Cabinets , Desiccators and Desiccants , Labware |  | Plas-Labs 862-CGA,18 in. × 18 in. × 18 in.,includes: 4 perforated shelves, 2/chamber, 2 doors | , |  |  | Plas-Labs 862-CGA,18 in. × 18 in. × 18 in.,includes: 4 perforated shelves, 2/chamber, 2 doors
,model 863-CGA, W × D × H 24 in. × 18 in. × 24 in.,,,,, | PL863-CGA |  | Aldrich | Plas-Labs desiccator cabinet, amber acrylic |  | ,,,, | Desiccator Cabinets , Desiccators and Desiccants , Labware |  | Plas-Labs 863-CGA,24 in. × 18 in. × 24 in.,includes: 4 perforated shelves, 2/chamber, 2 doors | , |  |  | Plas-Labs 863-CGA,24 in. × 18 in. × 24 in.,includes: 4 perforated shelves, 2/chamber, 2 doors
,model 860.5-CG, W × D × H 12 in. × 12 in. × 6 in.,,,,, | PL860.5-CG |  | Aldrich | Plas-Labs desiccator cabinet, clear acrylic |  | ,,,, | Desiccator Cabinets , Desiccators and Desiccants , Labware |  | Plas-Labs 860.5-CG,12 in. × 12 in. × 6 in.,includes: 2 perforated shelves | , |  |  | Plas-Labs 860.5-CG,12 in. × 12 in. × 6 in.,includes: 2 perforated shelves
,model 860-CG, W × D × H 12 in. × 12 in. × 12 in.,,,,, | PL860-CG |  | Aldrich | Plas-Labs desiccator cabinet, clear acrylic |  | ,,,, | Desiccator Cabinets , Desiccators and Desiccants , Labware |  | Plas-Labs 860-CG,12 in. × 12 in. × 12 in.,includes: 2 perforated shelves | , |  |  | Plas-Labs 860-CG,12 in. × 12 in. × 12 in.,includes: 2 perforated shelves
,model 861-CG, W × D × H 12 in. × 12 in. × 24 in.,,,,, | PL861-CG |  | Aldrich | Plas-Labs desiccator cabinet, clear acrylic |  | ,,,, | Desiccator Cabinets , Desiccators and Desiccants , Labware |  | Plas-Labs 861-CG,12 in. × 12 in. × 24 in.,includes: 4 perforated shelves, 2/chamber, 2 doors | , |  |  | Plas-Labs 861-CG,12 in. × 12 in. × 24 in.,includes: 4 perforated shelves, 2/chamber, 2 doors
,model 862-CG, W × D × H 18 in. × 18 in. × 18 in.,,,,, | PL862-CG |  | Aldrich | Plas-Labs desiccator cabinet, clear acrylic |  | ,,,, | Desiccator Cabinets , Desiccators and Desiccants , Labware |  | Plas-Labs 862-CG,18 in. × 18 in. × 18 in.,includes: 4 perforated shelves, 2/chamber, 2 doors | , |  |  | Plas-Labs 862-CG,18 in. × 18 in. × 18 in.,includes: 4 perforated shelves, 2/chamber, 2 doors
,model 863-CG, W × D × H 24 in. × 18 in. × 24 in.,,,,, | PL863-CG |  | Aldrich | Plas-Labs desiccator cabinet, clear acrylic |  | ,,,, | Desiccator Cabinets , Desiccators and Desiccants , Labware |  | Plas-Labs 863-CG,24 in. × 18 in. × 24 in.,includes: 4 perforated shelves, 2/chamber, 2 doors | , |  |  | Plas-Labs 863-CG,24 in. × 18 in. × 24 in.,includes: 4 perforated shelves, 2/chamber, 2 doors
,model 860/8-CG, clear acrylic, W × D × H 48 in. × 24 in. × 62 in.,,,,, | PL860/8-CG |  | Aldrich | Plas-Labs multiple cubicle desiccator |  | ,,,, | Desiccator Cabinets , Desiccators and Desiccants , Labware |  | Plas-Labs 860/8-CG,48 in. × 24 in. × 62 in.,clear acrylic,includes: 2 perforated shelves/chamber, 8 chambers, SS support cart | , |  |  | Plas-Labs 860/8-CG,48 in. × 24 in. × 62 in.,clear acrylic,includes: 2 perforated shelves/chamber, 8 chambers, SS support cart
,standard model, includes two removable shelves,,,,, | BAF430001010 |  | Aldrich | Scienceware ® grande desiccator |  | ,,,, | Desiccator Cabinets , Desiccators and Desiccants , Labware |  | pkg of 1 ea,Bel-Art, F43000-1010 | , |  |  | pkg of 1 ea,Bel-Art, F43000-1010
,automatic model, includes two removable shelves,,,,, | BAF430201010 |  | Aldrich | Scienceware ® grande desiccator |  | ,,,, | Desiccator Cabinets , Desiccators and Desiccants , Labware |  | pkg of 1 ea,120 V,Bel-Art, F43020-1010 | , |  |  | pkg of 1 ea,120 V,Bel-Art, F43020-1010
,gas purge model, includes two removable shelves,,,,, | BAF430101010 |  | Aldrich | Scienceware ® grande desiccator |  | ,,,, | Desiccator Cabinets , Desiccators and Desiccants , Labware |  | pkg of 1 ea,Bel-Art, F43010-1010 | , |  |  | pkg of 1 ea,Bel-Art, F43010-1010
,fits all cabinet vacuum desiccators, pack of 1 ea,,,,, | BAH942404002 |  | Aldrich | Scienceware ® Lab Companion ™ 3-way valve |  | ,,,, | Desiccator Cabinets , Desiccators and Desiccants , Labware |  | pack of 1 ea,Bel-Art, H94240-4002,connects to 1 / 4 in. tubing | , |  |  | pack of 1 ea,Bel-Art, H94240-4002,connects to 1 / 4 in. tubing
,model 2.0, square profile, clear, AC input 120 V,,,,, | Z553778 |  | Aldrich | Scienceware ® Secador ® auto-desiccator cabinet |  | ,,,, | Bel-Art , Bel-Art Desiccation Supplies , Desiccator Cabinets , Desiccators and Desiccants , Labware , Manufacturer Browser , Secador auto-desiccator cabinet |  | Can be stacked three high,Bel-Art, F42072-1115,clear,CSA approved,31.4 cm × 34.1 cm × 41.4 cm,21.3 cm × 22.5 cm | , |  |  | Can be stacked three high,Bel-Art, F42072-1115,clear,CSA approved,31.4 cm × 34.1 cm × 41.4 cm,21.3 cm × 22.5 cm
,model 2.0, vertical profile, amber, AC input 120 V,,,,, | Z566799 |  | Aldrich | Scienceware ® Secador ® auto-desiccator cabinet |  | ,,,, | Desiccator Cabinets , Desiccators and Desiccants , Labware |  | amber,Bel-Art, F42072-1118,31.4 cm × 34.1 cm × 41.4 cm,CSA approved,21.3 cm × 22.5 cm | , |  |  | amber,Bel-Art, F42072-1118,31.4 cm × 34.1 cm × 41.4 cm,CSA approved,21.3 cm × 22.5 cm
,model 3.0, vertical profile, clear, AC input 120 V,,,,, | Z553794 |  | Aldrich | Scienceware ® Secador ® auto-desiccator cabinet |  | ,,,, | Bel-Art , Bel-Art Desiccation Supplies , Desiccator Cabinets , Desiccators and Desiccants , Labware , Manufacturer Browser , Secador auto-desiccator cabinet |  | Can be stacked three high,Bel-Art, F42073-1115,clear,CSA approved,41.7 cm × 34.1 cm × 41.4 cm,31.2 cm × 22.5 cm | , |  |  | Can be stacked three high,Bel-Art, F42073-1115,clear,CSA approved,41.7 cm × 34.1 cm × 41.4 cm,31.2 cm × 22.5 cm
,model 3.0, vertical profile, amber, AC input 120 V,,,,, | Z566802 |  | Aldrich | Scienceware ® Secador ® auto-desiccator cabinet |  | ,,,, | Desiccator Cabinets , Desiccators and Desiccants , Labware |  | amber,Bel-Art, F42073-1118,41.7 cm × 34.1 cm × 41.4 cm,CSA approved,31.2 cm × 22.5 cm | , |  |  | amber,Bel-Art, F42073-1118,41.7 cm × 34.1 cm × 41.4 cm,CSA approved,31.2 cm × 22.5 cm
,model 4.0, horizontal profile, blue end caps, AC input 120 V,,,,, | Z553395 |  | Aldrich | Scienceware ® Secador ® auto-desiccator cabinet |  | ,,,, | Bel-Art , Bel-Art Desiccation Supplies , Desiccator Cabinets , Desiccators and Desiccants , Labware , Manufacturer Browser , Secador auto-desiccator cabinet |  | Can be stacked three high,Bel-Art, F42074-0116,blue end caps,CSA approved,31.4 cm × 51.8 cm × 41.4 cm,22.5 cm × 41.7 cm | , |  |  | Can be stacked three high,Bel-Art, F42074-0116,blue end caps,CSA approved,31.4 cm × 51.8 cm × 41.4 cm,22.5 cm × 41.7 cm
,model 4.0, vertical profile, blue end caps, AC input 120 V,,,,, | Z553239 |  | Aldrich | Scienceware ® Secador ® auto-desiccator cabinet |  | ,,,, | Desiccator Cabinets , Desiccators and Desiccants , Labware |  | Can be stacked two high,Bel-Art, F42074-1116,blue end caps,CSA approved,51.8 cm × 34.1 cm × 41.4 cm,41.7 cm × 22.5 cm | , |  |  | Can be stacked two high,Bel-Art, F42074-1116,blue end caps,CSA approved,51.8 cm × 34.1 cm × 41.4 cm,41.7 cm × 22.5 cm
,model 4.0, vertical profile, amber, AC input 120 V,,,,, | Z566810 |  | Aldrich | Scienceware ® Secador ® auto-desiccator cabinet |  | ,,,, | Desiccator Cabinets , Desiccators and Desiccants , Labware |  | amber,Bel-Art, F42074-1118,51.8 cm × 34.1 cm × 41.4 cm,CSA approved,41.7 cm × 22.5 cm | , |  |  | amber,Bel-Art, F42074-1118,51.8 cm × 34.1 cm × 41.4 cm,CSA approved,41.7 cm × 22.5 cm
,model 2.0, square profile, clear, AC input 230 V, CE compliant,,,,, | Z692492 |  | Aldrich | Scienceware ® Secador ® auto-desiccator cabinet |  | ,,,, | Desiccator Cabinets , Desiccators and Desiccants , Labware |  | clear,Bel-Art, F42072-1220,31.4 cm × 34.4 cm × 41.4 cm,CE compliant,21.3 cm × 22.5 cm | , |  |  | clear,Bel-Art, F42072-1220,31.4 cm × 34.4 cm × 41.4 cm,CE compliant,21.3 cm × 22.5 cm
,model 2.0, square profile, amber, AC input 230 V, CE compliant,,,,, | Z692522 |  | Aldrich | Scienceware ® Secador ® auto-desiccator cabinet |  | ,,,, | Desiccator Cabinets , Desiccators and Desiccants , Labware |  | amber,Bel-Art, F42072-1228,31.4 cm × 34.1 cm × 41.4 cm,CE compliant,21.3 cm × 22.5 cm | , |  |  | amber,Bel-Art, F42072-1228,31.4 cm × 34.1 cm × 41.4 cm,CE compliant,21.3 cm × 22.5 cm
,model 3.0, vertical profile, clear, AC input 230 V, CE compliant,,,,, | Z692506 |  | Aldrich | Scienceware ® Secador ® auto-desiccator cabinet |  | ,,,, | Desiccator Cabinets , Desiccators and Desiccants , Labware |  | clear,Bel-Art, F42073-1220,41.7 cm × 34.1 cm × 41.4 cm,CE compliant,31.2 cm × 22.5 cm | , |  |  | clear,Bel-Art, F42073-1220,41.7 cm × 34.1 cm × 41.4 cm,CE compliant,31.2 cm × 22.5 cm
,model 3.0, vertical profile, amber, AC input 230 V, CE compliant,,,,, | Z692530 |  | Aldrich | Scienceware ® Secador ® auto-desiccator cabinet |  | ,,,, | Desiccator Cabinets , Desiccators and Desiccants , Labware |  | amber,Bel-Art, F42073-1228,41.7 cm × 34.1 cm × 41.4 cm,CE compliant,31.2 cm × 22.5 cm | , |  |  | amber,Bel-Art, F42073-1228,41.7 cm × 34.1 cm × 41.4 cm,CE compliant,31.2 cm × 22.5 cm
,model 4.0, vertical profile, clear, AC input 230 V, CE compliant,,,,, | Z692514 |  | Aldrich | Scienceware ® Secador ® auto-desiccator cabinet |  | ,,,, | Desiccator Cabinets , Desiccators and Desiccants , Labware |  | clear,Bel-Art, F42074-1220,51.8 cm × 34.1 cm × 41.4 cm,CE compliant,41.7 cm × 22.5 cm | , |  |  | clear,Bel-Art, F42074-1220,51.8 cm × 34.1 cm × 41.4 cm,CE compliant,41.7 cm × 22.5 cm
,model 4.0, vertical profile, amber, AC input 230 V, CE compliant,,,,, | Z692549 |  | Aldrich | Scienceware ® Secador ® auto-desiccator cabinet |  | ,,,, | Desiccator Cabinets , Desiccators and Desiccants , Labware |  | amber,Bel-Art, F42074-1228,51.8 cm × 34.1 cm × 41.4 cm,CE compliant,41.7 cm × 22.5 cm | , |  |  | amber,Bel-Art, F42074-1228,51.8 cm × 34.1 cm × 41.4 cm,CE compliant,41.7 cm × 22.5 cm
,model 1.0, horizontal profile, clear,,,,, | Z553255 |  | Aldrich | Scienceware ® Secador ® desiccator cabinet |  | ,,,, | Bel-Art , Bel-Art Desiccation Supplies , Desiccator Cabinets , Desiccators and Desiccants , Labware , Manufacturer Browser , Secador desiccator cabinet |  | Bel-Art, F42071-0000,model 1.0,clear,Can be stacked three high.,21.3 cm × 34.1 cm × 41 cm,11.4 cm × 22.5 cm | , |  |  | Bel-Art, F42071-0000,model 1.0,clear,Can be stacked three high.,21.3 cm × 34.1 cm × 41 cm,11.4 cm × 22.5 cm
,model 1.0, horizontal profile, blue end caps,,,,, | Z553263 |  | Aldrich | Scienceware ® Secador ® desiccator cabinet |  | ,,,, | Bel-Art , Bel-Art Desiccation Supplies , Desiccator Cabinets , Desiccators and Desiccants , Labware , Manufacturer Browser , Secador desiccator cabinet |  | Bel-Art, F42071-0006,model 1.0,blue end caps,Can be stacked three high.,21.3 cm × 34.1 cm × 43 cm,11.4 cm × 22.5 cm | , |  |  | Bel-Art, F42071-0006,model 1.0,blue end caps,Can be stacked three high.,21.3 cm × 34.1 cm × 43 cm,11.4 cm × 22.5 cm
,model 1.0, horizontal profile, amber,,,,, | Z566756 |  | Aldrich | Scienceware ® Secador ® desiccator cabinet |  | ,,,, | Desiccator Cabinets , Desiccators and Desiccants , Labware |  | Bel-Art, F42071-0008,model 1.0,amber,Can be stacked three high.,21.3 cm × 34.1 cm × 41.4 cm,11.4 cm × 22.5 cm | , |  |  | Bel-Art, F42071-0008,model 1.0,amber,Can be stacked three high.,21.3 cm × 34.1 cm × 41.4 cm,11.4 cm × 22.5 cm
,model 2.0, horizontal profile, clear,,,,, | Z553786 |  | Aldrich | Scienceware ® Secador ® desiccator cabinet |  | ,,,, | Bel-Art , Bel-Art Desiccation Supplies , Desiccator Cabinets , Desiccators and Desiccants , Labware , Manufacturer Browser , Secador desiccator cabinet |  | Bel-Art, F42072-1000,model 2.0,clear,Can be stacked three high.,31.4 cm × 34.1 cm × 41.4 cm,12.4 in. × 13.4 in. × 16.3 in.,21.3 cm × 22.5 cm | , |  |  | Bel-Art, F42072-1000,model 2.0,clear,Can be stacked three high.,31.4 cm × 34.1 cm × 41.4 cm,12.4 in. × 13.4 in. × 16.3 in.,21.3 cm × 22.5 cm
,model 2.0, horizontal profile, amber,,,,, | Z566764 |  | Aldrich | Scienceware ® Secador ® desiccator cabinet |  | ,,,, | Desiccator Cabinets , Desiccators and Desiccants , Labware |  | Bel-Art, 42072-1008,model 2.0,amber,Can be stacked three high.,31.4 cm × 34.1 cm × 41.4 cm,21.3 cm × 22.5 cm | , |  |  | Bel-Art, 42072-1008,model 2.0,amber,Can be stacked three high.,31.4 cm × 34.1 cm × 41.4 cm,21.3 cm × 22.5 cm
,model 3.0, vertical profile, clear,,,,, | Z553808 |  | Aldrich | Scienceware ® Secador ® desiccator cabinet |  | ,,,, | Bel-Art , Bel-Art Desiccation Supplies , Desiccator Cabinets , Desiccators and Desiccants , Labware , Manufacturer Browser , Secador desiccator cabinet |  | Bel-Art, F42073-1000,model 3.0,clear,Can be stacked three high.,41.7 cm × 34.1 cm × 41.4 cm,16.4 in. × 13.4 in. × 16.3 in.,31.2 cm × 22.5 cm | , |  |  | Bel-Art, F42073-1000,model 3.0,clear,Can be stacked three high.,41.7 cm × 34.1 cm × 41.4 cm,16.4 in. × 13.4 in. × 16.3 in.,31.2 cm × 22.5 cm
,model 3.0, vertical profile, amber,,,,, | Z566772 |  | Aldrich | Scienceware ® Secador ® desiccator cabinet |  | ,,,, | Desiccator Cabinets , Desiccators and Desiccants , Labware |  | Bel-Art, F42073-1008,model 3.0,amber,Can be stacked three high.,41.7 cm × 34.1 cm × 41.4 cm,31.2 cm × 22.5 cm | , |  |  | Bel-Art, F42073-1008,model 3.0,amber,Can be stacked three high.,41.7 cm × 34.1 cm × 41.4 cm,31.2 cm × 22.5 cm
,model 4.0, horizontal profile, clear,,,,, | Z553247 |  | Aldrich | Scienceware ® Secador ® desiccator cabinet |  | ,,,, | Bel-Art , Bel-Art Desiccation Supplies , Desiccator Cabinets , Desiccators and Desiccants , Labware , Manufacturer Browser , Secador desiccator cabinet |  | Bel-Art, F42074-0000,model 4.0,clear,Can be stacked three high.,34.1 cm × 51.8 cm × 41.4 cm,22.5 cm × 41.7 cm | , |  |  | Bel-Art, F42074-0000,model 4.0,clear,Can be stacked three high.,34.1 cm × 51.8 cm × 41.4 cm,22.5 cm × 41.7 cm
,model 4.0, vertical profile, clear,,,,, | Z553220 |  | Aldrich | Scienceware ® Secador ® desiccator cabinet |  | ,,,, | Bel-Art , Bel-Art Desiccation Supplies , Desiccator Cabinets , Desiccators and Desiccants , Labware , Manufacturer Browser , Secador desiccator cabinet |  | Bel-Art, F42074-1000,model 4.0,clear,Can be stacked two high.,51.8 cm × 34.1 cm × 41.4 cm,20.4 in. × 13.4 in. × 16.3 in.,41.7 cm × 22.5 cm | , |  |  | Bel-Art, F42074-1000,model 4.0,clear,Can be stacked two high.,51.8 cm × 34.1 cm × 41.4 cm,20.4 in. × 13.4 in. × 16.3 in.,41.7 cm × 22.5 cm
,model 4.0, vertical profile, amber,,,,, | Z566780 |  | Aldrich | Scienceware ® Secador ® desiccator cabinet |  | ,,,, | Desiccator Cabinets , Desiccators and Desiccants , Labware |  | Bel-Art, F42074-1008,model 4.0,amber,Can be stacked two high.,51.8 cm × 34.1 cm × 41.4 cm,41.7 cm × 22.5 cm | , |  |  | Bel-Art, F42074-1008,model 4.0,amber,Can be stacked two high.,51.8 cm × 34.1 cm × 41.4 cm,41.7 cm × 22.5 cm
,pkg of 1 ea,,,,, | BAF420110000 |  | Aldrich | Scienceware ® Secador ® refrigerator ready desiccator |  | ,,,, | Desiccator Cabinets , Desiccators and Desiccants , Labware |  | pkg of 1 ea,Bel-Art, F42011-0000,24.8 cm (9 3/4 in.) × 35.6 cm (14 in.) × 19.7 cm (7 3/4 in.),13.5 cm (5 1/4 in.) , with shelf,25.4 cm (10 in.) × 38.1 cm (15 in.) × 21.6 cm (8 1/2 in.) | , |  |  | pkg of 1 ea,Bel-Art, F42011-0000,24.8 cm (9 3/4 in.) × 35.6 cm (14 in.) × 19.7 cm (7 3/4 in.),13.5 cm (5 1/4 in.) , with shelf,25.4 cm (10 in.) × 38.1 cm (15 in.) × 21.6 cm (8 1/2 in.)
,five cabinets may be stacked,,,,, | Z167959 |  | Aldrich | Scienceware ® stackable desiccator cabinet |  | ,,,, | Bel-Art , Bel-Art Desiccation Supplies , Desiccator Cabinets , Desiccators and Desiccants , Labware , Manufacturer Browser , Scienceware stackable desiccator |  | Bel-Art, H42053-0001,10 in. × 10 in. × 10 in.,9 in. × 8 in. | , |  |  | Bel-Art, H42053-0001,10 in. × 10 in. × 10 in.,9 in. × 8 in.
,contains two adjustable shelves with vent holes, a door-mounted hygrometer dial, and door gaskets,,,,, | Z167967 |  | Aldrich | Scienceware ® tall auto-desiccator cabinet |  | ,,,, | Bel-Art , Bel-Art Desiccation Supplies , Desiccator Cabinets , Desiccators and Desiccants , Labware , Manufacturer Browser , Scienceware auto-desiccator cabinet |  | Bel-Art, H42056-1003,120 V,CSA approved: No,10 in. × 17 1/4 in.,6 watts,12 1/2 in. × 15 1/4 in. × 20 in. | , |  |  | Bel-Art, H42056-1003,120 V,CSA approved: No,10 in. × 17 1/4 in.,6 watts,12 1/2 in. × 15 1/4 in. × 20 in.
,,,,,, | Z564664 |  | Aldrich | Secador ® Techni-Dome ® vacuum desiccator |  | ,,,, | Desiccator Cabinets , Desiccators and Desiccants , Labware |  | Bel-Art, F42029-0000,polycarbonate | , |  |  | Bel-Art, F42029-0000,polycarbonate
,,,,,, | BAF430000001 |  | Aldrich | Shelf set for Scienceware ® Grande desiccator |  | ,,,, | Desiccator Cabinets , Desiccators and Desiccants , Labware |  | Bel-Art | , |  |  | Bel-Art
,size small,,,,, | Z222984 |  | Aldrich | Stainless steel desiccator cabinet |  | ,,,, | Desiccator Cabinets , Desiccators and Desiccants , Labware |  | 31.8 cm × 31.1 cm × 31.1 cm,29.2 cm × 25.4 cm × 30.5 cm,small | , |  |  | 31.8 cm × 31.1 cm × 31.1 cm,29.2 cm × 25.4 cm × 30.5 cm,small
,size large,,,,, | Z222992 |  | Aldrich | Stainless steel desiccator cabinet |  | ,,,, | Desiccator Cabinets , Desiccators and Desiccants , Labware |  | 41.9 cm × 58.4 cm × 57.2 cm,40 cm × 50.2 cm × 55.2 cm,large | , |  |  | 41.9 cm × 58.4 cm × 57.2 cm,40 cm × 50.2 cm × 55.2 cm,large
,volume 11 L, clear polycarbonate, pkg of 1 ea,,,,, | BAF424004001 |  | Aldrich | Scienceware ® Lab Companion ™ cabinet vacuum desiccator |  | ,,,, | Desiccator Cabinets , Desiccators and Desiccants , Labware |  | Bel-Art, F42400-4001,12 5/8 in. × 11 1/4 in. × 10 5/8 in.,clear polycarbonate,pkg of 1 ea,11 L,8 1/8 in. × 9 3/8 in. | , |  |  | Bel-Art, F42400-4001,12 5/8 in. × 11 1/4 in. × 10 5/8 in.,clear polycarbonate,pkg of 1 ea,11 L,8 1/8 in. × 9 3/8 in.
,volume 11 L, amber polycarbonate, pkg of 1 ea,,,,, | BAF424004101 |  | Aldrich | Scienceware ® Lab Companion ™ cabinet vacuum desiccator |  | ,,,, | Desiccator Cabinets , Desiccators and Desiccants , Labware |  | Bel-Art, F42400-4001,12 5/8 in. × 11 1/4 in. × 10 5/8 in.,amber polycarbonate,pkg of 1 ea,11 L,8 1/8 in. × 9 3/8 in. | , |  |  | Bel-Art, F42400-4001,12 5/8 in. × 11 1/4 in. × 10 5/8 in.,amber polycarbonate,pkg of 1 ea,11 L,8 1/8 in. × 9 3/8 in.
,volume 23 L, clear polycarbonate, pkg of 1 ea,,,,, | BAF424004021 |  | Aldrich | Scienceware ® Lab Companion ™ cabinet vacuum desiccator |  | ,,,, | Desiccator Cabinets , Desiccators and Desiccants , Labware |  | Bel-Art, F42400-4021,16 1/2 in. × 15 5/8 in. × 11 in.,clear polycarbonate,pkg of 1 ea,23 L,11 5/8 in. × 9 5/8 in. | , |  |  | Bel-Art, F42400-4021,16 1/2 in. × 15 5/8 in. × 11 in.,clear polycarbonate,pkg of 1 ea,23 L,11 5/8 in. × 9 5/8 in.
,volume 23 L, amber polycarbonate, pkg of 1 ea,,,,, | BAF424004121 |  | Aldrich | Scienceware ® Lab Companion ™ cabinet vacuum desiccator |  | ,,,, | Desiccator Cabinets , Desiccators and Desiccants , Labware |  | Bel-Art, F42400-4121,16 1/2 in. × 15 5/8 in. × 11 in.,amber polycarbonate,pkg of 1 ea,23 L,11 5/8 in. × 9 5/8 in. | , |  |  | Bel-Art, F42400-4121,16 1/2 in. × 15 5/8 in. × 11 in.,amber polycarbonate,pkg of 1 ea,23 L,11 5/8 in. × 9 5/8 in.
,volume 35 L, clear polycarbonate, pkg of 1 ea,,,,, | BAF424004011 |  | Aldrich | Scienceware ® Lab Companion ™ cabinet vacuum desiccator |  | ,,,, | Desiccator Cabinets , Desiccators and Desiccants , Labware |  | Bel-Art, F42400-4011,16 1/2 in. × 15 5/8 in. × 15 in.,clear polycarbonate,pkg of 1 ea,35 L,11 5/8 in. × 13 5/8 in. | , |  |  | Bel-Art, F42400-4011,16 1/2 in. × 15 5/8 in. × 15 in.,clear polycarbonate,pkg of 1 ea,35 L,11 5/8 in. × 13 5/8 in.
,volume 35 L, amber polycarbonate, pkg of 1 ea,,,,, | BAF424004111 |  | Aldrich | Scienceware ® Lab Companion ™ cabinet vacuum desiccator |  | ,,,, | Desiccator Cabinets , Desiccators and Desiccants , Labware |  | Bel-Art, F42400-4111,16 1/2 in. × 15 5/8 in. × 15 in.,amber polycarbonate,pkg of 1 ea,35 L,11 5/8 in. × 13 5/8 in. | , |  |  | Bel-Art, F42400-4111,16 1/2 in. × 15 5/8 in. × 15 in.,amber polycarbonate,pkg of 1 ea,35 L,11 5/8 in. × 13 5/8 in.
,volume 45 L, clear polycarbonate, pkg of 1 ea,,,,, | BAF424004031 |  | Aldrich | Scienceware ® Lab Companion ™ cabinet vacuum desiccator |  | ,,,, | Desiccator Cabinets , Desiccators and Desiccants , Labware |  | Bel-Art, F42400-4031,16 1/2 in. × 15 5/8 in. × 19 3/8 in.,clear polycarbonate,pkg of 1 ea,45 L,11 5/8 in. × 17 1/2 in. | , |  |  | Bel-Art, F42400-4031,16 1/2 in. × 15 5/8 in. × 19 3/8 in.,clear polycarbonate,pkg of 1 ea,45 L,11 5/8 in. × 17 1/2 in.
,volume 45 L, amber polycarbonate, pkg of 1 ea,,,,, | BAF424004131 |  | Aldrich | Scienceware ® Lab Companion ™ cabinet vacuum desiccator |  | ,,,, | Desiccator Cabinets , Desiccators and Desiccants , Labware |  | Bel-Art, F42400-4131,16 1/2 in. × 15 5/8 in. × 19 3/8 in.,amber polycarbonate,pkg of 1 ea,45 L,11 5/8 in. × 17 1/2 in. | , |  |  | Bel-Art, F42400-4131,16 1/2 in. × 15 5/8 in. × 19 3/8 in.,amber polycarbonate,pkg of 1 ea,45 L,11 5/8 in. × 17 1/2 in.
,fits 11 L cabinet vacuum desiccators, pack of 1 ea,,,,, | BAH942404004 |  | Aldrich | Scienceware ® Lab Companion ™ perforated shelf |  | ,,,, | Desiccator Cabinets , Desiccators and Desiccants , Labware |  | pack of 1 ea,Bel-Art, H94240-4004 | , |  |  | pack of 1 ea,Bel-Art, H94240-4004
,fits 23 L, 35 L, 45 L cabinet vacuum desiccators, pack of 1 ea,,,,, | BAH942404003 |  | Aldrich | Scienceware ® Lab Companion ™ perforated shelf |  | ,,,, | Desiccator Cabinets , Desiccators and Desiccants , Labware |  | pack of 1 ea,Bel-Art, H94240-4003 | , |  |  | pack of 1 ea,Bel-Art, H94240-4003
,capacity 1.75 L, L × W × H 11 in. × 7 in. × 1 1/2 in.,,,,, | CLS31757 |  | Aldrich | Pyrex ® glass drying trays |  | ,,,, | Corning , Corning Dishes , Corning Glass Dishes , Desiccators and Desiccants , Drying Trays , Labware , Manufacturer Browser , Pyrex glass drying trays |  | pkg of 4 ea,Corning, 3175-7,11 in. × 7 in. × 1 1/2 in.,borosilicate glass,1.75 L | , |  |  | pkg of 4 ea,Corning, 3175-7,11 in. × 7 in. × 1 1/2 in.,borosilicate glass,1.75 L
,capacity 2 L, L × W × H 8 in. × 8 in. × 2 in.,,,,, | CLS31758 |  | Aldrich | Pyrex ® glass drying trays |  | ,,,, | Corning , Corning Dishes , Corning Glass Dishes , Desiccators and Desiccants , Drying Trays , Labware , Manufacturer Browser , Pyrex glass drying trays |  | pkg of 4 ea,Corning, 3175-8,8 in. × 8 in. × 2 in.,borosilicate glass,2 L | , |  |  | pkg of 4 ea,Corning, 3175-8,8 in. × 8 in. × 2 in.,borosilicate glass,2 L
,capacity 3.5 L, L × W × H 15 in. × 10 in. × 2 in.,,,,, | CLS317510 |  | Aldrich | Pyrex ® glass drying trays |  | ,,,, | Corning , Corning Dishes , Corning Glass Dishes , Desiccators and Desiccants , Drying Trays , Labware , Manufacturer Browser , Pyrex glass drying trays |  | pkg of 4 ea,Corning, 3175-10,15 in. × 10 in. × 2 in.,borosilicate glass,3.5 L | , |  |  | pkg of 4 ea,Corning, 3175-10,15 in. × 10 in. × 2 in.,borosilicate glass,3.5 L
,top W × L × H 305 mm × 457 mm × 72 mm,,,,, | CLS317012 |  | Aldrich | Pyrex ® heavy wall drying tray |  | ,,,, | Corning , Corning Dishes , Corning Glass Dishes , Desiccators and Desiccants , Drying Trays , Labware , Manufacturer Browser , Pyrex heavy wall drying tray |  | Corning, 3170-12,305 mm × 457 mm × 72 mm,borosilicate glass | , |  |  | Corning, 3170-12,305 mm × 457 mm × 72 mm,borosilicate glass
,rolled bead, L × W × H 10 in. × 6.5 in. × 0.75 in.,,,,, | Z765759 |  | Aldrich | Stainless steel drying trays |  | ,,,, | Desiccators and Desiccants , Drying Trays , Labware |  | Polarware, 10F,10 in. × 6.5 in. × 0.75 in. | , |  |  | Polarware, 10F,10 in. × 6.5 in. × 0.75 in.
,rolled bead, L × W × H 13.7 in. × 9.2 in. × 0.75 in.,,,,, | Z155950 |  | Aldrich | Stainless steel drying trays |  | ,,,, | Desiccators and Desiccants , Drying Trays , Labware |  | Polarware, 13F,13.7 in. × 9.2 in. × 0.75 in. | , |  |  | Polarware, 13F,13.7 in. × 9.2 in. × 0.75 in.
,rolled bead, L × W × H 15.1 in. × 10.6 in. × 0.75 in.,,,,, | Z155969 |  | Aldrich | Stainless steel drying trays |  | ,,,, | Desiccators and Desiccants , Drying Trays , Labware |  | Polarware, 15F,15.1 in. × 10.6 in. × 0.75 in. | , |  |  | Polarware, 15F,15.1 in. × 10.6 in. × 0.75 in.
,rolled bead, L × W × H 17 in. × 11.6 in. × 0.75 in.,,,,, | Z155977 |  | Aldrich | Stainless steel drying trays |  | ,,,, | Desiccators and Desiccants , Drying Trays , Labware |  | Polarware, 17F,17 in. × 11.6 in. × 0.75 in. | , |  |  | Polarware, 17F,17 in. × 11.6 in. × 0.75 in.
,rolled bead, L × W × H 19.1 in. × 12.6 in. × 0.75 in.,,,,, | Z155985 |  | Aldrich | Stainless steel drying trays |  | ,,,, | Desiccators and Desiccants , Drying Trays , Labware |  | Polarware, 19F,19.1 in. × 12.6 in. × 0.75 in. | , |  |  | Polarware, 19F,19.1 in. × 12.6 in. × 0.75 in.
,rolled bead, L × W × H 21.25 in. × 16.25 in. × 0.9 in.,,,,, | Z155993 |  | Aldrich | Stainless steel drying trays |  | ,,,, | Desiccators and Desiccants , Drying Trays , Labware |  | Polarware, 1520,21.25 in. × 16.25 in. × 0.9 in. | , |  |  | Polarware, 1520,21.25 in. × 16.25 in. × 0.9 in.
,flat flange, L × W × H 25 in. × 15 in. × 0.6 in.,,,,, | Z765740 |  | Aldrich | Stainless steel drying trays |  | ,,,, | Desiccators and Desiccants , Drying Trays , Labware |  | Polarware, 1525,25 in. × 15 in. × 0.6 in. | , |  |  | Polarware, 1525,25 in. × 15 in. × 0.6 in.
,flat flange, L × W × H 25 in. × 20 in. × 0.6 in.,,,,, | Z765767 |  | Aldrich | Stainless steel drying trays |  | ,,,, | Desiccators and Desiccants , Drying Trays , Labware |  | Polarware, 25F,25 in. × 20 in. × 0.6 in. | , |  |  | Polarware, 25F,25 in. × 20 in. × 0.6 in.
,pkg of 1 ea,,,,, | Z225096 |  | Aldrich | Scienceware ® mini-vacuum desiccator |  | ,,,, | Bel-Art , Bel-Art Desiccation Supplies , Bel-Art Vacuum Desiccators , Desiccators and Desiccants , Labware , Manufacturer Browser , Plastic Desiccators |  | pkg of 1 ea,Bel-Art, F41099-0000,4 in. × 2 7/16 in. | , |  |  | pkg of 1 ea,Bel-Art, F41099-0000,4 in. × 2 7/16 in.
,flange O.D. × I.D. 171 mm × 149 mm,,,,, | Z119008 |  | Aldrich | Scienceware ® vacuum desiccator | 32040700 | ,,,, | Bel-Art , Bel-Art Desiccation Supplies , Bel-Art Vacuum Desiccators , Desiccators and Desiccants , Labware , Manufacturer Browser , Plastic Desiccators |  | Bel-Art, F42010-0000,140 mm,122 mm,171 mm × 149 mm,206 mm | , |  |  | Bel-Art, F42010-0000,140 mm,122 mm,171 mm × 149 mm,206 mm
,flange O.D. × I.D. 230 mm × 197 mm,,,,, | Z119016 |  | Aldrich | Scienceware ® vacuum desiccator | 32040700 | ,,,, | Bel-Art , Bel-Art Desiccation Supplies , Bel-Art Vacuum Desiccators , Desiccators and Desiccants , Labware , Manufacturer Browser , Plastic Desiccators |  | Bel-Art, F42020-0000,190 mm,157 mm,230 mm × 197 mm,260 mm | , |  |  | Bel-Art, F42020-0000,190 mm,157 mm,230 mm × 197 mm,260 mm
,flange O.D. × I.D. 273 mm × 240 mm,,,,, | Z119024 |  | Aldrich | Scienceware ® vacuum desiccator | 32040700 | ,,,, | Bel-Art , Bel-Art Desiccation Supplies , Bel-Art Vacuum Desiccators , Desiccators and Desiccants , Labware , Manufacturer Browser , Plastic Desiccators |  | Bel-Art, F42025-0000,230 mm,199 mm,273 mm × 240 mm,311 mm | , |  |  | Bel-Art, F42025-0000,230 mm,199 mm,273 mm × 240 mm,311 mm
,volume 6 L, clear polycarbonate, pack of 1 ea,,,,, | BAF424002021 |  | Aldrich | Scienceware ® Lab Companion ™ round vacuum desiccator |  | ,,,, | Desiccators and Desiccants , Labware , Plastic Desiccators |  | pack of 1 ea,Bel-Art, F42400-2021,clear polycarbonate,6 L | , |  |  | pack of 1 ea,Bel-Art, F42400-2021,clear polycarbonate,6 L
,volume 6 L, amber polycarbonate (UV), pack of 1 ea,,,,, | BAF424002041 |  | Aldrich | Scienceware ® Lab Companion ™ round vacuum desiccator |  | ,,,, | Desiccators and Desiccants , Labware , Plastic Desiccators |  | pack of 1 ea,Bel-Art, F42400-2041,amber polycarbonate (UV),6 L | , |  |  | pack of 1 ea,Bel-Art, F42400-2041,amber polycarbonate (UV),6 L
,volume 10 L, clear polycarbonate, pack of 1 ea,,,,, | BAF424002121 |  | Aldrich | Scienceware ® Lab Companion ™ round vacuum desiccator |  | ,,,, | Desiccators and Desiccants , Labware , Plastic Desiccators |  | pack of 1 ea,Bel-Art, F42400-2121,clear polycarbonate,10 L | , |  |  | pack of 1 ea,Bel-Art, F42400-2121,clear polycarbonate,10 L
,volume 10 L, amber polycarbonate (UV),,,,, | BAF424002141 |  | Aldrich | Scienceware ® Lab Companion ™ round vacuum desiccator |  | ,,,, | Desiccators and Desiccants , Labware , Plastic Desiccators |  | pack of 1 ea,Bel-Art, F42400-2141,amber polycarbonate (UV),10 L | , |  |  | pack of 1 ea,Bel-Art, F42400-2141,amber polycarbonate (UV),10 L
,volume 20 L, clear polycarbonate, pack of 1 ea,,,,, | BAF424002221 |  | Aldrich | Scienceware ® Lab Companion ™ round vacuum desiccator |  | ,,,, | Desiccators and Desiccants , Labware , Plastic Desiccators |  | pack of 1 ea,Bel-Art, F42400-2221,clear polycarbonate,20 L | , |  |  | pack of 1 ea,Bel-Art, F42400-2221,clear polycarbonate,20 L
,volume 20 L, amber polycarbonate (UV), pack of 1 ea,,,,, | BAF424002241 |  | Aldrich | Scienceware ® Lab Companion ™ round vacuum desiccator |  | ,,,, | Desiccators and Desiccants , Labware , Plastic Desiccators |  | pack of 1 ea,Bel-Art, F42400-2241,amber polycarbonate (UV),20 L | , |  |  | pack of 1 ea,Bel-Art, F42400-2241,amber polycarbonate (UV),20 L
,KD Scientific, 780550, AC input 110 - 220 V, US 3-pin plug,,,,, | Z759120 |  | Aldrich | KDS EZFlow 2010, flow rate syringe pump |  | ,,,, | KDS EZFlow syringe pumps , Labware , Pumps , Syringe Pumps |  | KD Scientific, 780550,120 mm × 335 mm × 142 mm,5-40 °C temp. range (41-104 °F),accuracy± 2.5%,2.5 kg | , |  |  | KD Scientific, 780550,120 mm × 335 mm × 142 mm,5-40 °C temp. range (41-104 °F),accuracy± 2.5%,2.5 kg
,AC input 110 - 220 V, US 3-pin plug,,,,, | Z759104 |  | Aldrich | KDS EZflow 2020, high rate infusion syringe pump |  | ,,,, | KDS EZFlow syringe pumps , Labware , Pumps , Syringe Pumps |  | KD Scientific, 780560,120 mm × 366 mm × 115 mm,5-40 °C temp. range (41-104 °F),accuracy± 20,1.8 kg | , |  |  | KD Scientific, 780560,120 mm × 366 mm × 115 mm,5-40 °C temp. range (41-104 °F),accuracy± 20,1.8 kg
,DC 4.5 V (3 AA batteries),,,,, | Z759147 |  | Aldrich | KDS EZFlow 2030 portable syringe pump |  | ,,,, | KDS EZFlow syringe pumps , Labware , Pumps , Syringe Pumps |  | KD Scientific, 780570,60 mm × 166 mm × 30 mm,accuracy± 2% | , |  |  | KD Scientific, 780570,60 mm × 166 mm × 30 mm,accuracy± 2%
,95%,B,,,MFCD05663888, | 754242 | 13675-18-8 | Aldrich | Tetrahydroxydiboron | (PDF) | 95%,,,143-148 °C, | Chemical Reagents , Boronic Acids and Derivatives , Borylation Reagents , Chemical Synthesis , Development Quantities for Research , Organometallic Reagents |  |  | , |  |  | 95%,143-148 °C
Catecholborane,98%,C,972072,205-991-5,MFCD00005846,24851357 | 188913 | 274-07-7 | Aldrich | 儿茶酚硼烷 | (PDF) | 98%,,50 °C/50 mmHg(lit.),2-8°C,1.125 g/mL at 25 °C(lit.) | Boranes , Boronic Acids and Derivatives , Borylation Reagents , Chemical Synthesis , Organometallic Reagents , Reduction , Synthetic Reagents |  | n 20/D 1.507(lit.) | , |  |  | 98%,1.125 g/mL at 25 °C(lit.),2-8°C,50 °C/50 mmHg(lit.),12 °C(lit.),n 20/D 1.507(lit.)
Catecholborane solution,1.0 M in THF,C,972072,,MFCD00005846,24853519 | 225762 | 274-07-7 | Aldrich | 儿茶酚硼烷 溶液 | (PDF) | ,,,2-8°C,0.958 g/mL at 25 °C | Boranes , Boronic Acids and Derivatives , Borylation Reagents , Chemical Synthesis , Organometallic Reagents , Reduction , Synthetic Reagents |  | 1.0 M in THF | , |  |  | 2-8°C,1.0 M in THF,0.958 g/mL at 25 °C
4,4,5,5- Tetramethyl- 1,3,2- dioxaborolane,97%,C,,,MFCD00674030,24884127 | 655856 | 25015-63-8 | Aldrich | 4,4,5,5- 四甲基- 1,3,2- 二杂氧戊硼烷 | (PDF) | 97%,,42-43 °C/50 mmHg(lit.),2-8°C,0.882 g/mL at 25 °C(lit.) | Boronic Acids and Derivatives , Borylation Reagents , Chemical Synthesis , Organometallic Reagents |  | n 20/D 1.396(lit.) | , |  |  | 2-8°C,42-43 °C/50 mmHg(lit.),0.882 g/mL at 25 °C(lit.),n 20/D 1.396(lit.),97%
4,6,6- Trimethyl- 1,3,2- dioxaborinane solution,1.0 M in dioxane,C,,,MFCD05663892, | 711438 |  | Aldrich | 4,6,6- 三甲基- 1,3,2- 二氧杂硼烷溶液 |  | ,,,2-8°C,1.008 g/mL at 25 °C | Boronic Acids and Derivatives , Borylation Reagents , Chemical Synthesis , Organometallic Reagents |  | 1.0 M in dioxane | , |  |  | 2-8°C,1.0 M in dioxane,1.008 g/mL at 25 °C
Bis(neopentyl glycolato)diboron,96%,C,,,MFCD02093062,24874048 | 518808 | 201733-56-4 | Aldrich | 双(新戊基乙二醇)二硼 | (PDF) | 96%,,,180.5-184.5 °C(lit.), | Boronic Acids and Derivatives , Borylation Reagents , Chemical Synthesis , Organometallic Reagents |  |  | , |  |  | 96%,180.5-184.5 °C(lit.)
Bis(catecholato) diboron,97%,C,,,MFCD09842343,24870892 | 473286 | 13826-27-2 | Aldrich | 双联邻苯二酚硼酸酯 | (PDF) | 97%,,,189-196 °C(lit.), | Boronic Acids and Derivatives , Borylation Reagents , Chemical Synthesis , Organometallic Reagents |  |  | , |  |  | 97%,189-196 °C(lit.)
Bis(hexylene glycolato)diboron,96%,C,,,MFCD06246008,24874501 | 525685 | 230299-21-5 | Aldrich | 双联(2-甲基-2,4-戊二醇)硼酸酯 |  | 96%,,,98-102 °C(lit.), | Boronic Acids and Derivatives , Borylation Reagents , Chemical Synthesis , Organometallic Reagents |  |  | , |  |  | 96%,98-102 °C(lit.)
Bis(pinacolato) diboron,99%,C,,,MFCD00799570,24870893 | 473294 | 73183-34-3 | Aldrich | 双联频哪醇硼酸酯 | (PDF) | 99%,,,137-140 °C(lit.), | Chemical Reagents , Boronic Acids and Derivatives , Borylation Reagents , Chemical Synthesis , Development Quantities for Research , Organometallic Reagents |  |  | , |  |  | 99%,137-140 °C(lit.)
2- (Hydroxymethyl) phenylboronic acid cyclic monoester,97%,C,,,MFCD01075677, | 682071 | 5735-41-1 | Aldrich | 2-(羟甲基)苯硼酸环状单酯 | (PDF) | 97%,,,95-100 °C, | Aryl Boronate Esters , Boronate Esters , Boronic Acids and Derivatives , Chemical Synthesis , Organometallic Reagents |  |  | , |  |  | 97%,95-100 °C
,,C,,,MFCD12405515, | RNI00011 |  | Aldrich | 2- (Iodomethyl) - 4,4,5,5- tetramethyl- 1,3,2- dioxaborolane |  | ,,,, | Alkyl Boronate Esters , Boronate Esters , Boronic Acids and Derivatives , Chemical Synthesis , Organometallic Reagents |  |  | ,
3-Pyridineboronic acid 1,3-propanediol ester,97%,C,,,MFCD01075749,24882430 | 631566 | 131534-65-1 | Aldrich | 吡啶-3-硼酸 1,3-丙二醇酯 |  | 97%,,,95-99 °C(lit.), | Boronate Esters , Boronic Acids and Derivatives , Chemical Synthesis , Heteroaryl Boronate Esters , Organometallic Reagents |  |  | , |  |  | 97%,95-99 °C(lit.)
,Aldrich CPR,C,,,MFCD13182122, | CBR01796 | 347389-74-6 | Aldrich | 2- Ethynyl- 4,4,5,5- tetramethyl- 1,3,2- dioxaborolane |  | ,,,, | Alkynyl Boronate Esters , Boronate Esters , Boronic Acids and Derivatives , Chemical Synthesis , Organometallic Reagents |  |  | ,
4-( trans - 2- Carboxyvinyl) phenylboronic acid,,C,,,MFCD01075704, | 720569 | 159896-15-8 | Aldrich | 4-(反式-2-羧基乙烯基)苯基硼酸 | (PDF) | ,,,2-8°C, | Aryl Boronate Esters , Aryl Boronic Acids , Boronate Esters , Boronic Acids , Boronic Acids and Derivatives , Chemical Synthesis , Monosubstituted Aryl Boronic Acids , Organometallic Reagents |  |  | , |  |  | 2-8°C,187-193 °C
1-Propylboronic acid catechol ester,97%,C,,,MFCD00799577,24870191 | 464511 | 40218-49-3 | Aldrich | 1-丙基硼酸儿茶酚酯 |  | 97%,,40-42 °C/0.05 mmHg(lit.),,1.052 g/mL at 25 °C(lit.) | Alkyl Boronate Esters , Boronate Esters , Boronic Acids and Derivatives , Chemical Synthesis , Organometallic Reagents |  | n 20/D 1.499(lit.) | , |  |  | 97%,40-42 °C/0.05 mmHg(lit.),n 20/D 1.499(lit.),1.052 g/mL at 25 °C(lit.)
,Aldrich CPR,C,,,MFCD02093958, | CDS000953 |  | Aldrich | 5- formyl- 4- methylthiophene- 2- boronic acid 1,3-propanediol ester |  | ,,,, | Boronate Esters , Boronic Acids and Derivatives , Chemical Synthesis , Heteroaryl Boronate Esters , Organometallic Reagents |  |  | ,
,Aldrich CPR,C,,,MFCD08669623, | CDS010136 |  | Aldrich | 1- (trifluoromethyl) vinylboronic acid hexylene glycol ester |  | ,,,, | Alkenyl Boronate Esters , Boronate Esters , Boronic Acids and Derivatives , Chemical Synthesis , Organometallic Reagents |  |  | ,
,95%,C,,,MFCD06657891, | 740837 | 928664-98-6 | Aldrich | 4-Isoxazoleboronic acid pinacol ester | (PDF) | 95%,,,2-8°C, | Boronate Esters , Boronic Acids and Derivatives , Chemical Synthesis , Heteroaryl Boronate Esters , Organometallic Reagents |  |  | , |  |  | 2-8°C,95%,110-115 °C
,Aldrich CPR,C,,,MFCD09743409, | CDS012599 |  | Aldrich | 1 H -Pyrazole-5-boronic acid pinacol ester |  | ,,,, | Boronate Esters , Boronic Acids and Derivatives , Chemical Synthesis , Heteroaryl Boronate Esters , Organometallic Reagents |  |  | ,
,Aldrich CPR,C,,,MFCD07368044, | CDS007131 |  | Aldrich | 3- (4,4,5,5- tetramethyl- 1,3,2- dioxaborolane) - pyrazole |  | ,,,, | Boronate Esters , Boronic Acids and Derivatives , Chemical Synthesis , Heteroaryl Boronate Esters , Organometallic Reagents |  |  | ,
4-Pyrazoleboronic acid pinacol ester,97%,(CH,,,MFCD03453063,24874465 | 525057 | 269410-08-4 | Aldrich | 4-吡唑硼酸频哪醇酯 | (PDF) | 97%,,,142-146 °C(lit.), | Boronate Esters , Boronic Acids and Derivatives , Chemical Synthesis , Heteroaryl Boronate Esters , Organometallic Reagents |  |  | , |  |  | 97%,142-146 °C(lit.)
3-Bromopropylboronic acid pinacol ester,,C,,,MFCD10567053, | 695858 | 124215-44-7 | Aldrich | 3-溴丙基硼酸频哪醇酯 |  | ,,74-80 °C/1.1 mmHg,,1.177 g/mL at 25 °C | Alkyl Boronate Esters , Boronate Esters , Boronic Acids and Derivatives , Chemical Synthesis , Organometallic Reagents |  | n 20/D 1.4559 | , |  |  | n 20/D 1.4559,74-80 °C/1.1 mmHg,1.177 g/mL at 25 °C
,Aldrich CPR,C,,,MFCD05663856, | CDS006098 |  | Aldrich | 2-isopropylboronic acid, pinacol ester |  | ,,,, | Alkyl Boronate Esters , Boronate Esters , Boronic Acids and Derivatives , Chemical Synthesis , Organometallic Reagents |  |  | ,
2-Cyanophenylboronic acid 1,3-propanediol ester,96%,C,,,MFCD04039012,24884003 | 653934 | 172732-52-4 | Aldrich | 2-氰基苯基硼酸1,3-丙二醇酯 | (PDF) | 96%,,,46-56 °C(lit.), | Aryl Boronate Esters , Boronate Esters , Boronic Acids and Derivatives , Chemical Synthesis , Organometallic Reagents |  |  | , |  |  | 96%,46-56 °C(lit.)
4- Bromo- 1- butylboronic acid catechol ester,96%,C,,,MFCD01863716,24873704 | 513687 | 142172-51-8 | Aldrich | 4-溴-1-丁基硼酸儿茶酚酯 |  | 96%,,,2-8°C, | Alkyl Boronate Esters , Boronate Esters , Boronic Acids and Derivatives , Chemical Synthesis , Organometallic Reagents |  | n 20/D 1.536(lit.) | , |  |  | 2-8°C,96%,n 20/D 1.536(lit.)
3- (Trifluoromethyl) - 1 H -pyrazole-4-boronic acid pinacol ester,97%,C,,,MFCD11501039, | 715441 | 1218790-40-9 | Aldrich | 3-三氟甲基-1 H -吡唑-4-硼酸频哪醇酯 | (PDF) | 97%,,,2-8°C, | Boronate Esters , Boronic Acids , Boronic Acids and Derivatives , Chemical Synthesis , Heteroaryl Boronate Esters , Heteroaryl Boronic Acids , Organometallic Reagents |  |  | , |  |  | 2-8°C,97%,151-155 °C
3-Pyridineboronic acid neopentylglycol ester,97%,C,,,MFCD03425979,24883211 | 642622 | 845885-86-1 | Aldrich | 3-吡啶硼酸新戊二醇酯 | (PDF) | 97%,,,92-96 °C(lit.), | Boronate Esters , Boronic Acids and Derivatives , Chemical Synthesis , Heteroaryl Boronate Esters , Organometallic Reagents |  |  | , |  |  | 97%,92-96 °C(lit.)
,Aldrich CPR,C,,,MFCD09952053, | CDS018000 |  | Aldrich | 4- (4,4,5,5- tetramethyl- 1,3,2- dioxaborolan- 2- yl) pyridazine |  | ,,,, | Boronate Esters , Boronic Acids and Derivatives , Chemical Synthesis , Heteroaryl Boronate Esters , Organometallic Reagents |  |  | ,
,Aldrich CPR,C,,,MFCD05663878, | CDS004652 |  | Aldrich | 2- (4,4,5,5- tetramethyl- 1,3,2- dioxaborolan- 2- yl) thiophene |  | ,,,, | Boronate Esters , Boronic Acids and Derivatives , Chemical Synthesis , Heteroaryl Boronate Esters , Organometallic Reagents |  |  | ,
,Aldrich CPR,C,,,MFCD05663893, | CDS003354 |  | Aldrich | 3- (4,4,5,5- tetramethyl- 1,3,2- dioxaborolan- 2- yl) thiophene |  | ,,,, | Boronate Esters , Boronic Acids and Derivatives , Chemical Synthesis , Heteroaryl Boronate Esters , Organometallic Reagents |  |  | ,
3-Furanboronic acid pinacol ester,98%,C,,,MFCD03453669,24880772 | 575054 | 248924-59-6 | Aldrich | 呋喃-3-硼酸频哪醇酯 |  | 98%,,,62-65 °C(lit.), | Boronate Esters , Boronic Acids and Derivatives , Chemical Synthesis , Heteroaryl Boronate Esters , Organometallic Reagents |  |  | , |  |  | 98%,62-65 °C(lit.)
,Aldrich CPR,C,,,MFCD10697442, | CDS008300 |  | Aldrich | 2- methylthiazole- 5- boronic acid pinacol ester |  | ,,,, | Boronate Esters , Boronic Acids and Derivatives , Chemical Synthesis , Heteroaryl Boronate Esters , Organometallic Reagents |  |  | ,
1-Methyl-1 H -pyrazole-5-boronic acid pinacol ester,97%,C,,,MFCD05861380, | 698628 | 847818-74-0 | Aldrich | 1-甲基-1 H -吡唑-5-硼酸频哪醇酯 | (PDF) | 97%,,,67-71 °C, | Boronate Esters , Boronic Acids and Derivatives , Chemical Synthesis , Heteroaryl Boronate Esters , Organometallic Reagents |  |  | , |  |  | 97%,67-71 °C
1- Methylpyrazole- 4- boronic acid pinacol ester,95%,C,,,MFCD03789259,24881568 | 595314 | 761446-44-0 | Aldrich | 1-甲基吡唑-4-硼酸频哪醇酯 |  | 95%,,,59-64 °C(lit.), | Boronate Esters , Boronic Acids and Derivatives , Chemical Synthesis , Heteroaryl Boronate Esters , Organometallic Reagents |  |  | , |  |  | 95%,59-64 °C(lit.)
3-Methyl-1 H -pyrazole-4-boronic acid pinacol ester,97%,C,,,MFCD08690235, | 706078 | 936250-20-3 | Aldrich | 3-甲基-1 H -吡唑-4-硼酸频哪醇酯 | (PDF) | 97%,,,129-134 °C, | Boronate Esters , Boronic Acids and Derivatives , Chemical Synthesis , Heteroaryl Boronate Esters , Organometallic Reagents |  |  | , |  |  | 97%,129-134 °C
,Aldrich CPR,C,,,MFCD18917040, | CBR01747 |  | Aldrich | 5- (5,5- Dimethyl- 1,3,2- dioxaborinan- 2- yl) - 1- ethyl- 1H- pyrazole |  | ,,,, | Boronate Esters , Boronic Acids and Derivatives , Chemical Synthesis , Heteroaryl Boronate Esters , Organometallic Reagents |  |  | ,
2,3- Dihydro- 5- furylboronic acid pinacol ester,97%,C,,,MFCD11656065, | 698571 | 1046812-02-5 | Aldrich | 2,3-二氢-5-呋喃基硼酸频哪醇酯 | (PDF) | 97%,,,2-8°C,1.018 g/mL at 25 °C | Boronate Esters , Boronic Acids and Derivatives , Chemical Synthesis , Heteroaryl Boronate Esters , Organometallic Reagents |  | n 20/D 1.467 | , |  |  | 2-8°C,97%,n 20/D 1.467,1.018 g/mL at 25 °C
3- Methoxy- 1- propyn- 1- ylboronic acid pinacol ester,96%,C,,,MFCD08705273,24885232 | 674710 | 634196-63-7 | Aldrich | 3-甲氧基-1-丙炔-1-基硼酸频哪醇酯 |  | 96%,,,2-8°C,0.982 g/mL at 25 °C | Alkynyl Boronate Esters , Boronate Esters , Boronic Acids and Derivatives , Chemical Synthesis , Organometallic Reagents |  | n 20/D 1.45 | , |  |  | 2-8°C,96%,n 20/D 1.45,0.982 g/mL at 25 °C
2- Methyl- 1- propenylboronic acid pinacol ester,97%,C,,,MFCD09842762, | 686875 | 126689-00-7 | Aldrich | 2-甲基-1-丙烯基硼酸频哪醇酯 |  | 97%,,,,0.8879 g/mL at 25 °C | Alkenyl Boronate Esters , Boronate Esters , Boronic Acids and Derivatives , Chemical Synthesis , Organometallic Reagents |  | n 20/D 1.4422 | , |  |  | 97%,n 20/D 1.4422,0.8879 g/mL at 25 °C
,,C,,,MFCD18383359, | 762628 | 1239700-57-2 | Aldrich | 3- Buten- 1- ol- 3- boronic acid pinacol ester | (PDF) | ,,,,0.972 g/mL at 25 °C | Alkyl Boronate Esters , Boronate Esters , Boronic Acids and Derivatives , Chemical Synthesis , Organometallic Reagents |  | n 20/D 1.458 | , |  |  | n 20/D 1.458,0.972 g/mL at 25 °C
,Aldrich CPR,C,,,MFCD08276019, | CDS005382 |  | Aldrich | 4- cyanopyridine- 3- boronic acid neopentyl glycol ester |  | ,,,, | Boronate Esters , Boronic Acids and Derivatives , Chemical Synthesis , Heteroaryl Boronate Esters , Organometallic Reagents |  |  | ,
,Aldrich CPR,C,,,MFCD18909187, | MIDA029 |  | Aldrich | 5- Methyl- 2- pyridyl- boronic acid MIDA ester |  | ,,,, | Boronate Esters , Boronic Acids and Derivatives , Chemical Synthesis , Heteroaryl Boronate Esters , Organometallic Reagents |  |  | ,
5- Bromo- 2- fluoro- 3- pyridineboronic acid pinacol ester,97%,C,,,MFCD08689619, | 710741 | 1073353-50-0 | Aldrich | 5-溴-2-氟-3-吡啶硼酸频哪醇酯 |  | 97%,,,46-50 °C, | Boronate Esters , Boronic Acids and Derivatives , Chemical Synthesis , Heteroaryl Boronate Esters , Organometallic Reagents |  |  | , |  |  | 97%,46-50 °C
,Aldrich CPR,C,,,MFCD08063075, | ADE001399 |  | Aldrich | 2- Chloro- 5- fluoro- 3- (4,4,5,5- tetramethyl- 1,3,2- dioxaborolan- 2- yl) pyridine |  | ,,,, | Boronate Esters , Boronic Acids and Derivatives , Chemical Synthesis , Heteroaryl Boronate Esters , Organometallic Reagents |  |  | ,
,Aldrich CPR,C,,,MFCD11857676, | ADE000539 | 1241950-75-3 | Aldrich | 2- Chloro- 4- iodo- 3- (4,4,5,5- tetramethyl- 1,3,2- dioxaborolan- 2- yl) pyridine |  | ,,,, | Boronate Esters , Boronic Acids and Derivatives , Chemical Synthesis , Heteroaryl Boronate Esters , Organometallic Reagents |  |  | ,
2,3- Dichloropyridine- 4- boronic acid pinacol ester,97%,C,,,MFCD06798257, | 710105 | 1073353-78-2 | Aldrich | 2,3-二氯吡啶-4-硼酸频哪醇酯 |  | 97%,,,82-87 °C, | Boronate Esters , Boronic Acids and Derivatives , Chemical Synthesis , Heteroaryl Boronate Esters , Organometallic Reagents |  |  | , |  |  | 97%,82-87 °C
2,4- Dichloropyridine- 3- boronic acid pinacol ester,97%,C,,,MFCD15144793, | 709883 | 1257651-49-2 | Aldrich | 2,4-二氯吡啶-3-硼酸频哪醇酯 |  | 97%,,,63-67 °C, | Boronate Esters , Boronic Acids and Derivatives , Chemical Synthesis , Heteroaryl Boronate Esters , Organometallic Reagents |  |  | , |  |  | 97%,63-67 °C
,Aldrich CPR,C,,,MFCD08063094, | ADE000189 | 1073371-98-8 | Aldrich | 2,5- Dichloro- 3- (4,4,5,5- tetramethyl- 1,3,2- dioxaborolan- 2- yl) pyridine |  | ,,,, | Boronate Esters , Boronic Acids and Derivatives , Chemical Synthesis , Heteroaryl Boronate Esters , Organometallic Reagents |  |  | ,
,Aldrich CPR,C,,,MFCD06798256, | CDS007761 |  | Aldrich | 2,5- dichloropyridine- 4- boronic acid pinacol ester |  | ,,,, | Boronate Esters , Boronic Acids and Derivatives , Chemical Synthesis , Heteroaryl Boronate Esters , Organometallic Reagents |  |  | ,
,95%,C,,,MFCD09746195, | 739111 | 408492-27-3 | Aldrich | 2,6- Dichloropyridinyl- 4- boronic acid pinacol ester | (PDF) | 95%,,,2-8°C, | Boronate Esters , Boronic Acids and Derivatives , Chemical Synthesis , Heteroaryl Boronate Esters , Organometallic Reagents |  |  | , |  |  | 2-8°C,95%,117-119 °C
3,5- Dichloro- 4- pyridineboronic acid pinacol ester,97%,C,,,MFCD12546037, | 704520 | 1257641-28-3 | Aldrich | 3,5-二氯-4-吡啶硼酸频哪醇酯 |  | 97%,,,102-107 °C, | Boronate Esters , Boronic Acids and Derivatives , Chemical Synthesis , Heteroaryl Boronate Esters , Organometallic Reagents |  |  | , |  |  | 97%,102-107 °C
4- Fluorophenylboronic acid neopentylglycol ester,97%,C,,,MFCD05663850,24882503 | 632686 | 225916-39-2 | Aldrich | 4-氟苯基硼酸新戊二醇酯 | (PDF) | 97%,,,2-8°C, | Aryl Boronate Esters , Boronate Esters , Boronic Acids and Derivatives , Chemical Synthesis , Organometallic Reagents |  |  | , |  |  | 2-8°C,97%,64-68 °C(lit.)
,Aldrich CPR,C,,,MFCD09952056, | CDS008235 |  | Aldrich | 4- cyanothiophen- 2- boronic acid pinacol ester |  | ,,,, | Boronate Esters , Boronic Acids and Derivatives , Chemical Synthesis , Heteroaryl Boronate Esters , Organometallic Reagents |  |  | ,
,97%,C,,,MFCD09952061, | 723363 | 676501-85-2 | Aldrich | 5- Cyanothiophene- 2- boronic acid pinacol ester | (PDF) | 97%,,,2-8°C, | Boronate Esters , Boronic Acids and Derivatives , Chemical Synthesis , Heteroaryl Boronate Esters , Organometallic Reagents |  |  | , |  |  | 2-8°C,97%,79-82 °C
,Aldrich CPR,C,,,MFCD12405453, | CDS016485 |  | Aldrich | 5- (4,4,5,5- tetramethyl- 1,3,2- dioxaborolan- 2- yl) furan- 2- carbonitrile |  | ,,,, | Boronate Esters , Boronic Acids and Derivatives , Chemical Synthesis , Heteroaryl Boronate Esters , Organometallic Reagents |  |  | ,
,Aldrich CPR,C,,,MFCD08669562, | CDS020221 |  | Aldrich | 2- Cyanopyrimidine- 5- boronic acid pinacol ester |  | ,,,, | Boronate Esters , Boronic Acids and Derivatives , Chemical Synthesis , Heteroaryl Boronate Esters , Organometallic Reagents |  |  | ,
[1,2,5] Oxadiazolo[3,4- b ]pyridin-6-ylboronic acid pinacol ester,97%,C,,,MFCD11867869, | 716227 | 1218790-54-5 | Aldrich | [1,2,5]噁二唑并[3,4- b ]吡啶-6-基硼酸频哪醇酯 |  | 97%,,,2-8°C, | Boronate Esters , Boronic Acids and Derivatives , Chemical Synthesis , Heteroaryl Boronate Esters , Organometallic Reagents |  |  | , |  |  | 2-8°C,97%,91-95 °C
,Aldrich CPR,C,,,MFCD03412794, | CDS016596 |  | Aldrich | 2- bromo- 5- (4,4,5,5- tetramethyl- 1,3,2- dioxaborolan- 2- yl) pyridine |  | ,,,, | Boronate Esters , Boronic Acids and Derivatives , Chemical Synthesis , Heteroaryl Boronate Esters , Organometallic Reagents |  |  | ,
2- Bromopyridine- 3- boronic acid pinacol ester,technical grade, 90%,C,,,MFCD06798246,24884023 | 654264 | 452972-12-2 | Aldrich | 2-溴吡啶-3-硼酸频哪醇酯 |  | 90%,,,,1.329 g/mL at 25 °C(lit.) | Boronate Esters , Boronic Acids and Derivatives , Chemical Synthesis , Heteroaryl Boronate Esters , Organometallic Reagents |  | technical grade | , |  |  | technical grade,90%,1.329 g/mL at 25 °C(lit.)
5- Bromo- 3- pyridineboronic acid pinacol ester,90%,C,,,MFCD06798248,24885222 | 674567 | 452972-13-3 | Aldrich | 3-溴吡啶-5-硼酸频那醇乙酯 |  | 90%,,,71-75 °C, | Boronate Esters , Boronic Acids and Derivatives , Chemical Synthesis , Heteroaryl Boronate Esters , Organometallic Reagents |  |  | , |  |  | 90%,71-75 °C
2- Chloro- 3- pyridineboronic acid pinacol ester,97%,C,,,MFCD04039873, | 696560 | 452972-11-1 | Aldrich | 2-氯-3-吡啶硼酸频哪醇酯 | (PDF) | 97%,,,34-38 °C, | Boronate Esters , Boronic Acids and Derivatives , Chemical Synthesis , Heteroaryl Boronate Esters , Organometallic Reagents |  |  | , |  |  | 97%,34-38 °C
,Aldrich CPR,C,,,MFCD04039870, | ADE000250 | 458532-84-8 | Aldrich | 2- Chloro- 4- (4,4,5,5- tetramethyl- [1,3,2] dioxaborolan- 2- yl) - pyridine |  | ,,,, | Boronate Esters , Boronic Acids and Derivatives , Chemical Synthesis , Heteroaryl Boronate Esters , Organometallic Reagents |  |  | ,
3- Chloro- 4- pyridineboronic acid pinacol ester,97%,C,,,MFCD06798249, | 707791 | 458532-90-6 | Aldrich | 3-氯-4-吡啶硼酸频哪醇酯 |  | 97%,,,86-90 °C, | Boronate Esters , Boronic Acids and Derivatives , Chemical Synthesis , Heteroaryl Boronate Esters , Organometallic Reagents |  |  | , |  |  | 97%,86-90 °C
2- Fluoropyridine- 5- boronic acid pinacol ester,≥95%,C,,,MFCD03412792,24881396 | 592544 | 444120-95-0 | Aldrich | 2-氟嘧啶-5-硼酸频哪醇酯 | (PDF) | ≥95%,,,29-33 °C(lit.), | Boronate Esters , Boronic Acids and Derivatives , Chemical Synthesis , Heteroaryl Boronate Esters , Organometallic Reagents |  |  | , |  |  | ≥95%,29-33 °C(lit.)
3- Fluoro- 4- pyridineboronic acid pinacol ester,95%,C,,,MFCD06798251, | 704555 | 458532-88-2 | Aldrich | 3-氟吡啶-4-硼酸频哪醇酯 |  | 95%,,,124-128 °C, | Boronate Esters , Boronic Acids and Derivatives , Chemical Synthesis , Heteroaryl Boronate Esters , Organometallic Reagents |  |  | , |  |  | 95%,124-128 °C
2- Nitro- 5- pyridineboronic acid pinacol ester,97%,C,,,MFCD08063079,24885246 | 674958 | 1073371-93-3 | Aldrich | 2-硝基-5-吡啶硼酸频哪醇酯 | (PDF) | 97%,,,155-159 °C, | Boronate Esters , Boronic Acids and Derivatives , Chemical Synthesis , Heteroaryl Boronate Esters , Organometallic Reagents |  |  | , |  |  | 97%,155-159 °C
,96%,C,,,MFCD09952060, | 735345 | 779335-05-6 | Aldrich | 5- Carboxythiophene- 2- boronic acid pinacol ester | (PDF) | 96%,,,176-181 °C, | Boronate Esters , Boronic Acids and Derivatives , Chemical Synthesis , Heteroaryl Boronate Esters , Organometallic Reagents |  |  | , |  |  | 96%,176-181 °C
1- Methyl- 3- trifluoromethylpyrazole- 5- boronic acid pinacol ester,97%,C,,,MFCD12022323, | 720801 | 1025719-23-6 | Aldrich | 1- 甲基- 3- 三氟甲基吡唑- 5- 硼酸频哪醇酯 |  | 97%,,,2-8°C, | Boronate Esters , Boronic Acids and Derivatives , Chemical Synthesis , Heteroaryl Boronate Esters , Organometallic Reagents |  |  | , |  |  | 2-8°C,97%,64-68 °C
3-Pyridineboronic acid pinacol ester,97%,C,,,MFCD03084758,24880868 | 576565 | 329214-79-1 | Aldrich | 3-吡啶硼酸频哪醇酯 |  | 97%,,,102-104.4 °C(lit.), | Baran Sulfinate Building Block Collection , Boronate Esters , Boronic Acids and Derivatives , Building Blocks , Chemical Synthesis , Heteroaryl Boronate Esters , Heterocyclic Building Blocks , Organometallic Reagents |  |  | , |  |  | 97%,102-104.4 °C(lit.)
4-Pyridineboronic acid pinacol ester,97%,C,,,MFCD01319051,24880950 | 578770 | 181219-01-2 | Aldrich | 4-吡啶硼酸频哪醇酯 |  | 97%,,,149-153 °C(lit.), | Baran Sulfinate Building Block Collection , Boronate Esters , Boronic Acids and Derivatives , Building Blocks , Chemical Synthesis , Heteroaryl Boronate Esters , Heterocyclic Building Blocks , Organometallic Reagents |  |  | , |  |  | 97%,149-153 °C(lit.)
2- Amino- 3- nitropyridine- 5- boronic acid pinacol ester,97%,C,,,MFCD11867866, | 708895 | 1032758-80-7 | Aldrich | 2-氨基-3-硝基吡啶-5-硼酸频哪醇酯 |  | 97%,,,169-174 °C, | Boronate Esters , Boronic Acids and Derivatives , Chemical Synthesis , Heteroaryl Boronate Esters , Organometallic Reagents |  |  | , |  |  | 97%,169-174 °C
2- Aminopyridine- 5- boronic acid pinacol ester,97%,C,,,MFCD05663837,24883087 | 640379 | 827614-64-2 | Aldrich | 2-氨基吡啶-5-硼酸频哪醇酯 | (PDF) | 97%,,,131-135 °C(lit.), | Boronate Esters , Boronic Acids and Derivatives , Chemical Synthesis , Heteroaryl Boronate Esters , Organometallic Reagents |  |  | , |  |  | 97%,131-135 °C(lit.)
,Aldrich CPR,C,,,MFCD09879146, | CDS008564 |  | Aldrich | 5- methylpyrazine- 2- boronic acid pinacol ester |  | ,,,, | Boronate Esters , Boronic Acids and Derivatives , Chemical Synthesis , Heteroaryl Boronate Esters , Organometallic Reagents |  |  | ,
,95%,C,,,MFCD07781247, | 732370 | 940284-18-4 | Aldrich | 2- (Methylthio) pyrimidinyl- 5- boronic acid pinacol ester | (PDF) | 95%,,,73-78 °C, | Boronate Esters , Boronic Acids and Derivatives , Chemical Synthesis , Heteroaryl Boronate Esters , Organometallic Reagents |  |  | , |  |  | 95%,73-78 °C
,Aldrich CPR,C,,,MFCD13182125, | CBR01804 |  | Aldrich | 2- (Cyclopropylethynyl) - 4,4,5,5- tetramethyl- 1,3,2- dioxaborolane |  | ,,,, | Alkynyl Boronate Esters , Boronate Esters , Boronic Acids and Derivatives , Chemical Synthesis , Organometallic Reagents |  |  | ,
3- Methylthiophene- 2- boronic acid pinacol ester,97%,C,,,MFCD08063137, | 696544 | 885692-91-1 | Aldrich | 3-甲基噻吩-2-硼酸频哪醇酯 |  | 97%,,,57-62 °C, | Boronate Esters , Boronic Acids and Derivatives , Chemical Synthesis , Heteroaryl Boronate Esters , Organometallic Reagents |  |  | , |  |  | 97%,57-62 °C
4- Methyl- 3- thiopheneboronic acid pinacol ester,96%,C,,,MFCD09265133,24885528 | 680001 | 476620-20-9 | Aldrich | 4-甲基-3-噻吩硼酸频哪醇酯 |  | 96%,,72-75 °C/0.2-0.3 mmHg,,1.031 g/mL at 25 °C | Boronate Esters , Boronic Acids and Derivatives , Chemical Synthesis , Heteroaryl Boronate Esters , Organometallic Reagents |  | n 20/D 1.5039 | , |  |  | 96%,72-75 °C/0.2-0.3 mmHg,n 20/D 1.5039,1.031 g/mL at 25 °C
4- Methylthiophene- 2- boronic acid pinacol ester,97%,C,,,MFCD11045430, | 696609 | 635305-48-5 | Aldrich | 4-甲基噻吩-2-硼酸频哪醇酯 | (PDF) | 97%,,,26-31 °C, | Boronate Esters , Boronic Acids and Derivatives , Chemical Synthesis , Heteroaryl Boronate Esters , Organometallic Reagents |  |  | , |  |  | 97%,26-31 °C
5- Methylthiophene- 2- boronic acid pinacol ester,95%,C,,,MFCD05664108,24884082 | 655074 | 476004-80-5 | Aldrich | 5-甲基噻吩-2-硼酸频哪醇酯 | (PDF) | 95%,,,4-5% pinacol,0.937 g/mL at 25 °C(lit.) | Boronate Esters , Boronic Acids and Derivatives , Chemical Synthesis , Heteroaryl Boronate Esters , Organometallic Reagents |  |  | , |  |  | 4-5% pinacol,95%,0.937 g/mL at 25 °C(lit.)
5- Methyl- 2- furanboronic acid pinacol ester,95%,C,,,MFCD03094689,24885537 | 680109 | 338998-93-9 | Aldrich | 2-甲基呋喃-5-硼酸频哪醇酯 |  | 95%,,,2-8°C,1.023 g/mL at 25 °C | Boronate Esters , Boronic Acids and Derivatives , Chemical Synthesis , Heteroaryl Boronate Esters , Organometallic Reagents |  | n 20/D 1.476 | , |  |  | 2-8°C,95%,n 20/D 1.476,1.023 g/mL at 25 °C
3- Methoxythiophene- 2- boronic acid pinacol ester,97%,C,,,MFCD09837621, | 709875 | 1310384-98-5 | Aldrich | 3-甲氧基噻吩-2-硼酸频哪醇酯 |  | 97%,,,124-128 °C, | Boronate Esters , Boronic Acids and Derivatives , Chemical Synthesis , Heteroaryl Boronate Esters , Organometallic Reagents |  |  | , |  |  | 97%,124-128 °C
5- Chloro- 1- pentynyl- 1- boronic acid pinacol ester,97%,C,,,MFCD09038441,24884861 | 676640 |  | Aldrich | 5-氯-1-戊炔基-1-硼酸频哪醇酯 |  | 97%,,,,1.0422 g/mL at 25 °C | Alkynyl Boronate Esters , Boronate Esters , Boronic Acids and Derivatives , Chemical Synthesis , Organometallic Reagents |  | n 20/D 1.4719 | , |  |  | 97%,n 20/D 1.4719,1.0422 g/mL at 25 °C
1- Methyl- 2- pyrroleboronic acid pinacol ester,,C,,,MFCD06659917, | 707864 | 850567-47-4 | Aldrich | 1-甲基-2-吡咯硼酸频哪醇酯 | (PDF) | ,,,−20°C, | Boronate Esters , Boronic Acids and Derivatives , Chemical Synthesis , Heteroaryl Boronate Esters , Organometallic Reagents |  |  | , |  |  | −20°C,44-49 °C
,Aldrich CPR,C,,,MFCD13182200, | CDS015913 |  | Aldrich | 1- methyl- pyrrol- 3- ylboronic acid pinacol ester |  | ,,,, | Boronate Esters , Boronic Acids and Derivatives , Chemical Synthesis , Heteroaryl Boronate Esters , Organometallic Reagents |  |  | ,
,Aldrich CPR,C,,,MFCD07783649, | CDS015450 |  | Aldrich | 2,4- dimethyl- 5- (4,4,5,5- tetramethyl- 1,3,2- dioxaborolan- 2- yl) - 1,3- thiazole |  | ,,,, | Boronate Esters , Boronic Acids and Derivatives , Chemical Synthesis , Heteroaryl Boronate Esters , Organometallic Reagents |  |  | ,
3,5- Dimethylisoxazole- 4- boronic acid pinacol ester,97%,C,,,MFCD05863910,24883299 | 643882 | 832114-00-8 | Aldrich | 3,5-二甲基异噁唑-4-硼酸频哪醇酯 | (PDF) | 97%,,,95-99 °C(lit.), | Boronate Esters , Boronic Acids and Derivatives , Chemical Synthesis , Heteroaryl Boronate Esters , Organometallic Reagents |  |  | , |  |  | 97%,95-99 °C(lit.)
,97%,C,,,MFCD09864190, | 709948 | 1046832-21-6 | Aldrich | 1,3- Dimethylpyrazole- 4- boronic acid pinacol ester | (PDF) | 97%,,,70-76 °C, | Boronate Esters , Boronic Acids and Derivatives , Chemical Synthesis , Heteroaryl Boronate Esters , Organometallic Reagents |  |  | , |  |  | 97%,70-76 °C
,Aldrich CPR,C,,,MFCD09864189, | CDS008447 |  | Aldrich | 1,5-Dimethyl-1 H -pyrazole-4-boronic acid,pinacol ester |  | ,,,, | Boronate Esters , Boronic Acids and Derivatives , Chemical Synthesis , Heteroaryl Boronate Esters , Organometallic Reagents |  |  | ,
1-Ethyl-1 H -pyrazole-4-boronic acid pinacol ester,97%,C,,,MFCD09864188, | 706205 | 847818-70-6 | Aldrich | 1-乙基-1H-吡唑-4-硼酸频哪醇酯 | (PDF) | 97%,,,44-49 °C, | Boronate Esters , Boronic Acids and Derivatives , Chemical Synthesis , Heteroaryl Boronate Esters , Organometallic Reagents |  |  | , |  |  | 97%,44-49 °C
3,5- Dimethylpyrazole- 4- boronic acid pinacol ester,97%,C,,,MFCD05663852,24882751 | 636010 | 857530-80-4 | Aldrich | 3,5-二甲基吡唑-4-硼酸频那醇酯 | (PDF) | 97%,,,163-168 °C(lit.), | Boronate Esters , Boronic Acids and Derivatives , Chemical Synthesis , Heteroaryl Boronate Esters , Organometallic Reagents |  |  | , |  |  | 97%,163-168 °C(lit.)
,Aldrich CPR,C,,,MFCD18917006, | CBR01591 |  | Aldrich | 5- (5,5- Dimethyl- 1,3,2- dioxaborinan- 2- yl) - 1- isopropyl- 1H- pyrazole |  | ,,,, | Boronate Esters , Boronic Acids and Derivatives , Chemical Synthesis , Heteroaryl Boronate Esters , Organometallic Reagents |  |  | ,
,Aldrich CPR,C,,,MFCD19982720, | CBR01760 |  | Aldrich | 5- (5,5- Dimethyl- 1,3,2- dioxaborinan- 2- yl) - 1- propyl- 1H- pyrazole |  | ,,,, | Boronate Esters , Boronic Acids and Derivatives , Chemical Synthesis , Heteroaryl Boronate Esters , Organometallic Reagents |  |  | ,
( trans ) - 2- Cyclopropylvinylboronic acid pinacol ester,96%,C,,,MFCD07369776,24884004 | 653942 | 849061-99-0 | Aldrich | (反式)-2-环丙基乙烯基硼酸频哪醇酯 |  | 96%,,90-95 °C/3-4 mmHg(lit.),,0.937 g/mL at 25 °C(lit.) | Alkenyl Boronate Esters , Boronate Esters , Boronic Acids and Derivatives , Chemical Synthesis , Organometallic Reagents |  | n 20/D 1.466(lit.) | , |  |  | 96%,90-95 °C/3-4 mmHg(lit.),n 20/D 1.466(lit.),0.937 g/mL at 25 °C(lit.)
1-Pentynylboronic acid pinacol ester,90%,C,,,MFCD09842763, | 687219 | 634196-62-6 | Aldrich | 1-戊炔基硼酸频哪醇酯 |  | 90%,,68-72 °C/0.09 mmHg,,0.9057 g/mL at 25 °C | Alkynyl Boronate Esters , Boronate Esters , Boronic Acids and Derivatives , Chemical Synthesis , Organometallic Reagents |  | n 20/D 1.4479 | , |  |  | 90%,68-72 °C/0.09 mmHg,n 20/D 1.4479,0.9057 g/mL at 25 °C
,Aldrich CPR,C,,,MFCD10700154, | CDS015906 |  | Aldrich | 3,6-Dihydro-2 H - thiopyran- 4- ylboronic acid pinacol ester |  | ,,,, | Alkenyl Boronate Esters , Boronate Esters , Boronic Acids and Derivatives , Chemical Synthesis , Heteroaryl Boronate Esters , Organometallic Reagents |  |  | ,
,,C,,,MFCD07368233, | 731595 | 1025707-93-0 | Aldrich | 3,4-Dihydro-2 H -pyran-6-boronic acid pinacol ester | (PDF) | ,,,2-8°C,1.014 g/mL at 25 °C | Boronate Esters , Boronic Acids and Derivatives , Chemical Synthesis , Heteroaryl Boronate Esters , Organometallic Reagents |  |  | , |  |  | 2-8°C,1.014 g/mL at 25 °C
,97%,C,,,MFCD11052631, | 721352 | 287944-16-5 | Aldrich | 3,6-Dihydro-2 H -pyran-4-boronic acid pinacol ester | (PDF) | 97%,,,2-8°C, | Boronate Esters , Boronic Acids and Derivatives , Chemical Synthesis , Heteroaryl Boronate Esters , Organometallic Reagents |  |  | , |  |  | 2-8°C,97%,63-67 °C
3- Methyl- 2- buten- 2- ylboronic acid pinacol ester,95%,C,,,, | 688290 | 219488-99-0 | Aldrich | 3-甲基-2-丁烯-2-基硼酸频哪醇酯 |  | 95%,,,,0.888 g/mL at 25 °C | Alkenyl Boronate Esters , Boronate Esters , Boronic Acids and Derivatives , Chemical Synthesis , Organometallic Reagents |  | n 20/D 1.450 | , |  |  | 95%,n 20/D 1.450,0.888 g/mL at 25 °C
3- Methyl- 2- butenylboronic acid pinacol ester,96%,C,,,MFCD10567001, | 696528 | 141550-13-2 | Aldrich | 3-甲基-2-丁烯基硼酸频哪醇酯 | (PDF) | 96%,,42-45 °C/0.6 mmHg,2-8°C,0.885 g/mL at 25 °C | Alkenyl Boronate Esters , Boronate Esters , Boronic Acids and Derivatives , Chemical Synthesis , Organometallic Reagents |  | n 20/D 1.4395 | , |  |  | 2-8°C,42-45 °C/0.6 mmHg,0.885 g/mL at 25 °C,n 20/D 1.4395,96%
,Aldrich CPR,C,,,MFCD10700156, | CDS003911 |  | Aldrich | 2- (dimethylaminocarbonyl) ethylboronic acid |  | ,,,, | Alkyl Boronate Esters , Alkyl Boronic Acids , Boronate Esters , Boronic Acids , Boronic Acids and Derivatives , Chemical Synthesis , Organometallic Reagents |  |  | ,
,Aldrich CPR,C,,,MFCD03788735, | CDS001072 |  | Aldrich | 2- (Trimethylsilyl) vinylboronic acid pinacol ester |  | ,,,, | Alkenyl Boronate Esters , Boronate Esters , Boronic Acids and Derivatives , Chemical Synthesis , Organometallic Reagents |  |  | ,
2- Chloro- 3- cyano- 4- pyridinylboronic acid pinacol ester,95%,C,,,MFCD09037479, | 718920 | 878194-94-6 | Aldrich | 2-氯-3-氰基-4-吡啶基硼酸频哪醇酯 |  | 95%,,,−20°C, | Boronate Esters , Boronic Acids and Derivatives , Chemical Synthesis , Heteroaryl Boronate Esters , Organometallic Reagents |  |  | , |  |  | −20°C,95%,90-97 °C
(3- Cyanophenyl) boronic acid, neopentyl glycol ester,95%,C,,,MFCD09750437,24883805 | 651168 | 214360-45-9 | Aldrich | 3-氰基苯硼酸新戊二醇酯 |  | 95%,,,85-87 °C, | Aryl Boronate Esters , Boronate Esters , Boronic Acids and Derivatives , Chemical Synthesis , Organometallic Reagents |  |  | , |  |  | 95%,85-87 °C
,Aldrich CPR,C,,,MFCD06795660, | CDS007532 |  | Aldrich | 2,4- dichlorophenylboronic acid, pinacol ester |  | ,,,, | Aryl Boronate Esters , Boronate Esters , Boronic Acids and Derivatives , Chemical Synthesis , Organometallic Reagents |  |  | ,
,Aldrich CPR,C,,,MFCD05863906, | CDS006529 |  | Aldrich | 2- (3,5- Dichlorophenyl) - 4,4,5,5- tetramethyl- 1,3,2- dioxaborolane |  | ,,,, | Aryl Boronate Esters , Boronate Esters , Boronic Acids and Derivatives , Chemical Synthesis , Organometallic Reagents |  |  | ,
,Aldrich CPR,C,,,MFCD05663853, | CDS003649 |  | Aldrich | 3,4- dichlorophenylboronic acid, pinacol ester |  | ,,,, | Aryl Boronate Esters , Boronate Esters , Boronic Acids and Derivatives , Chemical Synthesis , Organometallic Reagents |  |  | ,
2,4- Difluorophenylboronic acid pinacol ester,97%,C,,,MFCD05663880,24882504 | 632694 | 288101-48-4 | Aldrich | 2,4-二氟苯基硼酸频哪醇酯 | (PDF) | 97%,,,2-8°C, | Aryl Boronate Esters , Boronate Esters , Boronic Acids and Derivatives , Chemical Synthesis , Organometallic Reagents |  |  | , |  |  | 2-8°C,97%,41-44 °C(lit.)
,Aldrich CPR,C,,,MFCD09607678, | CDS010154 |  | Aldrich | 2- (trifluoromethyl) pyridine- 4- boronic acid pinacol ester |  | ,,,, | Boronate Esters , Boronic Acids and Derivatives , Chemical Synthesis , Heteroaryl Boronate Esters , Organometallic Reagents |  |  | ,
,Aldrich CPR,C,,,MFCD09607734, | CDS010153 |  | Aldrich | 2- cyanopyridine- 4- boronic acid pinacol ester |  | ,,,, | Boronate Esters , Boronic Acids and Derivatives , Chemical Synthesis , Heteroaryl Boronate Esters , Organometallic Reagents |  |  | ,
,Aldrich CPR,C,,,MFCD06657825, | CDS007670 |  | Aldrich | 2- cyanopyridine- 5- boronic acid pinacol ester |  | ,,,, | Boronate Esters , Boronic Acids and Derivatives , Chemical Synthesis , Heteroaryl Boronate Esters , Organometallic Reagents |  |  | ,
,Aldrich CPR,C,,,MFCD07780755, | CDS019305 |  | Aldrich | 3- Cyanopyridine- 5- boronic acid pinacol ester |  | ,,,, | Boronate Esters , Boronic Acids and Derivatives , Chemical Synthesis , Heteroaryl Boronate Esters , Organometallic Reagents |  |  | ,
,Aldrich CPR,C,,,MFCD07367529, | CDS010512 |  | Aldrich | 4- cyanopyridine- 2- boronic acid pinacol ester |  | ,,,, | Boronate Esters , Boronic Acids and Derivatives , Chemical Synthesis , Heteroaryl Boronate Esters , Organometallic Reagents |  |  | ,
,Aldrich CPR,C,,,MFCD07367521, | CDS019553 |  | Aldrich | 5- Cyanopyridine- 2- boronic acid pinacol ester |  | ,,,, | Boronate Esters , Boronic Acids and Derivatives , Chemical Synthesis , Heteroaryl Boronate Esters , Organometallic Reagents |  |  | ,
( Z )-3-Hexenyl-3-boronic acid catechol ester,97%,C,,,MFCD10565643,24880809 | 575526 | 37490-28-1 | Aldrich | ( Z )-3-己烯基-3-硼酸儿茶酚酯 |  | 97%,,249-250 °C(lit.),,1.014 g/mL at 25 °C(lit.) | Alkenyl Boronate Esters , Boronate Esters , Boronic Acids and Derivatives , Chemical Synthesis , Organometallic Reagents |  | n 20/D 1.5250(lit.),liquid | , |  |  | 97%,249-250 °C(lit.),n 20/D 1.5250(lit.),liquid,1.014 g/mL at 25 °C(lit.)
,Aldrich CPR,C,,,MFCD20487062, | ADE001310 |  | Aldrich | 2- Bromo- 6- iodo- 3- methoxy- 4- (4,4,5,5- tetramethyl- 1,3,2- dioxaborolan- 2- yl) pyridine |  | ,,,, | Boronate Esters , Boronic Acids and Derivatives , Building Blocks , C12 , C12 to C15 , Chemical Synthesis , Halogenated Heterocycles , Heteroaryl Boronate Esters , Heterocyclic Building Blocks , Organometallic Reagents , Pyridines |  |  | ,
,Aldrich CPR,C,,,MFCD05663846, | CDS003702 |  | Aldrich | 2- chlorophenylboronic acid, pinacol ester |  | ,,,, | Aryl Boronate Esters , Boronate Esters , Boronic Acids and Derivatives , Chemical Synthesis , Organometallic Reagents |  |  | ,
4- Chlorophenylboronic acid pinacol ester,97%,C,,,MFCD05663875,24882508 | 632724 | 195062-61-4 | Aldrich | 4-氯苯基硼酸频哪醇酯 | (PDF) | 97%,,,2-8°C, | Aryl Boronate Esters , Boronate Esters , Boronic Acids and Derivatives , Chemical Synthesis , Organometallic Reagents |  |  | , |  |  | 2-8°C,97%,50-55 °C(lit.)
,Aldrich CPR,C,,,MFCD20487033, | ADE000225 |  | Aldrich | 2,5- Dichloro- 3- methoxy- 4- (4,4,5,5- tetramethyl- 1,3,2- dioxaborolan- 2- yl) pyridine |  | ,,,, | Boronate Esters , Boronic Acids and Derivatives , Chemical Synthesis , Heteroaryl Boronate Esters , Organometallic Reagents |  |  | ,
,Aldrich CPR,C,,,MFCD18803488, | ADE000202 |  | Aldrich | 2,5- Dichloro- 3- methoxy- 6- (4,4,5,5- tetramethyl- 1,3,2- dioxaborolan- 2- yl) pyridine |  | ,,,, | Boronate Esters , Boronic Acids and Derivatives , Chemical Synthesis , Heteroaryl Boronate Esters , Organometallic Reagents |  |  | ,
3-Iodophenylboronic acid pinacol ester,97%,C,,,MFCD09953498, | 699462 | 408492-28-4 | Aldrich | 3-碘苯硼酸频哪酯 | (PDF) | 97%,,,70-75 °C, | Aryl Boronate Esters , Boronate Esters , Boronic Acids and Derivatives , Chemical Synthesis , Organometallic Reagents |  |  | , |  |  | 97%,70-75 °C
4-Iodophenylboronic acid pinacol ester,97%,C,,,MFCD09953499, | 699470 | 73852-88-7 | Aldrich | 4-碘苯硼酸频哪酯 | (PDF) | 97%,,,101-105 °C, | Aryl Boronate Esters , Boronate Esters , Boronic Acids and Derivatives , Chemical Synthesis , Organometallic Reagents |  |  | , |  |  | 97%,101-105 °C
,Aldrich CPR,C,,,MFCD02179447, | CDS003568 |  | Aldrich | 2- nitrobenzeneboronic acid pinacol ester |  | ,,,, | Aryl Boronate Esters , Boronate Esters , Boronic Acids and Derivatives , Chemical Synthesis , Organometallic Reagents |  |  | ,
3-Nitrophenylboronic acid pinacol ester,97%,C,,,MFCD05663879,24882506 | 632708 | 68716-48-3 | Aldrich | 3-硝基苯硼酸频哪醇酯 | (PDF) | 97%,,,2-8°C, | Aryl Boronate Esters , Boronate Esters , Boronic Acids and Derivatives , Chemical Synthesis , Organometallic Reagents |  |  | , |  |  | 2-8°C,97%,76-80 °C(lit.)
4-Nitrophenylboronic acid pinacol ester,,C,,,MFCD02179437,24883300 | 643890 | 171364-83-3 | Aldrich | 4-硝基苯硼酸频哪醇酯 | (PDF) | ,,,112-116 °C(lit.), | Aryl Boronate Esters , Boronate Esters , Boronic Acids and Derivatives , Chemical Synthesis , Organometallic Reagents |  |  | , |  |  | 112-116 °C(lit.)
,95%,C,,,MFCD16659797, | 751545 | 1160790-18-0 | Aldrich | [1,2,4]Triazolo[1,5- a ]pyridine-6-boronic acid pinacol ester | (PDF) | 95%,,,2-8°C, | Boronate Esters , Boronic Acids and Derivatives , Chemical Synthesis , Heteroaryl Boronate Esters , Organometallic Reagents |  |  | , |  |  | 2-8°C,95%,109-114 °C
1 H -Benzo[ d ] [1,2,3] triazol- 5- ylboronic acid pinacol ester,97%,C,,,MFCD12545934, | 715557 | 1257651-13-0 | Aldrich | 1 H -苯并[ d ][1,2,3]三唑-5-基硼酸频哪醇酯 |  | 97%,,,2-8°C, | Boronate Esters , Boronic Acids and Derivatives , Chemical Synthesis , Heteroaryl Boronate Esters , Organometallic Reagents |  |  | , |  |  | 2-8°C,97%,142-146 °C
,Aldrich CPR,C,,,MFCD17171339, | ADE000158 |  | Aldrich | 2- Bromo- 3- methoxy- 4- (4,4,5,5- tetramethyl- 1,3,2- dioxaborolan- 2- yl) pyridine |  | ,,,, | Boronate Esters , Boronic Acids and Derivatives , Building Blocks , C12 , C12 to C15 , Chemical Synthesis , Halogenated Heterocycles , Heteroaryl Boronate Esters , Heterocyclic Building Blocks , Organometallic Reagents , Pyridines |  |  | ,
,Aldrich CPR,C,,,MFCD08063083, | ADE000746 |  | Aldrich | 2- Chloro- 5- methyl- 3- (4,4,5,5- tetramethyl- 1,3,2- dioxaborolan- 2- yl) pyridine |  | ,,,, | Boronate Esters , Boronic Acids and Derivatives , Chemical Synthesis , Heteroaryl Boronate Esters , Organometallic Reagents |  |  | ,
,Aldrich CPR,C,,,MFCD09878898, | ADE000174 | 1083168-96-0 | Aldrich | 5- Chloro- 2- methoxy- 3- (4,4,5,5- tetramethyl- 1,3,2- dioxaborolan- 2- yl) pyridine |  | ,,,, | Boronate Esters , Boronic Acids and Derivatives , Chemical Synthesis , Heteroaryl Boronate Esters , Organometallic Reagents |  |  | ,
,Aldrich CPR,C,,,MFCD11044430, | CDS020310 |  | Aldrich | 3- Amino- 4- fluorophenylboronic acid, pinacol ester |  | ,,,, | Aryl Boronate Esters , Boronate Esters , Boronic Acids and Derivatives , Chemical Synthesis , Organometallic Reagents |  |  | ,
4- Amino- 3- nitrophenylboronic acid pinacol ester,97%,C,,,MFCD06795680,24883846 | 651613 | 833486-94-5 | Aldrich | 3-硝基4-氨基苯硼酸频哪醇酯 | (PDF) | 97%,,,157.1-172.4 °C, | Aryl Boronate Esters , Boronate Esters , Boronic Acids and Derivatives , Chemical Synthesis , Organometallic Reagents |  |  | , |  |  | 97%,157.1-172.4 °C
2- Hydroxyphenylboronic acid pinacol ester,98%,C,,,MFCD02093754,24874280 | 522554 | 269409-97-4 | Aldrich | 2-羟基苯硼酸频哪醇酯 | (PDF) | 98%,,282 °C(lit.),,1.05 g/mL at 25 °C(lit.) | Aryl Boronate Esters , Boronate Esters , Boronic Acids and Derivatives , Chemical Synthesis , Organometallic Reagents |  | n 20/D 1.506(lit.) | , |  |  | 98%,282 °C(lit.),n 20/D 1.506(lit.),1.05 g/mL at 25 °C(lit.)
3- Hydroxyphenylboronic acid pinacol ester,97%,C,,,MFCD02093755,24874281 | 522562 | 214360-76-6 | Aldrich | 3-羟基苯硼酸频哪醇酯 |  | 97%,,,94-98 °C(lit.), | Aryl Boronate Esters , Boronate Esters , Boronic Acids and Derivatives , Chemical Synthesis , Organometallic Reagents |  |  | , |  |  | 97%,94-98 °C(lit.)
4- Hydroxyphenylboronic acid pinacol ester,97%,C,,,MFCD02093756,24874110 | 522570 | 269409-70-3 | Aldrich | 4-羟基苯硼酸频哪醇酯 | (PDF) | 97%,,,113-117 °C(lit.), | Aryl Boronate Esters , Boronate Esters , Boronic Acids and Derivatives , Chemical Synthesis , Organometallic Reagents |  |  | , |  |  | 97%,113-117 °C(lit.)
2-Aminophenylboronic acid pinacol ester,,C,,,MFCD02179448,24880867 | 576557 | 191171-55-8 | Aldrich | 2-氨基苯硼酸频哪醇酯 | (PDF) | ,,,63-68 °C(lit.), | Aryl Boronate Esters , Boronate Esters , Boronic Acids and Derivatives , Chemical Synthesis , Organometallic Reagents |  |  | , |  |  | 63-68 °C(lit.)
,Aldrich CPR,C,,,MFCD08061590, | CDS007583 |  | Aldrich | 2- methylpyridine- 4- boronic acid pinacol ester |  | ,,,, | Boronate Esters , Boronic Acids and Derivatives , Chemical Synthesis , Heteroaryl Boronate Esters , Organometallic Reagents |  |  | ,
,Aldrich CPR,C,,,MFCD08669608, | CDS003793 |  | Aldrich | 2-picoline-5-boronic acid pinacol ester |  | ,,,, | Boronate Esters , Boronic Acids and Derivatives , Chemical Synthesis , Heteroaryl Boronate Esters , Organometallic Reagents |  |  | ,
3-Aminophenylboronic acid pinacol ester,97%,C,,,MFCD03453668,24880752 | 574686 | 210907-84-9 | Aldrich | 3-氨基苯硼酸频哪醇酯 | (PDF) | 97%,,,90-94 °C(lit.), | Aryl Boronate Esters , Boronate Esters , Boronic Acids and Derivatives , Chemical Synthesis , Organometallic Reagents |  |  | , |  |  | 97%,90-94 °C(lit.)
4-Aminophenylboronic acid pinacol ester,97%,C,,,MFCD02093721,24874043 | 518751 | 214360-73-3 | Aldrich | 4-氨基苯硼酸频哪醇酯 | (PDF) | 97%,,,165-169 °C(lit.), | Aryl Boronate Esters , Boronate Esters , Boronic Acids and Derivatives , Chemical Synthesis , Organometallic Reagents |  |  | , |  |  | 97%,165-169 °C(lit.)
4- Methylpyridine- 3- boronic acid pinacol ester,96%,C,,,MFCD12923382, | 709840 |  | Aldrich | 4-甲基吡啶-3-硼酸频哪醇酯 |  | 96%,,,−20°C, | Boronate Esters , Boronic Acids and Derivatives , Chemical Synthesis , Heteroaryl Boronate Esters , Organometallic Reagents |  |  | , |  |  | −20°C,96%,103-107 °C
,Aldrich CPR,C,,,MFCD11044683, | CDS008877 |  | Aldrich | 1- Methyl- 5- (4,4,5,5- tetramethyl- [1,3,2] dioxaborolan- 2- yl) - 1 H -pyridin-2-one |  | ,,,, | Boronate Esters , Boronic Acids and Derivatives , Chemical Synthesis , Heteroaryl Boronate Esters , Organometallic Reagents |  |  | ,
,Aldrich CPR,C,,,MFCD05663507, | ADE000262 | 532391-31-4 | Aldrich | 2- Methoxy- 3- (4,4,5,5- tetramethyl- [1,3,2] dioxaborolan- 2- yl) - pyridine |  | ,,,, | Boronate Esters , Boronic Acids and Derivatives , Chemical Synthesis , Heteroaryl Boronate Esters , Organometallic Reagents |  |  | ,
2- Methoxypyridine- 5- boronic acid pinacol ester,97%,C,,,MFCD05663858,24882752 | 636029 | 445264-61-9 | Aldrich | 2-甲氧基吡啶-5-硼酸频哪酯 |  | 97%,,,47-51 °C(lit.), | Boronate Esters , Boronic Acids and Derivatives , Chemical Synthesis , Heteroaryl Boronate Esters , Organometallic Reagents |  |  | , |  |  | 97%,47-51 °C(lit.)
,97%,C,,,MFCD20486759, | 740594 |  | Aldrich | 3- Amino- 4- hydroxyphenylboronic acid pinacol ester hydrochloride | (PDF) | 97%,,,213-218 °C, | Aryl Boronate Esters , Boronate Esters , Boronic Acids and Derivatives , Chemical Synthesis , Organometallic Reagents |  |  | , |  |  | 97%,213-218 °C
3- Methoxy- 4- pyridineboronic acid pinacol ester,97%,C,,,MFCD13182222, | 717665 | 1243312-43-7 | Aldrich | 3-甲氧基-4-吡啶硼酸频哪醇酯 | (PDF) | 97%,,,−20°C, | Boronate Esters , Boronic Acids and Derivatives , Chemical Synthesis , Heteroaryl Boronate Esters , Organometallic Reagents |  |  | , |  |  | −20°C,97%,146 °C
5- Methoxy- 3- pyridineboronic acid pinacol ester,97%,C,,,MFCD03412068,24884859 | 676624 | 445264-60-8 | Aldrich | 5-甲氧基-3-吡啶硼酸频哪醇酯 |  | 97%,,,100-108 °C, | Boronate Esters , Boronic Acids and Derivatives , Chemical Synthesis , Heteroaryl Boronate Esters , Organometallic Reagents |  |  | , |  |  | 97%,100-108 °C
,Aldrich CPR,C,,,MFCD11855971, | CDS010370 |  | Aldrich | 5- (methoxycarbonyl) pyrrole- 2- boronic acid, pinacol ester |  | ,,,, | Boronate Esters , Boronic Acids and Derivatives , Chemical Synthesis , Heteroaryl Boronate Esters , Organometallic Reagents |  |  | ,
,Aldrich CPR,C,,,MFCD06657806, | CDS006050 |  | Aldrich | 4- sulfamoylphenylboronic acid, pinacol ester |  | ,,,, | Aryl Boronate Esters , Boronate Esters , Boronic Acids and Derivatives , Chemical Synthesis , Organometallic Reagents |  |  | ,
,Aldrich CPR,C,,,MFCD16659007, | SYX00115 | 1151802-22-0 | Aldrich | 1- Cyclopropyl- 4- (4,4,5,5- tetramethyl- 1,3,2- dioxaborolan- 2- yl) - 1H- pyrazole |  | ,,,, | Boronate Esters , Boronic Acids and Derivatives , Chemical Synthesis , Heteroaryl Boronate Esters , Organometallic Reagents |  |  | ,
2,4- Dimethoxypyrimidine- 5- boronic acid pinacol ester,97%,C,,,MFCD06795654,24885783 | 683841 | 936250-17-8 | Aldrich | 2,4-二甲氧嘧啶-5-硼酸频哪醇酯 | (PDF) | 97%,,,104-108 °C, | Boronate Esters , Boronic Acids and Derivatives , Chemical Synthesis , Heteroaryl Boronate Esters , Organometallic Reagents |  |  | , |  |  | 97%,104-108 °C
(+)-Vinylboronic acid pinanediol ester,95%,C,,,MFCD10567013, | 691615 |  | Aldrich | (+)-乙烯基硼酸蒎烷二醇酯 |  | 95%,,,2-8°C,1.002 g/mL at 25 °C | Alkenyl Boronate Esters , Boronate Esters , Boronic Acids and Derivatives , Chemical Synthesis , Organometallic Reagents |  | [α]20/D +30.0°, c = 1 in chloroform,n 20/D 1.479 | , |  |  | [α]20/D +30.0°, c = 1 in chloroform,95%,n 20/D 1.479,2-8°C,1.002 g/mL at 25 °C
2- (Dimethylamino) pyrimidine- 5- boronic acid pinacol ester,97%,C,,,MFCD07368238, | 701947 | 1032759-30-0 | Aldrich | 2-(二甲氨基)嘧啶-5-硼酸频哪醇酯 |  | 97%,,,2-8°C, | Boronate Esters , Boronic Acids and Derivatives , Chemical Synthesis , Heteroaryl Boronate Esters , Organometallic Reagents |  |  | , |  |  | 2-8°C,97%,107-112 °C
1,3,5-Trimethyl-1 H -pyrazole-4-boronic acid pinacol ester,97%,C,,,MFCD06659062,24884033 | 654396 | 844891-04-9 | Aldrich | 1,3,5- 三甲基- 4- (4,4,5,5- 四甲基- 1,3,2- 二氧杂硼烷- 2- 基) - 1 H -吡唑 | (PDF) | 97%,,,97-101 °C, | Boronate Esters , Boronic Acids and Derivatives , Chemical Synthesis , Heteroaryl Boronate Esters , Organometallic Reagents |  |  | , |  |  | 97%,97-101 °C
1-Isopropyl-1 H -pyrazole-4-boronic acid pinacol ester,97%,C,,,MFCD11867881, | 716243 | 879487-10-2 | Aldrich | 1-异丙基-1 H -吡唑-4-硼酸频哪醇酯 | (PDF) | 97%,,,2-8°C, | Boronate Esters , Boronic Acids and Derivatives , Chemical Synthesis , Heteroaryl Boronate Esters , Organometallic Reagents |  |  | , |  |  | 2-8°C,97%,36-44 °C
1-Propyl-1 H -pyrazole-4-boronic acid pinacol ester,97%,C,,,MFCD05663871, | 706051 | 827614-69-7 | Aldrich | 1-丙基-1 H -吡唑-4-硼酸频哪醇酯 |  | 97%,,,,0.996 g/mL at 25 °C | Boronate Esters , Boronic Acids and Derivatives , Chemical Synthesis , Heteroaryl Boronate Esters , Organometallic Reagents |  | n 20/D 1.476 | , |  |  | 97%,n 20/D 1.476,0.996 g/mL at 25 °C
1- Cyclohexen- 1- yl- boronic acid pinacol ester,,C,,,MFCD05663845,24883742 | 650277 | 141091-37-4 | Aldrich | 环己烯-1-硼酸频哪醇酯 | (PDF) | ,,,2-8°C, | Alkenyl Boronate Esters , Boronate Esters , Boronic Acids and Derivatives , Chemical Synthesis , Organometallic Reagents |  |  | , |  |  | 2-8°C
,Aldrich CPR,C,,,MFCD19982757, | CBR01793 |  | Aldrich | 2- (3,3- Dimethyl- 1- butyn- 1- yl) - 4,4,5,5- tetramethyl- 1,3,2- dioxaborolane |  | ,,,, | Alkynyl Boronate Esters , Boronate Esters , Boronic Acids and Derivatives , Chemical Synthesis , Organometallic Reagents |  |  | ,
,97%,C,,,MFCD11506069, | 721344 | 454482-11-2 | Aldrich | 1- Methyl- 1,2,3,6- tetrahydropyridine- 4- boronic acid pinacol ester | (PDF) | 97%,,,2-8°C, | Boronate Esters , Boronic Acids and Derivatives , Chemical Synthesis , Heteroaryl Boronate Esters , Organometallic Reagents |  |  | , |  |  | 2-8°C,97%,72-76 °C
(3,3- Dimethyl- 1- butynyl) boronic acid diisopropyl ester,97%,C,,,MFCD06411312,24883011 | 639192 | 121021-24-7 | Aldrich | (3,3-二甲基-1-丁炔)硼酸二异丙酯 |  | 97%,,193-194 °C(lit.),2-8°C,0.891 g/mL at 25 °C(lit.) | Alkynyl Boronate Esters , Boronate Esters , Boronic Acids and Derivatives , Chemical Synthesis , Organometallic Reagents |  | n 20/D 1.4160(lit.) | , |  |  | 2-8°C,193-194 °C(lit.),0.891 g/mL at 25 °C(lit.),n 20/D 1.4160(lit.),97%
4- Methyl- 3- pentenylboronic acid pinacol ester,97%,C,,,MFCD08741439, | 695866 |  | Aldrich | 4-甲基-3-戊烯基硼酸频哪醇酯 |  | 97%,,219-223 °C/760 mmHg,,0.881 g/mL at 25 °C | Alkenyl Boronate Esters , Boronate Esters , Boronic Acids and Derivatives , Chemical Synthesis , Organometallic Reagents |  | n 20/D 1.441 | , |  |  | 97%,219-223 °C/760 mmHg,n 20/D 1.441,0.881 g/mL at 25 °C
2,6- Difluoro- 4- formylphenylboronic acid pinacol ester,97%,C,,,MFCD08276848,24884641 | 663514 | 870717-92-3 | Aldrich | 2,6-二氟-4-甲酰基苯硼酸频那醇酯 | (PDF) | 97%,,,135-139 °C, | Aldehydes , Aryl Boronate Esters , Boronate Esters , Boronic Acids and Derivatives , Building Blocks , C13-C60 , Carbonyl Compounds , Chemical Synthesis , Organic Building Blocks , Organometallic Reagents |  |  | , |  |  | 97%,135-139 °C
,Aldrich CPR,C,,,MFCD10574985, | ADE001008 | 1072152-50-1 | Aldrich | 5- Bromo- 3- (4,4,5,5- tetramethyl- 1,3,2- dioxaborolan- 2- yl) - 1H- pyrrolo[2,3- b] pyridine |  | ,,,, | Azaindoles , Boronate Esters , Boronic Acids and Derivatives , Building Blocks , C12 to C15 , C13 to C15 , Chemical Synthesis , Halogenated Heterocycles , Heteroaryl Boronate Esters , Heterocyclic Building Blocks , Organometallic Reagents , Pyridines |  |  | ,
,Aldrich CPR,C,,,MFCD09965897, | ADE000996 | 1072145-24-4 | Aldrich | 4- Chloro- 5- (4,4,5,5- tetramethyl- 1,3,2- dioxaborolan- 2- yl) - 1H- pyrrolo[2,3- b] pyridine |  | ,,,, | Boronate Esters , Boronic Acids and Derivatives , Chemical Synthesis , Heteroaryl Boronate Esters , Organometallic Reagents |  |  | ,
,Aldrich CPR,C,,,MFCD16995990, | ADE001371 |  | Aldrich | 5- Chloro- 3- (4,4,5,5- tetramethyl- 1,3,2- dioxaborolan- 2- yl) - 1H- pyrrolo[2,3- b] pyridine |  | ,,,, | Boronate Esters , Boronic Acids and Derivatives , Chemical Synthesis , Heteroaryl Boronate Esters , Organometallic Reagents |  |  | ,
2- Fluoro- 5- formylphenylboronic acid pinacol ester,95%,C,,,MFCD11867877, | 715328 | 1112208-82-8 | Aldrich | 2-氟-5-甲酰基苯硼酸频哪醇酯 |  | 95%,,,2-8°C, | Aldehydes , Aryl Boronate Esters , Boronate Esters , Boronic Acids and Derivatives , Building Blocks , C13-C60 , Carbonyl Compounds , Chemical Synthesis , Organic Building Blocks , Organometallic Reagents |  |  | , |  |  | 2-8°C,95%,35-40 °C
4- Carboxy- 2- fluorophenylboronic acid pinacol ester,97%,C,,,MFCD12756466, | 720852 | 1050423-87-4 | Aldrich | 4-羧基-2-氟苯基硼酸频哪醇酯 |  | 97%,,,199-204 °C, | Aryl Boronate Esters , Boronate Esters , Boronic Acids and Derivatives , Chemical Synthesis , Organometallic Reagents |  |  | , |  |  | 97%,199-204 °C
,Aldrich CPR,C,,,MFCD06795676, | CDS000237 |  | Aldrich | 4,4,5,5- Tetramethyl- 2- [2- (trifluoromethyl) phenyl] - 1,3,2- dioxaborolane |  | ,,,, | Aryl Boronate Esters , Boronate Esters , Boronic Acids and Derivatives , Chemical Synthesis , Organometallic Reagents |  |  | ,
,Aldrich CPR,C,,,MFCD05863925, | CDS004533 |  | Aldrich | 4,4,5,5- tetramethyl- 2- (3- trifluoromethylphenyl) - 1,3,2- dioxaborolane |  | ,,,, | Aryl Boronate Esters , Boronate Esters , Boronic Acids and Derivatives , Chemical Synthesis , Organometallic Reagents |  |  | ,
,Aldrich CPR,C,,,MFCD05863924, | CDS003820 |  | Aldrich | 4,4,5,5- tetramethyl- 2- (4- trifluoromethylphenyl) - 1,3,2- dioxaborolane |  | ,,,, | Aryl Boronate Esters , Boronate Esters , Boronic Acids and Derivatives , Chemical Synthesis , Organometallic Reagents |  |  | ,
,Aldrich CPR,C,,,MFCD05863919, | CDS004949 |  | Aldrich | 4,4,5,5- tetramethyl- 2- (3- trifluoromethoxyphenyl) - 1,3,2- dioxaborolane |  | ,,,, | Aryl Boronate Esters , Boronate Esters , Boronic Acids and Derivatives , Chemical Synthesis , Organometallic Reagents |  |  | ,
4- (Trifluoromethoxy) phenylboronic acid pinacol ester,97%,C,,,MFCD05863920, | 715506 | 474709-28-9 | Aldrich | 4-(三氟甲氧基)苯硼酸频哪醇酯 |  | 97%,,,60-65 °C, | Aryl Boronate Esters , Boronate Esters , Boronic Acids and Derivatives , Chemical Synthesis , Organometallic Reagents |  |  | , |  |  | 97%,60-65 °C
2-Cyanophenylboronic acid pinacol ester,97%,C,,,MFCD04038747,24885785 | 683884 | 214360-48-2 | Aldrich | 2-苯甲腈硼酸频哪酯 | (PDF) | 97%,,,85-90 °C, | Aryl Boronate Esters , Boronate Esters , Boronic Acids and Derivatives , Chemical Synthesis , Organometallic Reagents |  |  | , |  |  | 97%,85-90 °C
3-Cyanophenylboronic acid pinacol ester,97%,C,,,MFCD03789262,24880925 | 578401 | 214360-46-0 | Aldrich | 3-氰基苯硼酸频哪醇酯 | (PDF) | 97%,,,78-82 °C(lit.), | Aryl Boronate Esters , Boronate Esters , Boronic Acids and Derivatives , Chemical Synthesis , Organometallic Reagents |  |  | , |  |  | 97%,78-82 °C(lit.)
4-Cyanophenylboronic acid pinacol ester,97%,C,,,MFCD03093897,24874625 | 527556 | 171364-82-2 | Aldrich | 4-氰基苯硼酸频哪醇酯 |  | 97%,,,95-99 °C(lit.), | Aryl Boronate Esters , Boronate Esters , Boronic Acids and Derivatives , Chemical Synthesis , Organometallic Reagents |  |  | , |  |  | 97%,95-99 °C(lit.)
,Aldrich CPR,C,,,MFCD09260439, | CDS008108 |  | Aldrich | 5-benzothiazole boronic acid pinacol ester |  | ,,,, | Boronate Esters , Boronic Acids and Derivatives , Chemical Synthesis , Heteroaryl Boronate Esters , Organometallic Reagents |  |  | ,
,Aldrich CPR,C,,,MFCD08669557, | CDS006018 |  | Aldrich | 2- cyano- 6- methoxyphenyl boronic acid neopentyl glycol ester |  | ,,,, | Aryl Boronate Esters , Boronate Esters , Boronic Acids and Derivatives , Chemical Synthesis , Organometallic Reagents |  |  | ,
,Aldrich CPR,C,,,MFCD09909113, | CDS019179 |  | Aldrich | 5- (5,5- Dimethyl- 1,3,2- dioxaborinan- 2- yl) - 2- methoxybenzonitrile |  | ,,,, | Aryl Boronate Esters , Boronate Esters , Boronic Acids and Derivatives , Chemical Synthesis , Organometallic Reagents |  |  | ,
,Aldrich CPR,C,,,MFCD11857750, | ADE001145 | 1188539-34-5 | Aldrich | 6- (4,4,5,5- Tetramethyl- 1,3,2- dioxaborolan- 2- yl) furo[3,2- b] pyridine |  | ,,,, | Boronate Esters , Boronic Acids and Derivatives , Chemical Synthesis , Heteroaryl Boronate Esters , Organometallic Reagents |  |  | ,
,Aldrich CPR,C,,,MFCD08669571, | CDS020056 |  | Aldrich | 2,5- Difluoro- 6- methylphenylboronic acid pinacol ester |  | ,,,, | Aryl Boronate Esters , Boronate Esters , Boronic Acids and Derivatives , Chemical Synthesis , Organometallic Reagents |  |  | ,
,Aldrich CPR,C,,,MFCD07781207, | CDS020311 |  | Aldrich | 3,5- Difluoro- 2- methoxyphenylboronic acid, pinacol ester |  | ,,,, | Aryl Boronate Esters , Boronate Esters , Boronic Acids and Derivatives , Chemical Synthesis , Organometallic Reagents |  |  | ,
,Aldrich CPR,C,,,MFCD16996388, | CDS019839 |  | Aldrich | 4- (4,4,5,5- Tetramethyl- 1,3,2- dioxaborolan- 2- yl) - 2- (trifluoromethoxy) aniline |  | ,,,, | Aryl Boronate Esters , Boronate Esters , Boronic Acids and Derivatives , Chemical Synthesis , Organometallic Reagents |  |  | ,
1 H - Benzimidazole- 5- boronic acid pinacol ester,97%,C,,,MFCD11054041, | 708879 | 1007206-54-3 | Aldrich | 1 H -苯并咪唑-5-硼酸频哪醇酯 | (PDF) | 97%,,,202-206 °C, | Boronate Esters , Boronic Acids and Derivatives , Chemical Synthesis , Heteroaryl Boronate Esters , Organometallic Reagents |  |  | , |  |  | 97%,202-206 °C
1 H -Indazole-5-boronic acid pinacol ester,95%,C,,,MFCD07367523, | 692727 | 862723-42-0 | Aldrich | 1 H -吲唑-5-硼酸频哪醇酯 | (PDF) | 95%,,,, | Boronate Esters , Boronic Acids and Derivatives , Chemical Synthesis , Heteroaryl Boronate Esters , Organometallic Reagents |  |  | , |  |  | 95%
1 H -Indazole-6-boronic acid pinacol ester,≥95%,C,,,MFCD07368067, | 692735 | 937049-58-6 | Aldrich | 1 H -吲唑-6-硼酸频哪醇酯 | (PDF) | ≥95%,,,134-139 °C, | Boronate Esters , Boronic Acids and Derivatives , Chemical Synthesis , Heteroaryl Boronate Esters , Organometallic Reagents |  |  | , |  |  | ≥95%,134-139 °C
,Aldrich CPR,C,,,MFCD11616360, | CDS010103 |  | Aldrich | 4- (4,4,5,5- Tetramethyl- 1,3,2- dioxaborolan- 2- yl) - 1 H -pyrrolo[2,3- b ]pyridine |  | ,,,, | Boronate Esters , Boronic Acids and Derivatives , Chemical Synthesis , Heteroaryl Boronate Esters , Organometallic Reagents |  |  | ,
,Aldrich CPR,C,,,MFCD08060937, | ADE000890 | 754214-56-7 | Aldrich | 5- (4,4,5,5- Tetramethyl- [1,3,2] dioxaborolan- 2- yl) - 1 H -pyrrolo[2,3- b ]pyridine |  | ,,,243-248 °C, | Boronate Esters , Boronic Acids and Derivatives , Chemical Synthesis , Heteroaryl Boronate Esters , Organometallic Reagents |  |  | , |  |  | 243-248 °C
,Aldrich CPR,C,,,MFCD09859120, | ADE000969 | 1045855-91-1 | Aldrich | 6- (4,4,5,5- Tetramethyl- 1,3,2- dioxaborolan- 2- yl) - 1H- pyrrolo[3,2- b] pyridine |  | ,,,, | Boronate Esters , Boronic Acids and Derivatives , Chemical Synthesis , Heteroaryl Boronate Esters , Organometallic Reagents |  |  | ,
,Aldrich CPR,C,,,MFCD09260491, | CDS006713 |  | Aldrich | 2-Oxo-2,3-dihydro-1 H - benzoimidazole- 5- boronic acid, pinacol ester |  | ,,,, | Aryl Boronate Esters , Boronate Esters , Boronic Acids and Derivatives , Chemical Synthesis , Heteroaryl Boronate Esters , Organometallic Reagents |  |  | ,
,Aldrich CPR,C,,,MFCD11857687, | ADE000550 | 1247726-68-6 | Aldrich | 5- Methoxy- 4- (4,4,5,5- tetramethyl- 1,3,2- dioxaborolan- 2- yl) nicotinonitrile |  | ,,,, | Boronate Esters , Boronic Acids and Derivatives , Chemical Synthesis , Heteroaryl Boronate Esters , Organometallic Reagents |  |  | ,
2- Formylphenylboronic acid pinacol ester,97%,C,,,MFCD07363841,24885782 | 683817 | 380151-85-9 | Aldrich | 2-甲酰基苯基硼酸频哪醇酯 | (PDF) | 97%,,,2-8°C,1.0532 g/mL at 25 °C | Aldehydes , Aryl Boronate Esters , Boronate Esters , Boronic Acids and Derivatives , Building Blocks , C13-C60 , Carbonyl Compounds , Chemical Synthesis , Organic Building Blocks , Organometallic Reagents |  | n 20/D 1.5143 | , |  |  | 2-8°C,97%,n 20/D 1.5143,1.0532 g/mL at 25 °C
,Aldrich CPR,C,,,MFCD05663872, | CDS004719 |  | Aldrich | 3- (4,4,5,5- tetramethyl- 1,3,2- dioxaborolan- 2- yl) - benzaldehyde |  | ,,,, | Aryl Boronate Esters , Boronate Esters , Boronic Acids and Derivatives , Chemical Synthesis , Organometallic Reagents |  |  | ,
,Aldrich CPR,C,,,MFCD04972375, | CDS004697 |  | Aldrich | 4- (4,4,5,5- tetramethyl- 1,3,2- dioxaborolan- 2- yl) - benzaldehyde |  | ,,,, | Aryl Boronate Esters , Boronate Esters , Boronic Acids and Derivatives , Chemical Synthesis , Organometallic Reagents |  |  | ,
3- Carboxyphenylboronic acid pinacol ester,97%,C,,,MFCD03411930,24880753 | 574694 | 269409-73-6 | Aldrich | 3-羧基苯硼酸频哪醇酯 |  | 97%,,,206-210 °C(lit.), | Aryl Boronate Esters , Boronate Esters , Boronic Acids and Derivatives , Chemical Synthesis , Organometallic Reagents |  |  | , |  |  | 97%,206-210 °C(lit.)
4- Carboxylphenylboronic acid pinacol ester,97%,C,,,MFCD01863710,24873696 | 513490 | 180516-87-4 | Aldrich | 4-羧基苯硼酸频哪醇酯 |  | 97%,,,228-231 °C(lit.), | Aryl Boronate Esters , Boronate Esters , Boronic Acids and Derivatives , Chemical Synthesis , Organometallic Reagents |  |  | , |  |  | 97%,228-231 °C(lit.)
,Aldrich CPR,C,,,MFCD05663889, | CDS006127 |  | Aldrich | 5- (4,4,5,5- tetramethyl- 1,3,2- dioxaborolan- 2- yl) - benzo- 1,3- dioxole |  | ,,,, | Aryl Boronate Esters , Boronate Esters , Boronic Acids and Derivatives , Chemical Synthesis , Organometallic Reagents |  |  | ,
,Aldrich CPR,C,,,MFCD07777051, | CDS019181 |  | Aldrich | 6- (5,5- Dimethyl- 1,3,2- dioxaborinan- 2- yl) - 4H- 1,3- benzodioxine |  | ,,,, | Aryl Boronate Esters , Boronate Esters , Boronic Acids and Derivatives , Chemical Synthesis , Organometallic Reagents |  |  | ,
2- Bromomethylphenylboronic acid pinacol ester,95%,C,,,MFCD01632210, | 716235 | 377780-72-8 | Aldrich | 2-溴甲基苯硼酸频哪醇酯 | (PDF) | 95%,,,82-86 °C, | Aryl Boronate Esters , Boronate Esters , Boronic Acids and Derivatives , Chemical Synthesis , Organometallic Reagents |  |  | , |  |  | 95%,82-86 °C
3- Bromomethylphenylboronic acid pinacol ester,95%,C,,,MFCD02183481, | 718505 | 214360-74-4 | Aldrich | 3-溴甲基苯硼酸频哪醇酯 |  | 95%,,,93-98 °C, | Aryl Boronate Esters , Boronate Esters , Boronic Acids and Derivatives , Chemical Synthesis , Organometallic Reagents |  |  | , |  |  | 95%,93-98 °C
4- Bromomethylphenylboronic acid pinacol ester,95%,C,,,MFCD02179493, | 718513 | 138500-85-3 | Aldrich | 4-溴甲基苯硼酸频哪醇酯 | (PDF) | 95%,,,85-89 °C, | Aryl Boronate Esters , Boronate Esters , Boronic Acids and Derivatives , Chemical Synthesis , Organometallic Reagents |  |  | , |  |  | 95%,85-89 °C
,Aldrich CPR,C,,,MFCD05663844, | CDS007975 |  | Aldrich | 3- chloro- 4- hydroxy- 5- methoxyphenylboronic acid, pinacol ester |  | ,,,, | Aryl Boronate Esters , Boronate Esters , Boronic Acids and Derivatives , Chemical Synthesis , Organometallic Reagents |  |  | ,
2- (Formylamino) phenylboronic acid pinacol ester,97%,C,,,MFCD03789264,24881554 | 595098 | 480425-36-3 | Aldrich | 2-(甲酰胺基)苯硼酸频哪醇酯 |  | 97%,,,85-89 °C(lit.), | Aryl Boronate Esters , Boronate Esters , Boronic Acids and Derivatives , Chemical Synthesis , Organometallic Reagents |  |  | , |  |  | 97%,85-89 °C(lit.)
3- (Formylamino) phenylboronic acid pinacol ester,,C,,,MFCD03789265,24881561 | 595209 | 480425-37-4 | Aldrich | 3-(甲酰胺基)苯硼酸频哪醇酯 | (PDF) | ,,,96-100 °C(lit.), | Aryl Boronate Esters , Boronate Esters , Boronic Acids and Derivatives , Chemical Synthesis , Organometallic Reagents |  |  | , |  |  | 96-100 °C(lit.)
,Aldrich CPR,C,,,MFCD05663886, | CDS006420 |  | Aldrich | 3- aminocarbonylphenylboronic acid, pinacol ester |  | ,,,, | Aryl Boronate Esters , Boronate Esters , Boronic Acids and Derivatives , Chemical Synthesis , Organometallic Reagents |  |  | ,
,Aldrich CPR,C,,,MFCD05663887, | CDS004320 |  | Aldrich | 4- (4,4,5,5- tetramethyl- 1,3,2- dioxaborolan- 2- yl) - benzamide |  | ,,,, | Aryl Boronate Esters , Boronate Esters , Boronic Acids and Derivatives , Chemical Synthesis , Organometallic Reagents |  |  | ,
,Aldrich CPR,C,,,MFCD08752647, | CDS009276 |  | Aldrich | 2- (methoxycarbonyl) - 4- pyridineboronic acid, pinacol ester |  | ,,,, | Boronate Esters , Boronic Acids and Derivatives , Chemical Synthesis , Heteroaryl Boronate Esters , Organometallic Reagents |  |  | ,
,Aldrich CPR,C,,,MFCD21609474, | ADE001442 |  | Aldrich | 6- (4,4,5,5- Tetramethyl- 1,3,2- dioxaborolan- 2- yl) - 2,3- dihydro- [1,4] dioxino[2,3- b] pyridine |  | ,,,, | Boronate Esters , Boronic Acids and Derivatives , Chemical Synthesis , Heteroaryl Boronate Esters , Organometallic Reagents |  |  | ,
,Aldrich CPR,C,,,MFCD06795663, | CDS007652 |  | Aldrich | 4- methoxy- 3- nitrophenylboronic acid pinacol ester |  | ,,,, | Aryl Boronate Esters , Boronate Esters , Boronic Acids and Derivatives , Chemical Synthesis , Organometallic Reagents |  |  | ,
,Aldrich CPR,C,,,MFCD11857689, | ADE001217 | 1257554-02-1 | Aldrich | 3- Methyl- 6- (4,4,5,5- tetramethyl- 1,3,2- dioxaborolan- 2- yl) - 3H- imidazo[4,5- b] pyridine |  | ,,,, | Boronate Esters , Boronic Acids and Derivatives , Chemical Synthesis , Heteroaryl Boronate Esters , Organometallic Reagents |  |  | ,
,Aldrich CPR,C,,,MFCD20487005, | ADE000231 |  | Aldrich | 5- Chloro- 2,3- dimethoxy- 4- (4,4,5,5- tetramethyl- 1,3,2- dioxaborolan- 2- yl) pyridine |  | ,,,, | Boronate Esters , Boronic Acids and Derivatives , Chemical Synthesis , Heteroaryl Boronate Esters , Organometallic Reagents |  |  | ,
2- Acetamidopyridine- 5- boronic acid pinacol ester,97%,C,,,MFCD08690229,24885786 | 683892 | 904326-87-0 | Aldrich | 2-乙酰氨基吡啶-5-硼酸频哪醇酯 | (PDF) | 97%,,,130-134 °C, | Boronate Esters , Boronic Acids and Derivatives , Chemical Synthesis , Heteroaryl Boronate Esters , Organometallic Reagents |  |  | , |  |  | 97%,130-134 °C
,Aldrich CPR,C,,,MFCD06795683, | CDS006445 |  | Aldrich | 4- (ureido) phenylboronic acid, pinacol ester |  | ,,,, | Aryl Boronate Esters , Boronate Esters , Boronic Acids and Derivatives , Chemical Synthesis , Organometallic Reagents |  |  | ,
,Aldrich CPR,C,,,MFCD06795658, | CDS003948 |  | Aldrich | 2- methylphenylboronic acid, pinacol ester |  | ,,,, | Aryl Boronate Esters , Boronate Esters , Boronic Acids and Derivatives , Chemical Synthesis , Organometallic Reagents |  |  | ,
,Aldrich CPR,C,,,MFCD03453662, | CDS003319 |  | Aldrich | 4- (4,4,5,5- tetramethyl- 1,3,2- dioxaborolan- 2- yl) toluene |  | ,,,, | Aryl Boronate Esters , Boronate Esters , Boronic Acids and Derivatives , Chemical Synthesis , Organometallic Reagents |  |  | ,
,Aldrich CPR,C,,,MFCD05155219, | CDS003379 |  | Aldrich | 2- methylsulfanylphenylboronic acid, pinacol ester |  | ,,,, | Aryl Boronate Esters , Boronate Esters , Boronic Acids and Derivatives , Chemical Synthesis , Organometallic Reagents |  |  | ,
4,4,5,5,- Tetramethyl- 2- phenylsulfanylmethyl- 1,3,2- dioxaborolane,97%,C,,,MFCD08669621,24880425 | 568155 | 66080-23-7 | Aldrich | 4,4,5,5,- 四甲基- 2- 苯基硫烷基甲基- 1,3,2- 二氧硼戊环 |  | 97%,,105-108 °C/0.1 mmHg(lit.),,1.059 g/mL at 25 °C(lit.) | Aryl Boronate Esters , Boronate Esters , Boronic Acids and Derivatives , Chemical Synthesis , Organometallic Reagents |  | n 20/D 1.5280(lit.) | , |  |  | 97%,105-108 °C/0.1 mmHg(lit.),n 20/D 1.5280(lit.),1.059 g/mL at 25 °C(lit.)
,Aldrich CPR,C,,,MFCD05155222, | CDS003991 |  | Aldrich | 4- (methylthio) phenylboronic acid pinacolate |  | ,,,, | Boronate Esters , Boronic Acids and Derivatives , Chemical Synthesis , Heteroaryl Boronate Esters , Organometallic Reagents |  |  | ,
,Aldrich CPR,C,,,MFCD05863916, | CDS003514 |  | Aldrich | (2- methoxyphenyl) boronic acid, pinacol ester |  | ,,,, | Aryl Boronate Esters , Boronate Esters , Boronic Acids and Derivatives , Chemical Synthesis , Organometallic Reagents |  |  | ,
3- (Hydroxymethyl) phenylboronic acid pinacol ester,96%,C,,,MFCD09266196, | 703001 | 443776-76-9 | Aldrich | 3-羟甲基苯基硼酸频哪醇酯 | (PDF) | 96%,,,2-8°C, | Aryl Boronate Esters , Boronate Esters , Boronic Acids and Derivatives , Chemical Synthesis , Organometallic Reagents |  |  | , |  |  | 2-8°C,96%,42-46 °C
4- (Hydroxymethyl) phenylboronic acid pinacol ester,97%,C,,,MFCD09837617, | 702927 | 302348-51-2 | Aldrich | 4-(羟甲基)苯硼酸频哪醇酯 | (PDF) | 97%,,,2-8°C, | Aryl Boronate Esters , Boronate Esters , Boronic Acids and Derivatives , Chemical Synthesis , Organometallic Reagents |  |  | , |  |  | 2-8°C,97%,74-80 °C
,Aldrich CPR,C,,,MFCD05663864, | CDS003444 |  | Aldrich | 4- methoxyphenylboronic acid, pinacol ester |  | ,,,, | Aryl Boronate Esters , Boronate Esters , Boronic Acids and Derivatives , Chemical Synthesis , Organometallic Reagents |  |  | ,
4- Hydroxy- 3- methoxyphenylboronic acid pinacol ester,98%,C,,,MFCD02093723,24874046 | 518786 | 269410-22-2 | Aldrich | 4-羟基-3-甲氧基苯硼酸频哪醇酯 | (PDF) | 98%,,,105-109 °C(lit.), | Aryl Boronate Esters , Boronate Esters , Boronic Acids and Derivatives , Chemical Synthesis , Organometallic Reagents |  |  | , |  |  | 98%,105-109 °C(lit.)
,Aldrich CPR,C,,,MFCD05863921, | CDS007220 |  | Aldrich | 2- (4- methanesulfonylphenyl) - 4,4,5,5- tetramethyl- 1,3,2- dioxaborolane |  | ,,,, | Aryl Boronate Esters , Boronate Esters , Boronic Acids and Derivatives , Chemical Synthesis , Organometallic Reagents |  |  | ,
,Aldrich CPR,C,,,MFCD06795664, | CDS007641 |  | Aldrich | 2- amino- 5- methylphenyboronic acid, pinacol ester |  | ,,,, | Aryl Boronate Esters , Boronate Esters , Boronic Acids and Derivatives , Chemical Synthesis , Organometallic Reagents |  |  | ,
,Aldrich CPR,C,,,MFCD10566506, | CDS012539 |  | Aldrich | 3,5- dimethylpyridine- 4- boronic acid pinacol ester |  | ,,,, | Boronate Esters , Boronic Acids and Derivatives , Chemical Synthesis , Heteroaryl Boronate Esters , Organometallic Reagents |  |  | ,
,97%,C,,,MFCD02179455, | 741213 | 850568-55-7 | Aldrich | 4- (Aminomethyl) phenylboronic acid pinacol ester hydrochloride | (PDF) | 97%,,,2-8°C, | Aryl Boronate Esters , Boronate Esters , Boronic Acids and Derivatives , Chemical Synthesis , Organometallic Reagents |  |  | , |  |  | 2-8°C,97%,254.1-262.7 °C
,Aldrich CPR,C,,,MFCD06795668, | CDS007639 |  | Aldrich | 4- (N- Methylamino) phenylboronic acid, pinacol ester |  | ,,,, | Aryl Boronate Esters , Boronate Esters , Boronic Acids and Derivatives , Chemical Synthesis , Organometallic Reagents |  |  | ,
5- Amino- 2- methylphenylboronic acid pinacol ester,97%,C,,,MFCD05663859, | 706043 | 882670-69-1 | Aldrich | 5-氨基-2-甲基苯硼酸频哪醇酯 | (PDF) | 97%,,,82-86 °C, | Aryl Boronate Esters , Boronate Esters , Boronic Acids and Derivatives , Chemical Synthesis , Organometallic Reagents |  |  | , |  |  | 97%,82-86 °C
,Aldrich CPR,C,,,MFCD07366721, | ADE000308 | 848243-23-2 | Aldrich | 2- Ethoxy- 3- (4,4,5,5- tetramethyl- [1,3,2] dioxaborolan- 2- yl) - pyridine |  | ,,,, | Boronate Esters , Boronic Acids and Derivatives , Chemical Synthesis , Heteroaryl Boronate Esters , Organometallic Reagents |  |  | ,
,Aldrich CPR,C,,,MFCD12923399, | ADE000769 | 1083168-84-6 | Aldrich | 2- Methoxy- 5- methyl- 3- (4,4,5,5- tetramethyl- 1,3,2- dioxaborolan- 2- yl) pyridine |  | ,,,, | Boronate Esters , Boronic Acids and Derivatives , Chemical Synthesis , Heteroaryl Boronate Esters , Organometallic Reagents |  |  | ,
,Aldrich CPR,C,,,MFCD11878280, | CDS015980 |  | Aldrich | 3- ethoxy- 5- (4,4,5,5- tetramethyl- 1,3,2- dioxaborolan- 2- yl) pyridine |  | ,,,, | Boronate Esters , Boronic Acids and Derivatives , Chemical Synthesis , Heteroaryl Boronate Esters , Organometallic Reagents |  |  | ,
,Aldrich CPR,C,,,MFCD06795657, | CDS005268 |  | Aldrich | 4- amino- 3- methoxyphenylboronic acid pinacol ester |  | ,,,, | Aryl Boronate Esters , Boronate Esters , Boronic Acids and Derivatives , Chemical Synthesis , Organometallic Reagents |  |  | ,
,Aldrich CPR,C,,,MFCD11857651, | ADE000513 | 1083168-92-6 | Aldrich | 2,3- Dimethoxy- 5- (4,4,5,5- tetramethyl- 1,3,2- dioxaborolan- 2- yl) pyridine |  | ,,,, | Boronate Esters , Boronic Acids and Derivatives , Chemical Synthesis , Heteroaryl Boronate Esters , Organometallic Reagents |  |  | ,
,Aldrich CPR,C,,,MFCD11857650, | ADE000512 | 1131335-62-0 | Aldrich | 2,3- Dimethoxy- 6- (4,4,5,5- tetramethyl- 1,3,2- dioxaborolan- 2- yl) pyridine |  | ,,,, | Boronate Esters , Boronic Acids and Derivatives , Chemical Synthesis , Heteroaryl Boronate Esters , Organometallic Reagents |  |  | ,
,Aldrich CPR,C,,,MFCD03788240, | CDS007561 |  | Aldrich | 2,6- dimethoxy- 3- (4,4,5,5- tetramethyl- 1,3,2- dioxaborolan- 2- yl) pyridine |  | ,,,, | Boronate Esters , Boronic Acids and Derivatives , Chemical Synthesis , Heteroaryl Boronate Esters , Organometallic Reagents |  |  | ,
2- (Methanesulfonylamino) phenylboronic acid pinacol ester,97%,C,,,MFCD02179479,24882754 | 636045 | 380430-60-4 | Aldrich | 2-甲烷磺酰氨基苯基硼酸频哪醇酯 | (PDF) | 97%,,,130-134 °C(lit.), | Aryl Boronate Esters , Boronate Esters , Boronic Acids and Derivatives , Chemical Synthesis , Organometallic Reagents |  |  | , |  |  | 97%,130-134 °C(lit.)
3- (Methanesulfonylamino) phenylboronic acid pinacol ester,97%,C,,,MFCD05663881,24882753 | 636037 | 305448-92-4 | Aldrich | 3-甲烷磺酰氨基苯基硼酸频哪醇酯 | (PDF) | 97%,,,153-157 °C(lit.), | Aryl Boronate Esters , Boronate Esters , Boronic Acids and Derivatives , Chemical Synthesis , Organometallic Reagents |  |  | , |  |  | 97%,153-157 °C(lit.)
4- (Methanesulfonylamino) phenylboronic acid pinacol ester,97%,C,,,MFCD05663876,24882507 | 632716 | 616880-14-9 | Aldrich | 4-甲烷磺酰氨基苯基硼酸频哪醇酯 | (PDF) | 97%,,,2-8°C, | Aryl Boronate Esters , Boronate Esters , Boronic Acids and Derivatives , Chemical Synthesis , Organometallic Reagents |  |  | , |  |  | 2-8°C,97%,197-201 °C(lit.)
,Aldrich CPR,C,,,MFCD03410294, | CDS005517 | 380430-65-9 | Aldrich | 3- aminomethylphenylboronic acid, pinacol ester hydrochloride |  | ,,,, | Aryl Boronate Esters , Boronate Esters , Boronic Acids and Derivatives , Chemical Synthesis , Organometallic Reagents |  |  | ,
,97%,C,,,MFCD03410294, | 741205 | 380430-65-9 | Aldrich | 3- aminomethylphenylboronic acid, pinacol ester hydrochloride | (PDF) | 97%,,,2-8°C, | Aryl Boronate Esters , Boronate Esters , Boronic Acids and Derivatives , Chemical Synthesis , Organometallic Reagents |  |  | , |  |  | 2-8°C,97%,188.3 °C
,Aldrich CPR,C,,,MFCD11975406, | CDS004426 |  | Aldrich | 6- (dimethylamino) pyridine- 3- boronic acid, pinacol ester |  | ,,,, | Boronate Esters , Boronic Acids and Derivatives , Chemical Synthesis , Heteroaryl Boronate Esters , Organometallic Reagents |  |  | ,
,Aldrich CPR,C,,,MFCD09607683, | CDS019590 |  | Aldrich | 2- (Pyrrolidin- 1- yl) thiazole- 4- boronic acid pinacol ester |  | ,,,, | Boronate Esters , Boronic Acids and Derivatives , Chemical Synthesis , Heteroaryl Boronate Esters , Organometallic Reagents |  |  | ,
1- (2- Tetrahydropyranyl) - 1 H -pyrazole-4-boronic acid neopentylglycol ester,95%,C,,,MFCD09037503, | 724270 | 1072944-26-3 | Aldrich | 1-(2-四氢吡喃基)-1 H -吡唑-4-硼酸新戊二醇酯 |  | 95%,,,88-93 °C, | Boronate Esters , Boronic Acids and Derivatives , Chemical Synthesis , Heteroaryl Boronate Esters , Organometallic Reagents |  |  | , |  |  | 95%,88-93 °C
,Aldrich CPR,C,,,MFCD09607679, | CDS019592 |  | Aldrich | 2- Morpholinothiazole- 4- boronic acid pinacol ester |  | ,,,, | Boronate Esters , Boronic Acids and Derivatives , Chemical Synthesis , Heteroaryl Boronate Esters , Organometallic Reagents |  |  | ,
,Aldrich CPR,C,,,MFCD08272028, | CDS010427 |  | Aldrich | 1- [1,3] Dioxolan- 2- ylmethyl- 1 H -pyrazole-4-boronic acid, pinacol ester |  | ,,,, | Boronate Esters , Boronic Acids and Derivatives , Chemical Synthesis , Heteroaryl Boronate Esters , Organometallic Reagents |  |  | ,
1- (Ethoxycarbonylmethyl) - 1 H -pyrazole-4-boronic acid pinacol ester,97%,C,,,MFCD08706026,24885773 | 683566 | 864754-16-5 | Aldrich | 1-(乙氧基羰基甲基)-1 H -吡唑-4-硼酸频哪醇酯 | (PDF) | 97%,,,, | Boronate Esters , Boronic Acids and Derivatives , Chemical Synthesis , Heteroaryl Boronate Esters , Organometallic Reagents |  | n 20/D 1.4814 | , |  |  | 97%,n 20/D 1.4814
1- Isobutylpyrazole- 4- boronic acid pinacol ester,95%,C,,,MFCD05663857,24883209 | 642614 | 827614-66-4 | Aldrich | 1-异丁基吡唑-4-硼酸频哪醇酯 |  | 95%,,248-249 °C(lit.),,1.003 g/mL at 25 °C(lit.) | Boronate Esters , Boronic Acids and Derivatives , Chemical Synthesis , Heteroaryl Boronate Esters , Organometallic Reagents |  | n 20/D 1.4740(lit.) | , |  |  | 95%,248-249 °C(lit.),n 20/D 1.4740(lit.),1.003 g/mL at 25 °C(lit.)
,Aldrich CPR,C,,,MFCD11857753, | ADE001296 | 1029716-44-6 | Aldrich | 1- (1- Ethoxyethyl) - 4- (4,4,5,5- tetramethyl- 1,3,2- dioxaborolan- 2- yl) - 1H- pyrazole |  | ,,,, | Boronate Esters , Boronic Acids and Derivatives , Chemical Synthesis , Heteroaryl Boronate Esters , Organometallic Reagents |  |  | ,
,95%,C,,,MFCD21363050, | 754951 |  | Aldrich | 2- Chloroquinoline- 3- boronic acid MIDA ester | (PDF) | 95%,,,2-8°C, | Boronate Esters , Boronic Acids and Derivatives , Chemical Synthesis , Heteroaryl Boronate Esters , Organometallic Reagents |  |  | , |  |  | 2-8°C,95%,268-272 °C
,Aldrich CPR,C,,,MFCD12922777, | ADE001016 | 1198094-97-1 | Aldrich | 3- (4,4,5,5- Tetramethyl- 1,3,2- dioxaborolan- 2- yl) - 5- (trifluoromethyl) - 1H- pyrrolo[2,3- b] pyridine |  | ,,,, | Boronate Esters , Boronic Acids and Derivatives , Chemical Synthesis , Heteroaryl Boronate Esters , Organometallic Reagents |  |  | ,
,Aldrich CPR,C,,,MFCD12026087, | CDS019419 |  | Aldrich | 5- Cyano- 2- fluoro- 3- methoxyphenylboronic acid, pinacol ester |  | ,,,, | Aryl Boronate Esters , Boronate Esters , Boronic Acids and Derivatives , Chemical Synthesis , Organometallic Reagents |  |  | ,
,Aldrich CPR,C,,,MFCD13182107, | ADE000861 |  | Aldrich | 3- (4,4,5,5- Tetramethyl- 1,3,2- dioxaborolan- 2- yl) - 1,5- naphthyridine |  | ,,,, | Boronate Esters , Boronic Acids and Derivatives , Chemical Synthesis , Heteroaryl Boronate Esters , Organometallic Reagents |  |  | ,
,Aldrich CPR,C,,,MFCD16294529, | CDS020050 |  | Aldrich | 2- (3- Ethynylphenyl) - 4,4,5,5- tetramethyl- 1,3,2- dioxaborolane |  | ,,,, | Aryl Boronate Esters , Boronate Esters , Boronic Acids and Derivatives , Chemical Synthesis , Organometallic Reagents |  |  | ,
2- Phenyl- 1- ethynylboronic acid pinacol ester,90%,C,,,MFCD09842761, | 686808 | 159087-45-3 | Aldrich | 2-苯基-1-乙炔基硼酸频哪醇酯 | (PDF) | 90%,,,49-68 °C, | Alkynyl Boronate Esters , Boronate Esters , Boronic Acids and Derivatives , Chemical Synthesis , Organometallic Reagents |  |  | , |  |  | 90%,49-68 °C
,95%,C,,,MFCD16294504, | 721433 | 1034287-04-1 | Aldrich | 4- Ethynylphenylboronic acid pinacol ester | (PDF) | 95%,,,66-70 °C, | Aryl Boronate Esters , Boronate Esters , Boronic Acids and Derivatives , Chemical Synthesis , Organometallic Reagents |  |  | , |  |  | 95%,66-70 °C
,,C,,,MFCD18383358, | 766410 | 1239700-56-1 | Aldrich | 1- (2- Chlorophenyl) vinylboronic acid pinacol ester | (PDF) | ,,,2-8°C, | Alkenyl Boronate Esters , Boronate Esters , Boronic Acids and Derivatives , Chemical Synthesis , Organometallic Reagents |  |  | , |  |  | 2-8°C,33-39 °C
,Aldrich CPR,C,,,MFCD06659924, | CDS009968 |  | Aldrich | 1- (4- chlorophenyl) vinylboronic acid, pinacol ester |  | ,,,, | Aryl Boronate Esters , Boronate Esters , Boronic Acids and Derivatives , Chemical Synthesis , Organometallic Reagents |  |  | ,
,97%,C,,,MFCD18383357, | 753440 | 1239700-55-0 | Aldrich | 1- (3- Fluorophenyl) vinylboronic acid pinacol ester | (PDF) | 97%,,,2-8°C,1.041 g/mL at 25 °C | Aryl Boronate Esters , Boronate Esters , Boronic Acids and Derivatives , Chemical Synthesis , Organometallic Reagents |  | n 20/D 1.499 | , |  |  | 2-8°C,97%,n 20/D 1.499,1.041 g/mL at 25 °C
2- Fluoro- 4- (methoxycarbonyl) phenylboronic acid pinacol ester,97%,C,,,MFCD11855962, | 722766 | 603122-79-8 | Aldrich | 2-氟-4-(甲氧基羰基)苯硼酸频那醇酯 |  | 97%,,,66-71 °C, | Aryl Boronate Esters , Boronate Esters , Boronic Acids and Derivatives , Chemical Synthesis , Organometallic Reagents |  |  | , |  |  | 97%,66-71 °C
,Aldrich CPR,C,,,MFCD11846463, | CDS020062 |  | Aldrich | 2- (3- Methoxy- 5- trifluoromethyl- phenyl) - 4,4,5,5- tetramethyl- [1,3,2] dioxaborolane |  | ,,,, | Aryl Boronate Esters , Boronate Esters , Boronic Acids and Derivatives , Chemical Synthesis , Organometallic Reagents |  |  | ,
4- (Trifluoromethoxy) benzylboronic acid pinacol ester,97%,C,,,MFCD08276838,24884608 | 662879 | 872038-32-9 | Aldrich | 4-(三氟甲氧基)苄基硼酸频哪醇酯 | (PDF) | 97%,,100 °C/0.2 mmHg,,1.139 g/mL at 25 °C | Alkyl Boronate Esters , Boronate Esters , Boronic Acids and Derivatives , Chemical Synthesis , Organometallic Reagents |  |  | , |  |  | 97%,100 °C/0.2 mmHg,1.139 g/mL at 25 °C
,Aldrich CPR,C,,,MFCD18087706, | CDS019666 |  | Aldrich | 2- Methyl- 5- (4,4,5,5- tetramethyl- 1,3,2- dioxaborolan- 2- yl) benzonitrile |  | ,,,, | Aryl Boronate Esters , Boronate Esters , Boronic Acids and Derivatives , Chemical Synthesis , Organometallic Reagents |  |  | ,
,Aldrich CPR,C,,,MFCD02179458, | CDS004850 |  | Aldrich | 3- (cyanomethyl) benzeneboronic acid pinacol ester |  | ,,,, | Aryl Boronate Esters , Boronate Esters , Boronic Acids and Derivatives , Chemical Synthesis , Organometallic Reagents |  |  | ,
,Aldrich CPR,C,,,MFCD08689896, | CDS004454 |  | Aldrich | 4- (4,4,5,5- Tetramethyl- 1,3,2- dioxaborolan- 2- yl) - 1 H -indole |  | ,,,, | Boronate Esters , Boronic Acids and Derivatives , Chemical Synthesis , Heteroaryl Boronate Esters , Organometallic Reagents |  |  | ,
5-Indoleboronic acid pinacol ester,97%,C,,,MFCD03789263,24880953 | 578835 | 269410-24-4 | Aldrich | 5-吲哚硼酸频哪醇酯 | (PDF) | 97%,,,120-125 °C(lit.), | Boronate Esters , Boronic Acids and Derivatives , Chemical Synthesis , Heteroaryl Boronate Esters , Organometallic Reagents |  |  | , |  |  | 97%,120-125 °C(lit.)
,Aldrich CPR,C,,,MFCD06795686, | CDS007806 |  | Aldrich | 2- cyanomethoxyphenylboronic acid, pinacol ester |  | ,,,, | Aryl Boronate Esters , Boronate Esters , Boronic Acids and Derivatives , Chemical Synthesis , Organometallic Reagents |  |  | ,
,Aldrich CPR,C,,,MFCD13181970, | CDS019569 |  | Aldrich | 2- Methyl- 5- (4,4,5,5- tetramethyl- 1,3,2- dioxaborolan- 2- yl) benzo[d] oxazole |  | ,,,, | Aryl Boronate Esters , Boronate Esters , Boronic Acids and Derivatives , Chemical Synthesis , Organometallic Reagents |  |  | ,
,Aldrich CPR,C,,,MFCD06795674, | CDS007648 |  | Aldrich | 3- cyanomethoxy- phenylboronic acid, pinacol ester |  | ,,,, | Aryl Boronate Esters , Boronate Esters , Boronic Acids and Derivatives , Chemical Synthesis , Organometallic Reagents |  |  | ,
,Aldrich CPR,C,,,MFCD06795675, | CDS005927 |  | Aldrich | 4- cyanomethoxy- phenylboronic acid pinacol ester |  | ,,,, | Aryl Boronate Esters , Boronate Esters , Boronic Acids and Derivatives , Chemical Synthesis , Organometallic Reagents |  |  | ,
,Aldrich CPR,C,,,MFCD08669935, | CDS007174 |  | Aldrich | 5- (4,4,5,5- tetramethyl- 1,3,2- dioxaborolan- 2- yl) indolin- 2- one |  | ,,,, | Boronate Esters , Boronic Acids and Derivatives , Chemical Synthesis , Heteroaryl Boronate Esters , Organometallic Reagents |  |  | ,
,Aldrich CPR,C,,,MFCD18374096, | ADE000163 |  | Aldrich | 2,3- Dimethoxy- 4- (4,4,5,5- tetramethyl- 1,3,2- dioxaborolan- 2- yl) - 5- (trifluoromethyl) pyridine |  | ,,,, | Boronate Esters , Boronic Acids and Derivatives , Chemical Synthesis , Heteroaryl Boronate Esters , Organometallic Reagents |  |  | ,
,97%,C,,,MFCD10700158, | 725323 | 885698-94-2 | Aldrich | 1-Methyl-1 H -indazole-4-boronic acid pinacol ester | (PDF) | 97%,,,2-8°C, | Boronate Esters , Boronic Acids and Derivatives , Chemical Synthesis , Heteroaryl Boronate Esters , Organometallic Reagents |  |  | , |  |  | 2-8°C,97%,84-89 °C
,Aldrich CPR,C,,,MFCD11109436, | SYX00057 | 1189746-27-7 | Aldrich | 2- Methyl- 2H- indazole- 5- boronic acid pinacol ester |  | ,,,, | Boronate Esters , Boronic Acids and Derivatives , Chemical Synthesis , Heteroaryl Boronate Esters , Organometallic Reagents |  |  | ,
,Aldrich CPR,C,,,MFCD11109435, | CDS019840 |  | Aldrich | 2- Methylindazole- 6- boronic acid pinacol ester |  | ,,,, | Boronate Esters , Boronic Acids and Derivatives , Chemical Synthesis , Heteroaryl Boronate Esters , Organometallic Reagents |  |  | ,
,Aldrich CPR,C,,,MFCD07779192, | CDS018384 |  | Aldrich | 3- methyl- 5- (4,4,5,5- tetramethyl- 1,3,2- dioxaborolan- 2- yl) - 1H- indazole |  | ,,,, | Boronate Esters , Boronic Acids and Derivatives , Chemical Synthesis , Heteroaryl Boronate Esters , Organometallic Reagents |  |  | ,
,Aldrich CPR,C,,,MFCD13563091, | ADE001025 | 1198096-23-9 | Aldrich | 5- Methyl- 3- (4,4,5,5- tetramethyl- 1,3,2- dioxaborolan- 2- yl) - 1H- pyrrolo[2,3- b] pyridine |  | ,,,, | Boronate Esters , Boronic Acids and Derivatives , Chemical Synthesis , Heteroaryl Boronate Esters , Organometallic Reagents |  |  | ,
1- (Thiophen- 2- ylmethyl) - 1 H -pyrazole-4-boronic acid pinacol ester,97%,C,,,MFCD08706027, | 704776 | 864754-19-8 | Aldrich | 1-(噻吩-2-基甲基)-1 H -吡唑-4-硼酸频哪醇酯 |  | 97%,,,56-58 °C, | Boronate Esters , Boronic Acids and Derivatives , Chemical Synthesis , Heteroaryl Boronate Esters , Organometallic Reagents |  |  | , |  |  | 97%,56-58 °C
1-Phenylvinylboronic acid pinacol ester,96%,C,,,MFCD06659923,24884405 | 659193 |  | Aldrich | 1-苯基乙烯基硼酸频哪醇酯 | (PDF) | 96%,,,42-49 °C, | Alkenyl Boronate Esters , Boronate Esters , Boronic Acids and Derivatives , Chemical Synthesis , Organometallic Reagents |  |  | , |  |  | 96%,42-49 °C
,Aldrich CPR,C,,,MFCD05863923, | CDS004561 |  | Aldrich | 1- [3- (4,4,5,5- Tetramethyl- 1,3,2- dioxaborolan- 2- yl) phenyl] ethanone |  | ,,,, | Aryl Boronate Esters , Boronate Esters , Boronic Acids and Derivatives , Chemical Synthesis , Organometallic Reagents |  |  | ,
,Aldrich CPR,C,,,MFCD05863922, | CDS003430 |  | Aldrich | 1- [4- (4,4,5,5- Tetramethyl- 1,3,2- dioxaborolan- 2- yl) phenyl] ethanone |  | ,,,, | Aryl Boronate Esters , Boronate Esters , Boronic Acids and Derivatives , Chemical Synthesis , Organometallic Reagents |  |  | ,
2- Acetoxyphenylboronic acid pinacol ester,,C,,,MFCD03453062,24880532 | 570184 | 480424-68-8 | Aldrich | 2-乙酰氧基苯硼酸频哪醇酯 |  | ,,,47-51 °C(lit.), | Aryl Boronate Esters , Boronate Esters , Boronic Acids and Derivatives , Chemical Synthesis , Organometallic Reagents |  |  | , |  |  | 47-51 °C(lit.)
3- Acetoxyphenylboronic acid pinacol ester,97%,C,,,MFCD03453061,24880533 | 570192 | 480424-69-9 | Aldrich | 3-乙酰氧基苯硼酸频哪醇酯 |  | 97%,,,36-40 °C(lit.), | Aryl Boronate Esters , Boronate Esters , Boronic Acids and Derivatives , Chemical Synthesis , Organometallic Reagents |  |  | , |  |  | 97%,36-40 °C(lit.)
3- Methoxycarbonylphenylboronic acid pinacol ester,97%,C,,,MFCD03789258,24881526 | 594652 | 480425-35-2 | Aldrich | 3-甲氧羰基苯硼酸频哪醇酯 |  | 97%,,,91-95 °C(lit.), | Aryl Boronate Esters , Boronate Esters , Boronic Acids and Derivatives , Chemical Synthesis , Organometallic Reagents |  |  | , |  |  | 97%,91-95 °C(lit.)
4- (Carboxymethyl) phenylboronic acid pinacol ester,95%,C,,,MFCD04038755, | 718831 | 797755-07-8 | Aldrich | 4-(羧甲基)苯基硼酸频哪醇酯 | (PDF) | 95%,,,165-170 °C, | Aryl Boronate Esters , Boronate Esters , Boronic Acids and Derivatives , Chemical Synthesis , Organometallic Reagents |  |  | , |  |  | 95%,165-170 °C
4- Acetoxyphenylboronic acid pinacol ester,97%,C,,,MFCD03453060,24880534 | 570206 | 480424-70-2 | Aldrich | 4-乙酰氧基苯硼酸频哪醇酯 |  | 97%,,,67-71 °C(lit.), | Aryl Boronate Esters , Boronate Esters , Boronic Acids and Derivatives , Chemical Synthesis , Organometallic Reagents |  |  | , |  |  | 97%,67-71 °C(lit.)
4- Methoxycarbonylphenylboronic acid pinacol ester,97%,C,,,MFCD02179438,24881534 | 594768 | 171364-80-0 | Aldrich | 4-甲氧羰基苯硼酸频哪醇酯 | (PDF) | 97%,,,77-81 °C(lit.), | Aryl Boronate Esters , Boronate Esters , Boronic Acids and Derivatives , Chemical Synthesis , Organometallic Reagents |  |  | , |  |  | 97%,77-81 °C(lit.)
,Aldrich CPR,C,,,MFCD05663890, | CDS006886 |  | Aldrich | 6- (4,4,5,5- tetramethyl- 1,3,2- dioxaborolan- 2- yl) - 2,3- dihydrobenzo- 1,4- dioxine |  | ,,,, | Aryl Boronate Esters , Asymmetric Synthesis , Boronate Esters , Boronic Acids and Derivatives , Carboxylic Acids , Chemical Synthesis , Chiral Building Blocks , Organic Building Blocks , Organometallic Reagents |  |  | ,
2- Acetamidophenylboronic acid pinacol ester,97%,C,,,MFCD02179480,24881549 | 594989 | 380430-61-5 | Aldrich | 2-乙酰胺基苯硼酸频哪醇酯 |  | 97%,,,172-176 °C(lit.), | Aryl Boronate Esters , Boronate Esters , Boronic Acids and Derivatives , Chemical Synthesis , Organometallic Reagents |  |  | , |  |  | 97%,172-176 °C(lit.)
,Aldrich CPR,C,,,MFCD08669540, | CDS004202 |  | Aldrich | 3- (2- acetamidyl) phenylboronic acid pinacol ester |  | ,,,, | Aryl Boronate Esters , Boronate Esters , Boronic Acids and Derivatives , Chemical Synthesis , Organometallic Reagents |  |  | ,
3- Acetamidophenylboronic acid pinacol ester,97%,C,,,MFCD03789261,24880907 | 578088 | 480424-93-9 | Aldrich | 3-乙酰胺基苯硼酸频哪醇酯 |  | 97%,,,185-190 °C(lit.), | Aryl Boronate Esters , Boronate Esters , Boronic Acids and Derivatives , Chemical Synthesis , Organometallic Reagents |  |  | , |  |  | 97%,185-190 °C(lit.)
4- Acetamidophenylboronic acid pinacol ester,97%,C,,,MFCD02093722,24874045 | 518778 | 214360-60-8 | Aldrich | 4-乙酰胺基苯硼酸频哪醇酯 | (PDF) | 97%,,,160-164 °C(lit.), | Aryl Boronate Esters , Boronate Esters , Boronic Acids and Derivatives , Chemical Synthesis , Organometallic Reagents |  |  | , |  |  | 97%,160-164 °C(lit.)
,Aldrich CPR,C,,,MFCD06795690, | CDS007776 |  | Aldrich | 4- N- Methylcarboxamidophenylboronic acid, pinacol ester |  | ,,,, | Aryl Boronate Esters , Boronate Esters , Boronic Acids and Derivatives , Chemical Synthesis , Organometallic Reagents |  |  | ,
,Aldrich CPR,C,,,MFCD16628202, | ADE000005 | 1222533-93-8 | Aldrich | 6- (4,4,5,5- Tetramethyl- 1,3,2- dioxaborolan- 2- yl) - 3,4- dihydro- 2H- pyrano[2,3- b] pyridine |  | ,,,, | Boronate Esters , Boronic Acids and Derivatives , Chemical Synthesis , Heteroaryl Boronate Esters , Organometallic Reagents |  |  | ,
,Aldrich CPR,C,,,MFCD04117940, | CDS005338 |  | Aldrich | 3- (ethoxycarbonyl) pyridine- 5- boronic acid pinacol ester |  | ,,,, | Boronate Esters , Boronic Acids and Derivatives , Chemical Synthesis , Heteroaryl Boronate Esters , Organometallic Reagents |  |  | ,
2-Bromophenylboronic acid N -butyldiethanolamine ester,97%,C,,,MFCD09750470,24885810 | 684570 | 1257641-07-8 | Aldrich | 2-溴苯基硼酸 N -丁基二乙醇胺酯 |  | 97%,,,92-97 °C, | Aryl Boronate Esters , Boronate Esters , Boronic Acids and Derivatives , Chemical Synthesis , Organometallic Reagents |  |  | , |  |  | 97%,92-97 °C
3-Bromophenylboronic acid N -butyldiethanolamine ester,97%,C,,,MFCD09265136,24885567 | 680486 | 1257641-31-8 | Aldrich | 3-溴苯基硼酸 N -丁基二乙醇胺酯 |  | 97%,,,118-122 °C, | Aryl Boronate Esters , Boronate Esters , Boronic Acids and Derivatives , Chemical Synthesis , Organometallic Reagents |  |  | , |  |  | 97%,118-122 °C
4-Bromophenylboronic acid N -butyldiethanolamine ester,97%,C,,,MFCD09265137,24885568 | 680494 | 1257642-68-4 | Aldrich | 4-溴苯基硼酸 N -丁基二乙醇胺酯 |  | 97%,,,120-124 °C, | Aryl Boronate Esters , Boronate Esters , Boronic Acids and Derivatives , Chemical Synthesis , Organometallic Reagents |  |  | , |  |  | 97%,120-124 °C
,Aldrich CPR,C,,,MFCD12922732, | ADE000664 |  | Aldrich | 2- Chloro- 3- (dimethoxymethyl) - 4- (4,4,5,5- tetramethyl- 1,3,2- dioxaborolan- 2- yl) pyridine |  | ,,,, | Boronate Esters , Boronic Acids and Derivatives , Chemical Synthesis , Heteroaryl Boronate Esters , Organometallic Reagents |  |  | ,
,Aldrich CPR,C,,,MFCD09065020, | CDS015417 |  | Aldrich | 4- Methyl- 7- (4,4,5,5- tetramethyl- 1,3,2- dioxaborolan- 2- yl) - 3,4- dihydro- 2 H -pyrido[3,2- b ][1,4]oxazine |  | ,,,, | Boronate Esters , Boronic Acids and Derivatives , Chemical Synthesis , Heteroaryl Boronate Esters , Organometallic Reagents |  |  | ,
4- Methylbenzylboronic acid pinacol ester,97%,C,,,MFCD08276847,24884628 | 663298 | 356570-52-0 | Aldrich | 4-甲基苄基硼酸频哪醇酯 | (PDF) | 97%,,95 °C/1 mmHg,,0.953 g/mL at 25 °C | Alkyl Boronate Esters , Boronate Esters , Boronic Acids and Derivatives , Chemical Synthesis , Organometallic Reagents |  | n 20/D 1.489 | , |  |  | 97%,95 °C/1 mmHg,n 20/D 1.489,0.953 g/mL at 25 °C
,Aldrich CPR,C,,,MFCD06795646, | CDS015794 |  | Aldrich | 3- (methoxymethyl) phenylboronic acid, pinacol ester |  | ,,,, | Aryl Boronate Esters , Boronate Esters , Boronic Acids and Derivatives , Chemical Synthesis , Organometallic Reagents |  |  | ,
4- Hydroxy- 3,5- dimethylphenylboronic acid pinacol ester,97%,C,,,MFCD02093724,24874047 | 518794 | 269410-25-5 | Aldrich | 2,6- 二甲基- 4- (4,4,5,5- 四甲基- 1,3,2- 二氧硼烷- 2- YL) 苯酚 |  | 97%,,,100-105 °C(lit.), | Aryl Boronate Esters , Boronate Esters , Boronic Acids and Derivatives , Chemical Synthesis , Organometallic Reagents |  |  | , |  |  | 97%,100-105 °C(lit.)
,Aldrich CPR,C,,,MFCD05863909, | CDS004691 |  | Aldrich | 2- (3,4- dimethoxyloxyphenyl) - 4,4,5,5- tetramethyl- 1,3,2- dioxaborolane |  | ,,,, | Aryl Boronate Esters , Boronate Esters , Boronic Acids and Derivatives , Chemical Synthesis , Organometallic Reagents |  |  | ,
3,5- Dimethoxyphenylboronic acid pinacol ester,97%,C,,,MFCD05865191,24882586 | 633909 | 365564-07-4 | Aldrich | 3,5-二甲氧基苯硼酸频哪醇酯 |  | 97%,,,90-94 °C(lit.), | Aryl Boronate Esters , Boronate Esters , Boronic Acids and Derivatives , Chemical Synthesis , Organometallic Reagents |  |  | , |  |  | 97%,90-94 °C(lit.)
,Aldrich CPR,C,,,MFCD08690234, | CDS013870 |  | Aldrich | 4- methoxymethoxyphenylboronic acid, pinacol ester |  | ,,,, | Aryl Boronate Esters , Boronate Esters , Boronic Acids and Derivatives , Chemical Synthesis , Organometallic Reagents |  |  | ,
2,4,6- Trimethoxyphenylboronic acid neopentyl glycol ester,97%,C,,,MFCD11656087, | 702935 |  | Aldrich | 2,4,6-三甲氧基苯硼酸新戊二醇酯 |  | 97%,,,105-109 °C, | Aryl Boronate Esters , Boronate Esters , Boronic Acids and Derivatives , Chemical Synthesis , Organometallic Reagents |  |  | , |  |  | 97%,105-109 °C
2- (Dimethylamino) phenylboronic acid pinacol ester,97%,C,,,MFCD05864304, | 704652 | 832114-08-6 | Aldrich | 2-(二甲基氨基)苯硼酸频哪醇酯 | (PDF) | 97%,,,50-54 °C, | Aryl Boronate Esters , Boronate Esters , Boronic Acids and Derivatives , Chemical Synthesis , Organometallic Reagents |  |  | , |  |  | 97%,50-54 °C
,Aldrich CPR,C,,,MFCD06795669, | CDS009945 |  | Aldrich | 3- (N,N- dimethylamino) phenylboronic acid, pinacol ester |  | ,,,, | Aryl Boronate Esters , Boronate Esters , Boronic Acids and Derivatives , Chemical Synthesis , Organometallic Reagents |  |  | ,
,Aldrich CPR,C,,,MFCD05663854, | CDS004164 |  | Aldrich | 4- (N,N- dimethylamino) phenylboronic acid, pinacol ester |  | ,,,, | Aryl Boronate Esters , Boronate Esters , Boronic Acids and Derivatives , Chemical Synthesis , Organometallic Reagents |  |  | ,
,Aldrich CPR,C,,,MFCD07366722, | ADE000309 | 848243-25-4 | Aldrich | 2- Isopropoxy- 3- (4,4,5,5- tetramethyl- [1,3,2] dioxaborolan- 2- yl) - pyridine |  | ,,,, | Boronate Esters , Boronic Acids and Derivatives , Chemical Synthesis , Heteroaryl Boronate Esters , Organometallic Reagents |  |  | ,
,Aldrich CPR,C,,,MFCD07781229, | CDS006964 |  | Aldrich | 2-(dihydroxyborane pinacol ester) phenyldimethylsulfonamide |  | ,,,, | Aryl Boronate Esters , Boronate Esters , Boronic Acids and Derivatives , Chemical Synthesis , Organometallic Reagents |  |  | ,
,Aldrich CPR,C,,,MFCD21609478, | ADE001435 |  | Aldrich | 2,3,6- Trimethoxy- 5- (4,4,5,5- tetramethyl- 1,3,2- dioxaborolan- 2- yl) pyridine |  | ,,,, | Boronate Esters , Boronic Acids and Derivatives , Chemical Synthesis , Heteroaryl Boronate Esters , Organometallic Reagents |  |  | ,
,Aldrich CPR,C,,,MFCD16660308, | CDS020549 |  | Aldrich | 4- Methoxy- 3- (methylsulfonylamino) phenylboronic acid, pinacol ester |  | ,,,, | Aryl Boronate Esters , Boronate Esters , Boronic Acids and Derivatives , Chemical Synthesis , Organometallic Reagents |  |  | ,
1-Cyclopentyl-1 H- pyrazole-4-boronic acid pinacol ester,97%,C,,,MFCD13176540, | 723584 | 1233526-60-7 | Aldrich | 1-环戊基-1H-吡唑-4-硼酸频哪醇酯 |  | 97%,,,2-8°C, | Boronate Esters , Boronic Acids and Derivatives , Chemical Synthesis , Heteroaryl Boronate Esters , Organometallic Reagents |  |  | , |  |  | 2-8°C,97%,40-44 °C
1-(Tetrahydro-2 H -pyran-2-yl)-1 H -pyrazole-5-boronic acid pinacol ester,97%,C,,,MFCD09037501, | 718823 | 903550-26-5 | Aldrich | 1- (2- 四氢吡喃基) - 1H- 吡唑- 5- 硼酸频哪醇酯 | (PDF) | 97%,,,2-8°C, | Boronate Esters , Boronic Acids and Derivatives , Chemical Synthesis , Heteroaryl Boronate Esters , Organometallic Reagents |  |  | , |  |  | 2-8°C,97%,74-78 °C
1- Boc- pyrazole- 4- boronic acid pinacol ester,97%,C,,,MFCD05663873,24882509 | 632732 |  | Aldrich | 1-Boc-吡唑-4-硼酸频哪醇酯 | (PDF) | 97%,,,2-8°C, | Boronate Esters , Boronic Acids and Derivatives , Chemical Synthesis , Heteroaryl Boronate Esters , Organometallic Reagents |  |  | , |  |  | 2-8°C,97%,82-86 °C(lit.)
,97%,C,,,MFCD04115656, | 741671 | 680596-79-6 | Aldrich | 1,4- Dioxaspiro[4.5] dec- 7- en- 8- boronic acid pinacol ester | (PDF) | 97%,,,2-8°C, | Alkenyl Boronate Esters , Boronate Esters , Boronic Acids and Derivatives , Chemical Synthesis , Organometallic Reagents |  |  | , |  |  | 2-8°C,97%,68-73 °C
,Aldrich CPR,C,,,MFCD05663867, | CDS019612 |  | Aldrich | 1- (3- Methylbutyl) - 1H- pyrazole- 4- boronic acid, pinacol ester |  | ,,,, | Boronate Esters , Boronic Acids and Derivatives , Chemical Synthesis , Heteroaryl Boronate Esters , Organometallic Reagents |  |  | ,
2-(( tert - Butyldimethylsilanyl) ethynyl) boronic acid pinacol ester,97%,C,,,MFCD09265092,24884862 | 676659 | 1073355-02-8 | Aldrich | 2- ((叔丁基二甲基硅烷基) 乙炔基) 硼酸频哪醇酯 |  | 97%,,,−20°C, | Alkynyl Boronate Esters , Boronate Esters , Boronic Acids and Derivatives , Chemical Synthesis , Organometallic Reagents |  |  | , |  |  | −20°C,97%,159-164 °C
2-Pyridineboronic acid N -phenyldiethanolamine ester,,C,,,MFCD06798116,24883522 | 647284 | 662138-96-7 | Aldrich | 吡啶-2-硼酸 N -苯胺二乙醇酯 |  | ,,,>300 °C(lit.), | Boronate Esters , Boronic Acids and Derivatives , Chemical Synthesis , Heteroaryl Boronate Esters , Organometallic Reagents |  |  | , |  |  | >300 °C(lit.)
,Aldrich CPR,C,,,MFCD01318167, | CDS017886 |  | Aldrich | 1-naphthaleneboronic acid neopentyl glycol cyclic ester |  | ,,,, | Aryl Boronate Esters , Boronate Esters , Boronic Acids and Derivatives , Chemical Synthesis , Organometallic Reagents |  |  | ,
,97%,C,,,MFCD22572668, | 761702 |  | Aldrich | 4- Trifluoromethyl- 1- phenylvinylboronic acid pinacol ester | (PDF) | 97%,,,2-8°C, | Aryl Boronate Esters , Boronate Esters , Boronic Acids and Derivatives , Chemical Synthesis , Organometallic Reagents |  |  | , |  |  | 2-8°C,97%,47-53 °C
,Aldrich CPR,C,,,MFCD12026075, | CDS007443 |  | Aldrich | 3- (methoxycarbonyl) - 5- trifluoromethylphenylboronic acid, pinacol ester |  | ,,,, | Aryl Boronate Esters , Boronate Esters , Boronic Acids and Derivatives , Chemical Synthesis , Organometallic Reagents |  |  | ,
3-Quinolineboronic acid pinacol ester,95%,C,,,MFCD05155218,24883556 | 647950 | 171364-85-5 | Aldrich | 3-喹啉硼酸频哪醇酯 |  | 95%,,,56-60 °C(lit.), | Boronate Esters , Boronic Acids and Derivatives , Chemical Synthesis , Heteroaryl Boronate Esters , Organometallic Reagents |  |  | , |  |  | 95%,56-60 °C(lit.)
4- Isoquinolineboronic acid pinacol ester,96%,C,,,MFCD05663891,24883610 | 648795 | 685103-98-4 | Aldrich | 4-异喹啉硼酸频哪醇酯 |  | 96%,,,98-102 °C(lit.), | Boronate Esters , Boronic Acids and Derivatives , Chemical Synthesis , Heteroaryl Boronate Esters , Organometallic Reagents |  |  | , |  |  | 96%,98-102 °C(lit.)
,Aldrich CPR,C,,,MFCD09878915, | CDS010070 |  | Aldrich | 3- phenyl- isoxazole- 5- boronic acid pinacol ester |  | ,,,, | Aryl Boronate Esters , Boronate Esters , Boronic Acids and Derivatives , Chemical Synthesis , Organometallic Reagents |  |  | ,
,Aldrich CPR,C,,,MFCD11855975, | CDS020555 |  | Aldrich | 2- Acetamido- 4- (trifluoromethoxy) phenylboronic acid, pinacol ester |  | ,,,, | Aryl Boronate Esters , Boronate Esters , Boronic Acids and Derivatives , Chemical Synthesis , Organometallic Reagents |  |  | ,
,Aldrich CPR,C,,,MFCD12032487, | CDS019841 |  | Aldrich | 1- Acetyl- 1H- indazole- 6- boronic acid, pinacol ester |  | ,,,, | Boronate Esters , Boronic Acids and Derivatives , Chemical Synthesis , Heteroaryl Boronate Esters , Organometallic Reagents |  |  | ,
,Aldrich CPR,C,,,MFCD09037504, | CDS020540 |  | Aldrich | 1- (Benzenesulfonyl) - 1H- pyrazole- 4- boronic acid pinacol ester |  | ,,,, | Boronate Esters , Boronic Acids and Derivatives , Chemical Synthesis , Heteroaryl Boronate Esters , Organometallic Reagents |  |  | ,
,97%,C,,,MFCD11506072, | 766070 | 749869-98-5 | Aldrich | 1 H -Indene-2-boronic acid pinacol ester | (PDF) | 97%,,,2-8°C, | Aryl Boronate Esters , Boronate Esters , Boronic Acids and Derivatives , Chemical Synthesis , Organometallic Reagents |  |  | , |  |  | 2-8°C,97%,72-80 °C
1- Methyl- 2- indoleboronic acid pinacol ester,97%,C,,,MFCD13182063, | 704660 | 596819-10-2 | Aldrich | 1-甲基-2-吲哚硼酸频哪醇酯 | (PDF) | 97%,,,−20°C, | Boronate Esters , Boronic Acids and Derivatives , Chemical Synthesis , Heteroaryl Boronate Esters , Organometallic Reagents |  |  | , |  |  | −20°C,97%,97-101 °C
,Aldrich CPR,C,,,MFCD08690266, | CDS015838 |  | Aldrich | 1- methyl- 4- (4,4,5,5- tetramethyl- 1,3,2- dioxaborolan- 2- yl) - 1H- indole |  | ,,,, | Boronate Esters , Boronic Acids and Derivatives , Chemical Synthesis , Heteroaryl Boronate Esters , Organometallic Reagents |  |  | ,
,Aldrich CPR,C,,,MFCD08690255, | CDS018884 |  | Aldrich | 1- methyl- 6- (4,4,5,5- tetramethyl- 1,3,2- dioxaborolan- 2- yl) - 1H- indole |  | ,,,, | Boronate Esters , Boronic Acids and Derivatives , Chemical Synthesis , Heteroaryl Boronate Esters , Organometallic Reagents |  |  | ,
1- Methylindole- 5- boronic acid pinacol ester,97%,C,,,MFCD05663865,24883089 | 640395 | 837392-62-8 | Aldrich | 1-甲基吲哚-5-硼酸频哪醇酯 | (PDF) | 97%,,,110-114 °C(lit.), | Boronate Esters , Boronic Acids and Derivatives , Chemical Synthesis , Heteroaryl Boronate Esters , Organometallic Reagents |  |  | , |  |  | 97%,110-114 °C(lit.)
,Aldrich CPR,C,,,MFCD16295109, | CDS020510 |  | Aldrich | (2- Cyanomethoxy) - 4- methoxyphenylboronic acid, pinacol ester |  | ,,,, | Aryl Boronate Esters , Boronate Esters , Boronic Acids and Derivatives , Chemical Synthesis , Organometallic Reagents |  |  | ,
,Aldrich CPR,C,,,MFCD16295119, | CDS019568 |  | Aldrich | 1- (Methoxymethyl) - 6- (4,4,5,5- tetramethyl- 1,3,2- dioxaborolan- 2- yl) - 1H- indazole |  | ,,,, | Aryl Boronate Esters , Boronate Esters , Boronic Acids and Derivatives , Chemical Synthesis , Organometallic Reagents |  |  | ,
,Aldrich CPR,C,,,MFCD09997797, | CDS008324 |  | Aldrich | (4- methoxycarbonylmethylphenyl) boronic acid pinacol ester |  | ,,,, | Aryl Boronate Esters , Boronate Esters , Boronic Acids and Derivatives , Chemical Synthesis , Organometallic Reagents |  |  | ,
2- Ethoxycarbonylphenylboronic acid pinacol ester,97%,C,,,MFCD03453660,24880531 | 570168 | 269409-99-6 | Aldrich | 2-乙氧羰基苯硼酸频哪醇酯 | (PDF) | 97%,,,60-65 °C, | Aryl Boronate Esters , Boronate Esters , Boronic Acids and Derivatives , Chemical Synthesis , Organometallic Reagents |  |  | , |  |  | 97%,60-65 °C
3- (1,3- Dioxolan- 2- yl) phenylboronic acid pinacol ester,,C,,,MFCD15144798, | 710091 | 1257648-34-2 | Aldrich | 3- (1,3- 二氧戊环- 2- 基) 苯硼酸频哪醇酯 |  | ,,,45-50 °C, | Aryl Boronate Esters , Boronate Esters , Boronic Acids and Derivatives , Chemical Synthesis , Organometallic Reagents |  |  | , |  |  | 45-50 °C
3- Ethoxycarbonylphenylboronic acid pinacol ester,97%,C,,,MFCD03093896,24874624 | 527548 | 269410-00-6 | Aldrich | 3-乙氧羰基苯硼酸频哪醇酯 | (PDF) | 97%,,,40-44 °C(lit.), | Aryl Boronate Esters , Boronate Esters , Boronic Acids and Derivatives , Chemical Synthesis , Organometallic Reagents |  |  | , |  |  | 97%,40-44 °C(lit.)
4- Ethoxycarbonylphenylboronic acid pinacol ester,,C,,,MFCD03453659,24874627 | 527564 | 195062-62-5 | Aldrich | 4-乙氧羰基苯硼酸频哪醇酯 | (PDF) | ,,330 °C(lit.),,1.052 g/mL at 25 °C(lit.) | Aryl Boronate Esters , Boronate Esters , Boronic Acids and Derivatives , Chemical Synthesis , Organometallic Reagents |  | n 20/D 1.5(lit.) | , |  |  | n 20/D 1.5(lit.),330 °C(lit.),1.052 g/mL at 25 °C(lit.)
,Aldrich CPR,C,,,MFCD06795645, | CDS007562 |  | Aldrich | 3- acetoxy- 4- methoxyphenylboronic acid, pinacol ester |  | ,,,, | Aryl Boronate Esters , Boronate Esters , Boronic Acids and Derivatives , Chemical Synthesis , Organometallic Reagents |  |  | ,
,Aldrich CPR,C,,,MFCD06797992, | CDS006381 |  | Aldrich | 3- methoxy- 4- methoxycarbonyl- phenylboronic acid pinacol ester |  | ,,,, | Aryl Boronate Esters , Boronate Esters , Boronic Acids and Derivatives , Chemical Synthesis , Organometallic Reagents |  |  | ,
4- Acetoxy- 3- methoxyphenylboronic acid pinacol ester,97%,C,,,MFCD03789257,24881512 | 594474 |  | Aldrich | 4-乙酰氧基-3-甲氧基苯硼酸频哪醇酯 | (PDF) | 97%,,,132-136 °C(lit.), | Aryl Boronate Esters , Boronate Esters , Boronic Acids and Derivatives , Chemical Synthesis , Organometallic Reagents |  |  | , |  |  | 97%,132-136 °C(lit.)
,Aldrich CPR,C,,,MFCD07781227, | CDS006439 |  | Aldrich | 3- chloro- 2- (4- morpholino) pyridine- 4- boronic acid pinacol ester |  | ,,,, | Boronate Esters , Boronic Acids and Derivatives , Chemical Synthesis , Heteroaryl Boronate Esters , Organometallic Reagents |  |  | ,
,Aldrich CPR,C,,,MFCD12546572, | CDS007017 |  | Aldrich | 1- (4- (4,4,5,5- tetramethyl- 1,3,2- dioxaborolan- 2- yl) phenyl) cyclopropanamine |  | ,,,, | Aryl Boronate Esters , Boronate Esters , Boronic Acids and Derivatives , Chemical Synthesis , Organometallic Reagents |  |  | ,
,Aldrich CPR,C,,,MFCD07366723, | ADE000310 | 848243-26-5 | Aldrich | 2- Cyclopropylmethoxy- 3- (4,4,5,5- tetramethyl- [1,3,2] dioxaborolan- 2- yl) - pyridine |  | ,,,, | Boronate Esters , Boronic Acids and Derivatives , Chemical Synthesis , Heteroaryl Boronate Esters , Organometallic Reagents |  |  | ,
3-( N -Methoxy- N - methylcarbamoyl) phenylboronic acid pinacol ester,97%,C,,,MFCD09258775, | 692654 | 957061-17-5 | Aldrich | 3-( N -甲氧基- N -甲基氨甲酰)苯硼酸频哪醇酯 |  | 97%,,,2-8°C, | Aryl Boronate Esters , Boronate Esters , Boronic Acids and Derivatives , Chemical Synthesis , Organometallic Reagents |  |  | , |  |  | 2-8°C,97%,70-74 °C
,Aldrich CPR,C,,,MFCD16660307, | CDS020518 |  | Aldrich | 3- Acetamido- 4- methoxyphenylboronic acid, pinacol ester |  | ,,,, | Aryl Boronate Esters , Boronate Esters , Boronic Acids and Derivatives , Chemical Synthesis , Organometallic Reagents |  |  | ,
4-( N -Methoxy- N - methylcarbamoyl) phenylboronic acid pinacol ester,97%,C,,,MFCD09953501, | 692646 |  | Aldrich | 4-( N -甲氧基- N -甲基氨甲酰)苯硼酸频哪醇酯 |  | 97%,,,2-8°C, | Aryl Boronate Esters , Boronate Esters , Boronic Acids and Derivatives , Chemical Synthesis , Organometallic Reagents |  |  | , |  |  | 2-8°C,97%,94-101 °C
,Aldrich CPR,C,,,MFCD06657824, | CDS010005 |  | Aldrich | 4- (N- cyclopropylsulfonamide) phenylboronic acid pinacol ester |  | ,,,, | Aryl Boronate Esters , Boronate Esters , Boronic Acids and Derivatives , Chemical Synthesis , Organometallic Reagents |  |  | ,
,Aldrich CPR,C,,,MFCD11054039, | CDS008853 |  | Aldrich | 2- morpholinopyridine- 4- boronic acid, pinacol ester |  | ,,,, | Boronate Esters , Boronic Acids and Derivatives , Chemical Synthesis , Heteroaryl Boronate Esters , Organometallic Reagents |  |  | ,
6- (Morpholin- 4- yl) pyridine- 3- boronic acid pinacol ester,97%,C,,,MFCD04039874,24884028 | 654310 | 485799-04-0 | Aldrich | 6- (吗啉- 4- 基) 吡啶- 3- 硼酸频哪醇酯 | (PDF) | 97%,,,135-139 °C(lit.), | Boronate Esters , Boronic Acids and Derivatives , Chemical Synthesis , Heteroaryl Boronate Esters , Organometallic Reagents |  |  | , |  |  | 97%,135-139 °C(lit.)
3- (2- Hydroxy- 2- propanyl) phenylboronic acid pinacol ester,97%,C,,,MFCD12405017, | 721387 | 1309980-11-7 | Aldrich | 3-(2-羟基-2-丙基)苯硼酸频哪醇酯 | (PDF) | 97%,,,64-69 °C, | Aryl Boronate Esters , Boronate Esters , Boronic Acids and Derivatives , Chemical Synthesis , Organometallic Reagents |  |  | , |  |  | 97%,64-69 °C
,Aldrich CPR,C,,,MFCD19982389, | CDS019561 |  | Aldrich | 2- [4- (2- Methanesulfonylethoxy) phenyl] - 4,4,5,5- tetramethyl- 1,3,2- dioxaborolane |  | ,,,, | Aryl Boronate Esters , Boronate Esters , Boronic Acids and Derivatives , Chemical Synthesis , Organometallic Reagents |  |  | ,
,Aldrich CPR,C,,,MFCD11113037, | CDS004800 |  | Aldrich | 5- (1- pyrrolidinylmethyl) thiophene- 2- boronic acid pinacol ester |  | ,,,, | Boronate Esters , Boronic Acids and Derivatives , Chemical Synthesis , Heteroaryl Boronate Esters , Organometallic Reagents |  |  | ,
5- (Morpholinomethyl) - 2- thiopheneboronic acid pinacol ester,95%,C,,,MFCD09266197, | 699454 | 950603-39-1 | Aldrich | 5-(吗啉甲基)-2-噻吩硼酸频哪醇酯 |  | 95%,,,91-96 °C, | Boronate Esters , Boronic Acids and Derivatives , Chemical Synthesis , Heteroaryl Boronate Esters , Organometallic Reagents |  |  | , |  |  | 95%,91-96 °C
2- (1- Piperazinyl) pyridine- 4- boronic acid pinacol ester,97%,C,,,MFCD06795687,24884032 | 654361 | 957198-31-1 | Aldrich | 2-(1-哌嗪基)吡啶-4-硼酸频哪醇酯 | (PDF) | 97%,,,112-116 °C, | Boronate Esters , Boronic Acids and Derivatives , Chemical Synthesis , Heteroaryl Boronate Esters , Organometallic Reagents |  |  | , |  |  | 97%,112-116 °C
6- (1- Piperazinyl) pyridine- 3- boronic acid pinacol ester,97%,C,,,MFCD06795677,24884029 | 654329 | 871125-86-9 | Aldrich | 6-(1-哌嗪基)吡啶-3-硼酸频哪醇酯 | (PDF) | 97%,,,137-142 °C, | Boronate Esters , Boronic Acids and Derivatives , Chemical Synthesis , Heteroaryl Boronate Esters , Organometallic Reagents |  |  | , |  |  | 97%,137-142 °C
1- (2- Morpholinoethyl) - 1 H -pyrazole-4-boronic acid pinacol ester,97%,C,,,MFCD08062342, | 706213 | 864754-18-7 | Aldrich | 1-(2-吗啉乙基)-1 H -吡唑-4-硼酸频哪醇酯 | (PDF) | 97%,,,89-94 °C, | Boronate Esters , Boronic Acids and Derivatives , Chemical Synthesis , Heteroaryl Boronate Esters , Organometallic Reagents |  |  | , |  |  | 97%,89-94 °C
2,2,6,6- Tetramethyl- 1,2,3,6- tetrahydro- 4- pyridineboronic acid pinacol ester,97%,C,,,MFCD11867884, | 716251 | 1257651-11-8 | Aldrich | 2,2,6,6- 四甲基- 1,2,3,6- 四氢- 4- 吡啶硼酸频哪醇酯 | (PDF) | 97%,,,2-8°C, | Boronate Esters , Boronic Acids and Derivatives , Chemical Synthesis , Heteroaryl Boronate Esters , Organometallic Reagents |  |  | , |  |  | 2-8°C,97%,95-100 °C
( E )-3-( tert - Butyldimethylsilyloxy) propene- 1- yl- boronic acid pinacol ester,97%,C,,,MFCD15144803, | 710210 | 114653-19-9 | Aldrich | ( E ) - 3- (叔丁基二甲基硅氧基) 丙烯- 1- 基- 硼酸频哪醇酯 | (PDF) | 97%,,,,0.910 g/mL at 25 °C | Alkenyl Boronate Esters , Boronate Esters , Boronic Acids and Derivatives , Chemical Synthesis , Organometallic Reagents |  |  | , |  |  | 97%,0.910 g/mL at 25 °C
4- Methylpyridine- 2- boronic acid N -phenyldiethanolamine ester,,C,,,MFCD06798126,24883614 | 648841 | 849100-03-4 | Aldrich | 4-甲基吡啶-2-硼酸 N -苯基二乙醇胺酯 |  | ,,,267-271 °C (dec.)(lit.), | Boronate Esters , Boronic Acids and Derivatives , Chemical Synthesis , Heteroaryl Boronate Esters , Organometallic Reagents |  |  | , |  |  | 267-271 °C (dec.)(lit.)
5- Methylpyridine- 2- boronic acid N -phenyldiethanolamine ester,,C,,,MFCD06798125,24883613 | 648825 | 872054-54-1 | Aldrich | 5-甲基吡啶-2-硼酸 N -苯基二乙醇胺酯 |  | ,,,>300 °C(lit.), | Boronate Esters , Boronic Acids and Derivatives , Chemical Synthesis , Heteroaryl Boronate Esters , Organometallic Reagents |  |  | , |  |  | >300 °C(lit.)
1- Phenylpyrrole- 2- boronic acid pinacol ester,95%,C,,,MFCD15144792, | 709867 | 1310403-85-0 | Aldrich | 1-苯基吡咯-2-硼酸频哪醇酯 |  | 95%,,,−20°C, | Boronate Esters , Boronic Acids and Derivatives , Chemical Synthesis , Heteroaryl Boronate Esters , Organometallic Reagents |  |  | , |  |  | −20°C,95%,123-127 °C
,95%,C,,,MFCD13182085, | 728853 | 1022090-86-3 | Aldrich | 2- Methylquinoline- 6- boronic acid pinacol ester |  | 95%,,,−20°C, | Boronate Esters , Boronic Acids and Derivatives , Chemical Synthesis , Heteroaryl Boronate Esters , Organometallic Reagents |  |  | , |  |  | −20°C,95%,83-89 °C
,Aldrich CPR,C,,,MFCD05865106, | CDS015549 |  | Aldrich | 4- methyl- 2- phenyl- 5- (4,4,5,5- tetramethyl- 1,3,2- dioxaborolan- 2- yl) - 1,3- thiazole |  | ,,,, | Boronate Esters , Boronic Acids and Derivatives , Chemical Synthesis , Heteroaryl Boronate Esters , Organometallic Reagents |  |  | ,
,,C,,,MFCD20275029, | 706248 |  | Aldrich | 3- (2- Propynylaminocarbonyl) phenylboronic acid pinacol ester | (PDF) | ,,,90-95 °C, | Aryl Boronate Esters , Boronate Esters , Boronic Acids and Derivatives , Chemical Synthesis , Organometallic Reagents |  |  | , |  |  | 90-95 °C
1- Benzylpyrazole- 4- boronic acid pinacol ester,95%,C,,,MFCD03789252,24882750 | 636002 | 761446-45-1 | Aldrich | 1-苄基吡唑-4-硼酸频哪醇酯 | (PDF) | 95%,,,86-90 °C(lit.), | Boronate Esters , Boronic Acids and Derivatives , Chemical Synthesis , Heteroaryl Boronate Esters , Organometallic Reagents |  |  | , |  |  | 95%,86-90 °C(lit.)
,Aldrich CPR,C,,,MFCD06797463, | CDS018662 |  | Aldrich | 5- methyl- 1- phenyl- 4- (4,4,5,5- tetramethyl- 1,3,2- dioxaborolan- 2- yl) - 1H- pyrazole |  | ,,,, | Boronate Esters , Boronic Acids and Derivatives , Chemical Synthesis , Heteroaryl Boronate Esters , Organometallic Reagents |  |  | ,
,Aldrich CPR,C,,,MFCD06795659, | CDS007539 |  | Aldrich | 3- (N- cyclopropylaminocarbonyl) phenylboronic acid, pinacol ester |  | ,,,, | Aryl Boronate Esters , Boronate Esters , Boronic Acids and Derivatives , Chemical Synthesis , Organometallic Reagents |  |  | ,
,Aldrich CPR,C,,,MFCD05663848, | CDS006506 |  | Aldrich | 4- (N- cyclopropylaminocarbonyl) phenylboronic acid, pinacol ester |  | ,,,, | Aryl Boronate Esters , Boronate Esters , Boronic Acids and Derivatives , Chemical Synthesis , Organometallic Reagents |  |  | ,
,Aldrich CPR,C,,,MFCD16036139, | CDS020513 |  | Aldrich | 4- Cyanomethoxy- 3,5- dimethylphenylboronic acid pinacol ester |  | ,,,, | Aryl Boronate Esters , Boronate Esters , Boronic Acids and Derivatives , Chemical Synthesis , Organometallic Reagents |  |  | ,
,Aldrich CPR,C,,,MFCD06795662, | CDS009151 |  | Aldrich | 3- succinamidophenylboronic acid, pinacol ester |  | ,,,, | Aryl Boronate Esters , Boronate Esters , Boronic Acids and Derivatives , Chemical Synthesis , Organometallic Reagents |  |  | ,
4- (Succinylamino) phenylboronic acid pinacol ester,97%,C,,,MFCD03789267,24880949 | 578762 | 480424-98-4 | Aldrich | 4-(琥珀酰氨基)苯硼酸频哪醇酯 |  | 97%,,,175-178 °C(lit.), | Aryl Boronate Esters , Boronate Esters , Boronic Acids and Derivatives , Chemical Synthesis , Organometallic Reagents |  |  | , |  |  | 97%,175-178 °C(lit.)
,Aldrich CPR,C,,,MFCD20487066, | ADE001312 |  | Aldrich | 2- (tert- Butyl) - 7- (4,4,5,5- tetramethyl- 1,3,2- dioxaborolan- 2- yl) oxazolo[4,5- c] pyridine |  | ,,,, | Boronate Esters , Boronic Acids and Derivatives , Chemical Synthesis , Heteroaryl Boronate Esters , Organometallic Reagents |  |  | ,
,Aldrich CPR,C,,,MFCD06657708, | CDS007932 |  | Aldrich | 2- [3- ([1,3] dioxolan- 2- ylmethoxy) - phenyl] - 4,4,5,5- tetramethyl- [1,3,2] dioxaborolane |  | ,,,, | Aryl Boronate Esters , Boronate Esters , Boronic Acids and Derivatives , Chemical Synthesis , Organometallic Reagents |  |  | ,
,Aldrich CPR,C,,,MFCD06657707, | CDS005715 |  | Aldrich | 3- (ethoxycarbonyl) methoxyphenylboronic acid, pinacol ester |  | ,,,, | Aryl Boronate Esters , Boronate Esters , Boronic Acids and Derivatives , Chemical Synthesis , Organometallic Reagents |  |  | ,
,Aldrich CPR,C,,,MFCD06657886, | CDS005917 |  | Aldrich | 4- (2- ethoxy- 2- oxoethoxy) phenylboronic acid, pinacol ester |  | ,,,, | Aryl Boronate Esters , Boronate Esters , Boronic Acids and Derivatives , Chemical Synthesis , Organometallic Reagents |  |  | ,
,Aldrich CPR,C,,,MFCD08060504, | CDS019856 |  | Aldrich | 1- [4- (4,4,5,5- Tetramethyl- 1,3,2- dioxaborolan- 2- yl) phenyl] pyrrolidine |  | ,,,, | Aryl Boronate Esters , Boronate Esters , Boronic Acids and Derivatives , Chemical Synthesis , Organometallic Reagents |  |  | ,
,Aldrich CPR,C,,,MFCD03412097, | CDS010238 |  | Aldrich | 4- [3- (4,4,5,5- tetramethyl- 1,3,2- dioxaborolan- 2- yl) phenyl] morpholine |  | ,,,, | Aryl Boronate Esters , Boronate Esters , Boronic Acids and Derivatives , Chemical Synthesis , Organometallic Reagents |  |  | ,
,Aldrich CPR,C,,,MFCD04112544, | CDS005194 |  | Aldrich | 4- [4- (4,4,5,5- Tetramethyl- 1,3,2- dioxaborolan- 2- yl) phenyl] morpholine |  | ,,,, | Aryl Boronate Esters , Boronate Esters , Boronic Acids and Derivatives , Chemical Synthesis , Organometallic Reagents |  |  | ,
,Aldrich CPR,C,,,MFCD12922783, | ADE001161 | 1188926-86-4 | Aldrich | 6- (4,4,5,5- Tetramethyl- 1,3,2- dioxaborolan- 2- yl) - 2- (trimethylsilyl) furo[3,2- b] pyridine |  | ,,,, | Boronate Esters , Boronic Acids and Derivatives , Chemical Synthesis , Heteroaryl Boronate Esters , Organometallic Reagents |  |  | ,
,Aldrich CPR,C,,,MFCD06795670, | CDS007156 |  | Aldrich | 4- (pyrrolidine- 1- sulfonyl) phenylboronic acid, pinacol ester |  | ,,,, | Aryl Boronate Esters , Boronate Esters , Boronic Acids and Derivatives , Chemical Synthesis , Heteroaryl Boronate Esters , Organometallic Reagents |  |  | ,
6- (Piperidin- 1- yl) pyridine- 3- boronic acid pinacol ester,97%,C,,,MFCD06798274,24884855 | 676519 | 852228-08-1 | Aldrich | 6- (哌啶- 1- 基) 吡啶- 3- 硼酸频哪醇酯 |  | 97%,,,110-114 °C, | Boronate Esters , Boronic Acids and Derivatives , Chemical Synthesis , Heteroaryl Boronate Esters , Organometallic Reagents |  |  | , |  |  | 97%,110-114 °C
,Aldrich CPR,C,,,MFCD06658997, | ADE000257 | 532391-30-3 | Aldrich | 2,2- Dimethyl- N- [3- (4,4,5,5- tetramethyl- [1,3,2] dioxaborolan- 2- yl) - pyridin- 2- yl] - propionamide |  | ,,,, | Boronate Esters , Boronic Acids and Derivatives , Chemical Synthesis , Heteroaryl Boronate Esters , Organometallic Reagents |  |  | ,
,Aldrich CPR,C,,,MFCD08458185, | CDS020538 |  | Aldrich | 4- (3- Ethylureido) - 3- methoxyphenylboronic acid, pinacol ester |  | ,,,, | Aryl Boronate Esters , Boronate Esters , Boronic Acids and Derivatives , Chemical Synthesis , Organometallic Reagents |  |  | ,
,Aldrich CPR,C,,,MFCD05663843, | CDS004534 |  | Aldrich | 2-(4- tert - Butylphenyl) - 4,4,5,5- tetramethyl- 1,3,2- dioxaborolane |  | ,,,, | Aryl Boronate Esters , Boronate Esters , Boronic Acids and Derivatives , Chemical Synthesis , Organometallic Reagents |  |  | ,
,Aldrich CPR,C,,,MFCD05663842, | CDS003922 |  | Aldrich | 4- isobutylphenylboronic acid, pinacol ester |  | ,,,, | Aryl Boronate Esters , Boronate Esters , Boronic Acids and Derivatives , Chemical Synthesis , Organometallic Reagents |  |  | ,
5- (Piperidinomethyl) - 2- thiopheneboronic acid pinacol ester,97%,C,,,MFCD11113036, | 706124 | 1218790-44-3 | Aldrich | 5-(哌啶甲基)-2-噻吩硼酸频哪醇酯 |  | 97%,,,64-68 °C, | Aryl Boronate Esters , Boronate Esters , Boronic Acids and Derivatives , Chemical Synthesis , Organometallic Reagents |  |  | , |  |  | 97%,64-68 °C
,Aldrich CPR,C,,,MFCD05864305, | CDS007529 |  | Aldrich | 1- methyl- 4- [4- (4,4,5,5- tetramethyl- 1,3,2- dioxaborolan- 2- yl) pyridin- 2- yl] piperazine |  | ,,,, | Boronate Esters , Boronic Acids and Derivatives , Chemical Synthesis , Heteroaryl Boronate Esters , Organometallic Reagents |  |  | ,
1- Boc- 3,5- dimethylpyrazole- 4- boronic acid pinacol ester,97%,C,,,MFCD09027070,24885778 | 683779 | 1073354-70-7 | Aldrich | 1- Boc- 3,5- 二甲基吡唑- 4- 硼酸频哪醇酯 |  | 97%,,,109-113 °C, | Boronate Esters , Boronic Acids and Derivatives , Chemical Synthesis , Heteroaryl Boronate Esters , Organometallic Reagents |  |  | , |  |  | 97%,109-113 °C
2-( tert - Butyldimethylsilyl) thiophene- 5- boronic acid pinacol ester,97%,C,,,MFCD10567054, | 696269 |  | Aldrich | 2- (叔丁基二甲基硅基) 噻吩- 5- 硼酸频哪醇酯 |  | 97%,,,65-71 °C, | Boronate Esters , Boronic Acids and Derivatives , Chemical Synthesis , Heteroaryl Boronate Esters , Organometallic Reagents |  |  | , |  |  | 97%,65-71 °C
3-( tert - Butyldimethylsilyloxy) - 1- butyn- 1- ylboronic acid pinacol ester,96%,C,,,MFCD08705270,24885233 | 674729 |  | Aldrich | 3- (叔丁基二甲硅氧基) - 1- 丁炔- 1- 基硼酸频哪醇酯 |  | 96%,,,2-8°C,0.9158 g/mL at 25 °C | Alkynyl Boronate Esters , Boronate Esters , Boronic Acids and Derivatives , Chemical Synthesis , Organometallic Reagents |  | n 20/D 1.4488 | , |  |  | 2-8°C,96%,n 20/D 1.4488,0.9158 g/mL at 25 °C
5- [(Phenylimino) methyl] - 2- thiopheneboronic acid pinacol ester,96%,C,,,MFCD16294526, | 719323 |  | Aldrich | 5- [(苯基亚氨基) 甲基] - 2- 噻吩硼酸频哪醇酯 |  | 96%,,,114-118 °C, | Boronate Esters , Boronic Acids and Derivatives , Chemical Synthesis , Heteroaryl Boronate Esters , Organometallic Reagents |  |  | , |  |  | 96%,114-118 °C
,Aldrich CPR,C,,,MFCD09879979, | CDS019866 |  | Aldrich | 3,5- Dimethyl- 1- [4- (4,4,5,5- tetramethyl- 1,3,2- dioxaborolan- 2- yl) phenyl] - 1H- pyrazole |  | ,,,, | Aryl Boronate Esters , Boronate Esters , Boronic Acids and Derivatives , Chemical Synthesis , Organometallic Reagents |  |  | ,
,Aldrich CPR,C,,,MFCD06659914, | CDS004229 |  | Aldrich | 3- (cyclopentylaminocarbonyl) phenylboronic acid, neopentyl glycol ester |  | ,,,, | Aryl Boronate Esters , Boronate Esters , Boronic Acids and Derivatives , Chemical Synthesis , Organometallic Reagents |  |  | ,
3- (Pyrrolidine- 1- carbonyl) phenylboronic acid pinacol ester,96%,C,,,MFCD09027086,24885548 | 680222 |  | Aldrich | 3-(吡咯烷-1-羰基)苯硼酸频哪酯 |  | 96%,,,92-98 °C, | Aryl Boronate Esters , Boronate Esters , Boronic Acids and Derivatives , Chemical Synthesis , Organometallic Reagents |  |  | , |  |  | 96%,92-98 °C
3- (Morpholine- 4- carbonyl) phenylboronic acid pinacol ester,97%,C,,,MFCD09266172, | 699438 |  | Aldrich | 3-(吗啉-4-羰基)苯硼酸频哪醇酯 |  | 97%,,,78-84 °C, | Aryl Boronate Esters , Boronate Esters , Boronic Acids and Derivatives , Chemical Synthesis , Organometallic Reagents |  |  | , |  |  | 97%,78-84 °C
4- (Morpholine- 4- carbonyl) phenylboronic acid pinacol ester,97%,C,,,MFCD05863913,24885395 | 677809 | 656239-38-2 | Aldrich | 4-(吗啉-4-羰基)苯硼酸频哪醇酯 | (PDF) | 97%,,,187-193 °C, | Aryl Boronate Esters , Boronate Esters , Boronic Acids and Derivatives , Chemical Synthesis , Organometallic Reagents |  |  | , |  |  | 97%,187-193 °C
,Aldrich CPR,C,,,MFCD09027076, | CDS020309 |  | Aldrich | 3- Fluoro- 4- (N- morpholinomethyl) phenylboronic acid, pinacol ester |  | ,,,, | Aryl Boronate Esters , Boronate Esters , Boronic Acids and Derivatives , Chemical Synthesis , Organometallic Reagents |  |  | ,
,Aldrich CPR,C,,,MFCD08689495, | CDS015813 |  | Aldrich | 4- (morpholinylcarbonylamino) phenylboronic acid, pinacol ester |  | ,,,, | Aryl Boronate Esters , Boronate Esters , Boronic Acids and Derivatives , Chemical Synthesis , Organometallic Reagents |  |  | ,
,Aldrich CPR,C,,,MFCD03788752, | CDS001015 |  | Aldrich | 5- Phenyl- 1- pentenylboronic acid pinacol ester |  | ,,,, | Alkenyl Boronate Esters , Boronate Esters , Boronic Acids and Derivatives , Chemical Synthesis , Organometallic Reagents |  |  | ,
2- [(Trimethylsilyl) ethynyl] phenylboronic acid pinacol ester,97%,C,,,MFCD11656083, | 702226 | 1218790-52-3 | Aldrich | 2- [(三甲基硅基) 乙炔基] 苯硼酸频哪醇酯 |  | 97%,,,,0.959 g/mL at 25 °C | Aryl Boronate Esters , Boronate Esters , Boronic Acids and Derivatives , Chemical Synthesis , Organometallic Reagents |  | n 20/D 1.514 | , |  |  | 97%,n 20/D 1.514,0.959 g/mL at 25 °C
3- [(Trimethylsilyl) ethynyl] phenylboronic acid pinacol ester,97%,C,,,MFCD08706285, | 719064 | 915402-03-8 | Aldrich | 3- [(三甲基硅基) 乙炔基] 苯硼酸频哪醇酯 |  | 97%,,,86-90 °C, | Aryl Boronate Esters , Boronate Esters , Boronic Acids and Derivatives , Chemical Synthesis , Organometallic Reagents |  |  | , |  |  | 97%,86-90 °C
4- [(Trimethylsilyl) ethynyl] phenylboronic acid pinacol ester,97%,C,,,MFCD08706286, | 703699 | 870238-65-6 | Aldrich | 4- [(三甲基硅基) 乙炔基] 苯硼酸频哪醇酯 |  | 97%,,,164-169 °C, | Aryl Boronate Esters , Boronate Esters , Boronic Acids and Derivatives , Chemical Synthesis , Organometallic Reagents |  |  | , |  |  | 97%,164-169 °C
,Aldrich CPR,C,,,MFCD06659834, | CDS003783 |  | Aldrich | 3-(Tetrahydro-2 H - pyran- 2- yloxy) phenylboronic acid pinacol ester |  | ,,,, | Aryl Boronate Esters , Boronate Esters , Boronic Acids and Derivatives , Chemical Synthesis , Heteroaryl Boronate Esters , Organometallic Reagents |  |  | ,
2-( tert - Butoxycarbonyloxy) phenylboronic acid pinacol ester,97%,(CH,,,MFCD03453657,24880536 | 570222 | 480424-71-3 | Aldrich | 2-(叔丁氧基羰基氧)苯基硼酸频哪醇酯 |  | 97%,,,73-77 °C(lit.), | Aryl Boronate Esters , Boronate Esters , Boronic Acids and Derivatives , Chemical Synthesis , Organometallic Reagents |  |  | , |  |  | 97%,73-77 °C(lit.)
3-( tert - Butoxycarbonyloxy) phenylboronic acid pinacol ester,97%,C,,,MFCD03427273,24880259 | 565822 | 480438-74-2 | Aldrich | 3-(叔丁氧羰氧基)苯硼酸频哪醇酯 |  | 97%,,,84-88 °C(lit.), | Aryl Boronate Esters , Boronate Esters , Boronic Acids and Derivatives , Chemical Synthesis , Organometallic Reagents |  |  | , |  |  | 97%,84-88 °C(lit.)
4-( tert - Butoxycarbonyloxy) phenylboronic acid pinacol ester,97%,C,,,MFCD03427275,24880267 | 565946 | 480438-75-3 | Aldrich | 4-(叔丁氧羰氧基)苯硼酸频哪醇酯 |  | 97%,,,107-111 °C(lit.), | Aryl Boronate Esters , Boronate Esters , Boronic Acids and Derivatives , Chemical Synthesis , Organometallic Reagents |  |  | , |  |  | 97%,107-111 °C(lit.)
,Aldrich CPR,C,,,MFCD07368528, | CDS019838 |  | Aldrich | 1- [3- (4,4,5,5- Tetramethyl- 1,3,2- dioxaborolan- 2- yl) phenyl] piperidine |  | ,,,, | Aryl Boronate Esters , Boronate Esters , Boronic Acids and Derivatives , Chemical Synthesis , Organometallic Reagents |  |  | ,
2- (Diethylcarbamoyl) phenylboronic acid pinacol ester,95%,C,,,MFCD16621457, | 718580 |  | Aldrich | 2-(二乙基氨基甲酰)苯硼酸频哪醇酯 | (PDF) | 95%,,,2-8°C,1.032 g/mL at 25 °C | Aryl Boronate Esters , Boronate Esters , Boronic Acids and Derivatives , Chemical Synthesis , Organometallic Reagents |  | n 20/D 1.510 | , |  |  | 2-8°C,95%,n 20/D 1.510,1.032 g/mL at 25 °C
,Aldrich CPR,C,,,MFCD05663849, | CDS003603 |  | Aldrich | 2-( tert - Butylcarbonylamino) phenylboronic acid, pinacol ester |  | ,,,, | Aryl Boronate Esters , Boronate Esters , Boronic Acids and Derivatives , Chemical Synthesis , Organometallic Reagents |  |  | ,
3- (4- Morpholinomethyl) phenylboronic acid pinacol ester,95%,C,,,MFCD06797489, | 699446 | 364794-80-9 | Aldrich | 3-(4-吗啉甲基)苯硼酸频哪醇酯 |  | 95%,,,52-56 °C, | Aryl Boronate Esters , Boronate Esters , Boronic Acids and Derivatives , Chemical Synthesis , Organometallic Reagents |  |  | , |  |  | 95%,52-56 °C
3-( N , N - Diethylaminocarbonyl) phenylboronic acid pinacol ester,95%,C,,,MFCD08458202, | 720674 | 325142-97-0 | Aldrich | 3-( N , N -二乙基氨基羰基)苯硼酸频哪醇酯 |  | 95%,,,76-80 °C, | Aryl Boronate Esters , Boronate Esters , Boronic Acids and Derivatives , Chemical Synthesis , Organometallic Reagents |  |  | , |  |  | 95%,76-80 °C
4- (4- Morpholinomethyl) phenylboronic acid pinacol ester,97%,C,,,MFCD04974052,24885549 | 680230 | 364794-79-6 | Aldrich | 4-(4-吗啉甲基)苯硼酸频哪醇酯 | (PDF) | 97%,,,85-89 °C, | Aryl Boronate Esters , Boronate Esters , Boronic Acids and Derivatives , Chemical Synthesis , Organometallic Reagents |  |  | , |  |  | 97%,85-89 °C
,Aldrich CPR,C,,,MFCD06795673, | CDS004851 |  | Aldrich | 4- (N,N- diethylaminocarbonyl) phenylboronic acid, pinacol ester |  | ,,,, | Aryl Boronate Esters , Boronate Esters , Boronic Acids and Derivatives , Chemical Synthesis , Organometallic Reagents |  |  | ,
2-( N - Boc- amino) phenylboronic acid pinacol ester,97%,C,,,MFCD03411943,24881541 | 594865 | 159624-15-4 | Aldrich | 2-( N -Boc-氨基)苯硼酸频哪醇酯 | (PDF) | 97%,,,96-100 °C(lit.), | Aryl Boronate Esters , Boronate Esters , Boronic Acids and Derivatives , Chemical Synthesis , Organometallic Reagents |  |  | , |  |  | 97%,96-100 °C(lit.)
3-( N- Boc- amino) phenylboronic acid pinacol ester,97%,C,,,MFCD03789256,24880954 | 578843 | 330793-09-4 | Aldrich | 3-( N- Boc-氨基)苯硼酸频哪醇酯 |  | 97%,,,148-153 °C(lit.), | Aryl Boronate Esters , Boronate Esters , Boronic Acids and Derivatives , Chemical Synthesis , Organometallic Reagents |  |  | , |  |  | 97%,148-153 °C(lit.)
4-( N - Boc- amino) phenylboronic acid pinacol ester,97%,C,,,MFCD02179439,24880027 | 562351 | 330793-01-6 | Aldrich | 4-( N -Boc-氨基)苯硼酸频哪醇酯 | (PDF) | 97%,,,167-170 °C(lit.), | Aryl Boronate Esters , Boronate Esters , Boronic Acids and Derivatives , Chemical Synthesis , Organometallic Reagents |  |  | , |  |  | 97%,167-170 °C(lit.)
,Aldrich CPR,C,,,MFCD11855974, | CDS007405 |  | Aldrich | 1- Boc- 2- (methoxycarbonyl) pyrrole- 4- boronic acid pinacol ester |  | ,,,, | Boronate Esters , Boronic Acids and Derivatives , Chemical Synthesis , Heteroaryl Boronate Esters , Organometallic Reagents |  |  | ,
,Aldrich CPR,C,,,MFCD06795650, | CDS003696 |  | Aldrich | 4- (4- methylpiperazin- 1- yl) phenylboronic acid, pinacol ester |  | ,,,, | Aryl Boronate Esters , Boronate Esters , Boronic Acids and Derivatives , Chemical Synthesis , Heteroaryl Boronate Esters , Organometallic Reagents |  |  | ,
,Aldrich CPR,C,,,MFCD06797993, | CDS007763 |  | Aldrich | (2- morpholin- 4- yl- ethyl) [5- (- 4,4,5,5- tetramethyl- 1,3,2- dioxaborolan- 2- yl) pyridin- 2- yl] amine |  | ,,,, | Boronate Esters , Boronic Acids and Derivatives , Chemical Synthesis , Heteroaryl Boronate Esters , Organometallic Reagents |  |  | ,
2,4,6- Triisopropylphenylboronic acid methyl ester,96%,C,,,MFCD09265170,24885730 | 682683 | 145434-22-6 | Aldrich | 2,4,6-三异丙基苯硼酸甲酯 | (PDF) | 96%,,,,0.913 g/mL at 25 °C | Aryl Boronate Esters , Boronate Esters , Boronic Acids and Derivatives , Chemical Synthesis , Organometallic Reagents |  | n 20/D 1.484 | , |  |  | 96%,n 20/D 1.484,0.913 g/mL at 25 °C
( E ) - 1- Pentene- 1,2- diboronic acid bis(pinacol) ester,,C,,,MFCD03093909,24877718 | 529907 | 307531-75-5 | Aldrich | ( E )-1-戊烯-1,2-二硼酸双(频哪醇)酯 | (PDF) | ,,301-303 °C(lit.),,0.954 g/mL at 25 °C(lit.) | Alkenyl Boronate Esters , Boronate Esters , Boronic Acids and Derivatives , Chemical Synthesis , Organometallic Reagents |  | n 20/D 1.455(lit.) | , |  |  | n 20/D 1.455(lit.),301-303 °C(lit.),0.954 g/mL at 25 °C(lit.)
,Aldrich CPR,C,,,MFCD20487112, | ADE001388 |  | Aldrich | 4- Chloro- 7- (phenylsulfonyl) - 6- (4,4,5,5- tetramethyl- 1,3,2- dioxaborolan- 2- yl) - 7H- pyrrolo[2,3- d] pyrimidine |  | ,,,, | Boronate Esters , Boronic Acids and Derivatives , Chemical Synthesis , Heteroaryl Boronate Esters , Organometallic Reagents |  |  | ,
2- Benzyloxy- 5- pyridineboronic acid pinacol ester,97%,C,,,MFCD06798263, | 715484 | 832735-54-3 | Aldrich | 2-苄氧基-5-吡啶硼酸频哪醇酯 | (PDF) | 97%,,,2-8°C, | Boronate Esters , Boronic Acids and Derivatives , Chemical Synthesis , Heteroaryl Boronate Esters , Organometallic Reagents |  |  | , |  |  | 2-8°C,97%,141-145 °C
,Aldrich CPR,C,,,MFCD11878281, | CDS015989 |  | Aldrich | 3- (benzyloxy) - 5- (4,4,5,5- tetramethyl- 1,3,2- dioxaborolan- 2- yl) pyridine |  | ,,,, | Boronate Esters , Boronic Acids and Derivatives , Chemical Synthesis , Heteroaryl Boronate Esters , Organometallic Reagents |  |  | ,
[( E ) - 4- (2- Cyano- 2- ethoxycarbonylvinyl) phenyl] boronic acid pinacol ester,97%,C,,,MFCD11113044, | 718602 |  | Aldrich | [( E ) - 4- (2- 氰基- 2- 乙氧基羰基乙烯基) 苯基] 硼酸频哪醇酯 |  | 97%,,,104-108 °C, | Aryl Boronate Esters , Boronate Esters , Boronic Acids and Derivatives , Chemical Synthesis , Organometallic Reagents |  |  | , |  |  | 97%,104-108 °C
4- (Furfurylaminocarbonyl) phenylboronic acid pinacol ester,,C,,,MFCD09266168, | 706183 | 1073353-59-9 | Aldrich | 4-(糠基氨羰酰)苯硼酸频哪酯 |  | ,,,107-113 °C, | Aryl Boronate Esters , Boronate Esters , Boronic Acids and Derivatives , Chemical Synthesis , Organometallic Reagents |  |  | , |  |  | 107-113 °C
,Aldrich CPR,C,,,MFCD06798270, | CDS001610 |  | Aldrich | 6- (Benzylamino) pyridine- 3- boronic acid pinacol ester |  | ,,,, | Boronate Esters , Boronic Acids and Derivatives , Chemical Synthesis , Heteroaryl Boronate Esters , Organometallic Reagents |  |  | ,
4- (Piperidine- 1- carbonyl) phenylboronic acid pinacol ester,97%,C,,,MFCD09027083,24885394 | 677787 |  | Aldrich | 4-(1-哌啶羰基)苯硼酸频哪醇酯 |  | 97%,,,137-141 °C, | Aryl , Aryl Boronate Esters , Boronate Esters , Boronic Acids and Derivatives , Building Blocks , C13 to C37+ , Chemical Synthesis , Halogenated Hydrocarbons , Organic Building Blocks , Organometallic Reagents |  |  | , |  |  | 97%,137-141 °C
,Aldrich CPR,C,,,MFCD09266189, | CDS020055 |  | Aldrich | 3- (Tetrahydrofurfurylaminocarbonyl) phenylboronic acid pinacol ester |  | ,,,, | Aryl Boronate Esters , Boronate Esters , Boronic Acids and Derivatives , Chemical Synthesis , Organometallic Reagents |  |  | ,
,Aldrich CPR,C,,,MFCD09266200, | CDS007360 |  | Aldrich | 4- (tetrahydrofurfurylaminocarbonyl) benzeneboronic acid pinacol ester |  | ,,,, | Aryl Boronate Esters , Boronate Esters , Boronic Acids and Derivatives , Chemical Synthesis , Organometallic Reagents |  |  | ,
,Aldrich CPR,C,,,MFCD09027290, | CDS005067 |  | Aldrich | 1- cyclopentyl- 3- [4- (4,4,5,5- tetramethyl- 1,3,2- dioxaborolan- 2- yl) phenyl] urea |  | ,,,, | Aryl Boronate Esters , Boronate Esters , Boronic Acids and Derivatives , Chemical Synthesis , Organometallic Reagents |  |  | ,
,Aldrich CPR,C,,,MFCD05864308, | CDS000922 |  | Aldrich | 3- (4- Methylpiperazine- 1- carbonyl) phenylboronic acid, pinacol ester |  | ,,,, | Aryl Boronate Esters , Boronate Esters , Boronic Acids and Derivatives , Chemical Synthesis , Organometallic Reagents |  |  | ,
4- (4- Methylpiperazine- 1- carbonyl) phenylboronic acid pinacol ester,97%,C,,,MFCD05863914, | 706175 | 832114-06-4 | Aldrich | 4- (4- 甲基哌嗪- 1- 羰基) 苯硼酸频哪醇酯 | (PDF) | 97%,,,109-114 °C, | Aryl Boronate Esters , Boronate Esters , Boronic Acids and Derivatives , Chemical Synthesis , Organometallic Reagents |  |  | , |  |  | 97%,109-114 °C
,Aldrich CPR,C,,,MFCD06409942, | CDS006042 |  | Aldrich | 4-(( N - Boc- amino) methyl) phenylboronic acid pinacol ester |  | ,,,, | Aryl Boronate Esters , Boronate Esters , Boronic Acids and Derivatives , Chemical Synthesis , Organometallic Reagents |  |  | ,
1,4-Benzenediboronic acid bis(pinacol) ester,97%,C,,,MFCD08276852,24884661 | 663816 | 99770-93-1 | Aldrich | 1,4-亚苯基二硼酸频哪醇二酯 | (PDF) | 97%,,,241-245 °C, | Aryl Boronate Esters , Boronate Esters , Boronic Acids and Derivatives , Chemical Synthesis , Organometallic Reagents |  |  | , |  |  | 97%,241-245 °C
,Aldrich CPR,C,,,MFCD09266182, | CDS013709 | 938043-30-2 | Aldrich | 1- methyl- 4- [4- (4,4,5,5- tetramethyl- 1,3,2- dioxaborolan- 2- yl) benzyl] piperazine |  | ,,,, | Boronate Esters , Boronic Acids and Derivatives , Chemical Synthesis , Heteroaryl Boronate Esters , Organometallic Reagents |  |  | ,
,Aldrich CPR,C,,,MFCD09266181, | CDS000830 |  | Aldrich | 3- (4- Methyl- 1- piperazinylmethyl) benzeneboronic acid pinacol ester |  | ,,,, | Aryl Boronate Esters , Boronate Esters , Boronic Acids and Derivatives , Chemical Synthesis , Organometallic Reagents |  |  | ,
( E ) - 1- Hexene- 1,2- diboronic acid bis(pinacol) ester,,C,,,MFCD03093898,24874631 | 527602 | 312693-52-0 | Aldrich | ( E )-1-己烯-1,2-双硼酸双(频哪醇)酯 | (PDF) | ,,292 °C(lit.),,0.954 g/mL at 25 °C(lit.) | Alkenyl Boronate Esters , Boronate Esters , Boronic Acids and Derivatives , Chemical Synthesis , Organometallic Reagents |  | n 20/D 1.455(lit.) | , |  |  | n 20/D 1.455(lit.),292 °C(lit.),0.954 g/mL at 25 °C(lit.)
,Aldrich CPR,C,,,MFCD17171346, | ADE001089 |  | Aldrich | 5- Bromo- 1- (phenylsulfonyl) - 2- (4,4,5,5- tetramethyl- 1,3,2- dioxaborolan- 2- yl) - 1H- pyrrolo[2,3- b] pyridine |  | ,,,, | Aryl Boronate Esters , Azaindoles , Boronate Esters , Boronic Acids and Derivatives , Building Blocks , C16 to C20+ , C16+ , Chemical Synthesis , Halogenated Heterocycles , Heterocyclic Building Blocks , Organometallic Reagents , Pyridines |  |  | ,
,95%,C,,,MFCD09999194, | 735019 | 886547-94-0 | Aldrich | 1- (Phenylsulfonyl) - 7- azaindole- 3- boronic acid pinacol ester |  | 95%,,,355-360 °C, | Boronate Esters , Boronic Acids and Derivatives , Chemical Synthesis , Heteroaryl Boronate Esters , Organometallic Reagents |  |  | , |  |  | 95%,355-360 °C
,Aldrich CPR,C,,,MFCD06795653, | CDS005602 |  | Aldrich | 4- (phenylcarbonyl) phenylboronic acid, pinacol ester |  | ,,,, | Aryl Boronate Esters , Boronate Esters , Boronic Acids and Derivatives , Chemical Synthesis , Organometallic Reagents |  |  | ,
4- [(Phenylimino) methyl] phenylboronic acid pinacol ester,97%,C,,,MFCD09266199, | 692611 |  | Aldrich | 4-[(苯基亚氨基)甲基]苯硼酸频哪醇酯 |  | 97%,,,2-8°C, | Aryl Boronate Esters , Boronate Esters , Boronic Acids and Derivatives , Chemical Synthesis , Organometallic Reagents |  |  | , |  |  | 2-8°C,97%,96-101 °C
4- [(Phenylamino) carbonyl] phenylboronic acid pinacol ester,97%,C,,,MFCD12546047, | 706140 |  | Aldrich | 4-[(苯氨基)羰基]苯硼酸频哪醇酯 | (PDF) | 97%,,,209-214 °C, | Aryl Boronate Esters , Boronate Esters , Boronic Acids and Derivatives , Chemical Synthesis , Organometallic Reagents |  |  | , |  |  | 97%,209-214 °C
1- (5- Benzylidene- 1,3- dimethylpyrimidine- 2,4,6(1 H ,3 H ,5 H )-trione)-4-boronic acid pinacol ester,97%,C,,,MFCD11113040, | 718599 |  | Aldrich | 1- (5- 亚苄基- 1,3- 二甲基嘧啶- 2,4,6(1 H ,3 H ,5 H )-三酮)-4-硼酸频哪醇酯 |  | 97%,,,196-200 °C, | Aryl Boronate Esters , Boronate Esters , Boronic Acids and Derivatives , Chemical Synthesis , Organometallic Reagents |  |  | , |  |  | 97%,196-200 °C
,Aldrich CPR,C,,,MFCD09266179, | CDS000829 |  | Aldrich | 3- Benzylbenzeneboronic acid pinacol ester |  | ,,,, | Aryl Boronate Esters , Boronate Esters , Boronic Acids and Derivatives , Chemical Synthesis , Organometallic Reagents |  |  | ,
4- Benzylphenylboronic acid pinacol ester,97%,C,,,MFCD09266180, | 692638 | 911708-01-5 | Aldrich | 4-苄基苯硼酸频哪醇酯 |  | 97%,,,2-8°C, | Aryl Boronate Esters , Boronate Esters , Boronic Acids and Derivatives , Chemical Synthesis , Organometallic Reagents |  |  | , |  |  | 2-8°C,97%,89-94 °C
2- (Benzyloxy) phenylboronic acid pinacol ester,97%,C,,,MFCD03001334,24881491 | 594245 |  | Aldrich | 2-苄氧基苯硼酸频哪醇酯 |  | 97%,,,100-104 °C(lit.), | Aryl Boronate Esters , Boronate Esters , Boronic Acids and Derivatives , Chemical Synthesis , Organometallic Reagents |  |  | , |  |  | 97%,100-104 °C(lit.)
3- (Benzyloxy) phenylboronic acid pinacol ester,97%,C,,,MFCD05663839,24881501 | 594369 |  | Aldrich | 3-苄氧基苯硼酸频哪醇酯 | (PDF) | 97%,,,58-62 °C(lit.), | Aryl Boronate Esters , Boronate Esters , Boronic Acids and Derivatives , Chemical Synthesis , Organometallic Reagents |  |  | , |  |  | 97%,58-62 °C(lit.)
4- (Benzyloxy) phenylboronic acid pinacol ester,97%,C,,,MFCD04974107,24881486 | 594148 | 754226-40-9 | Aldrich | 4-苄氧基苯硼酸频哪醇酯 | (PDF) | 97%,,,81-85 °C(lit.), | Aryl Boronate Esters , Boronate Esters , Boronic Acids and Derivatives , Chemical Synthesis , Organometallic Reagents |  |  | , |  |  | 97%,81-85 °C(lit.)
,Aldrich CPR,C,,,MFCD06795652, | CDS003903 |  | Aldrich | 4- (N- phenylaminomethyl) phenylboronic acid, pinacol ester |  | ,,,, | Aryl Boronate Esters , Boronate Esters , Boronic Acids and Derivatives , Chemical Synthesis , Organometallic Reagents |  |  | ,
2-( p - Toluenesulfonylamino) phenylboronic acid pinacol ester,97%,C,,,MFCD05663862,24882767 | 636290 | 796061-07-9 | Aldrich | 2-(对甲苯磺酰胺基)苯硼酸频哪醇酯 | (PDF) | 97%,,,, | Aryl Boronate Esters , Boronate Esters , Boronic Acids and Derivatives , Chemical Synthesis , Organometallic Reagents |  |  | , |  |  | 97%
3-( p - Toluenesulfonylamino) phenylboronic acid pinacol ester,97%,C,,,MFCD05663863,24882770 | 636312 | 796061-08-0 | Aldrich | 3-(对甲苯磺酰胺基)苯硼酸频哪醇酯 | (PDF) | 97%,,,, | Aryl Boronate Esters , Boronate Esters , Boronic Acids and Derivatives , Chemical Synthesis , Organometallic Reagents |  |  | , |  |  | 97%
,Aldrich CPR,C,,,MFCD11855964, | CDS016154 |  | Aldrich | 3- (4- methoxybenzyloxy) - 5- (4,4,5,5- tetramethyl- 1,3,2- dioxaborolan- 2- yl) pyridine hydrochloride |  | ,,,, | Boronate Esters , Boronic Acids and Derivatives , Chemical Synthesis , Heteroaryl Boronate Esters , Organometallic Reagents |  |  | ,
1- Boc- indole- 5- boronic acid pinacol ester,97%,C,,,MFCD05663895,24883088 | 640387 | 777061-36-6 | Aldrich | 1-Boc-吲哚-5-硼酸频哪醇酯 | (PDF) | 97%,,,131-136 °C(lit.), | Boronate Esters , Boronic Acids and Derivatives , Chemical Synthesis , Heteroaryl Boronate Esters , Organometallic Reagents |  |  | , |  |  | 97%,131-136 °C(lit.)
4-[(3-(1 H - Imidazol- 1- yl) propyl) aminomethyl] phenylboronic acid pinacol ester,97%,C,,,, | 706132 | 1257648-78-4 | Aldrich | 4-[(3-(1 H - 咪唑- 1- 基) 丙基) 氨甲基] 苯硼酸频哪醇酯 |  | 97%,,,75-81 °C, | Aryl Boronate Esters , Boronate Esters , Boronic Acids and Derivatives , Chemical Synthesis , Organometallic Reagents |  |  | , |  |  | 97%,75-81 °C
,Aldrich CPR,C,,,MFCD14585589, | CDS008724 |  | Aldrich | 1- cyclohexyl- 3- [4- (4,4,5,5- tetramethyl- [1,3,2] dioxaborolan- 2- yl) - phenyl] - urea |  | ,,,, | Aryl Boronate Esters , Boronate Esters , Boronic Acids and Derivatives , Chemical Synthesis , Organometallic Reagents |  |  | ,
,Aldrich CPR,C,,,MFCD16628242, | ADE000859 | 1222533-83-6 | Aldrich | 2,2- Dimethyl- 1- (6- (4,4,5,5- tetramethyl- 1,3,2- dioxaborolan- 2- yl) - 3,4- dihydro- 1,8- naphthyridin- 1(2H) - yl) propan- 1- one |  | ,,,, | Boronate Esters , Boronic Acids and Derivatives , Chemical Synthesis , Heteroaryl Boronate Esters , Organometallic Reagents |  |  | ,
3- [(2- Boc- amino) acetamido] phenylboronic acid pinacol ester,97%,C,,,MFCD16294500, | 718610 |  | Aldrich | 3- [(2- Boc- 氨基) 乙酰氨基] 苯硼酸频哪醇酯 |  | 97%,,,155-160 °C, | Aryl Boronate Esters , Boronate Esters , Boronic Acids and Derivatives , Chemical Synthesis , Organometallic Reagents |  |  | , |  |  | 97%,155-160 °C
,Aldrich CPR,C,,,MFCD06795656, | CDS009188 |  | Aldrich | 4- (4- isopropylpiperizinyl) phenylboronic acid, pinacol ester |  | ,,,, | Boronate Esters , Boronic Acids and Derivatives , Chemical Synthesis , Heteroaryl Boronate Esters , Organometallic Reagents |  |  | ,
4- (Phenylethynyl) phenylboronic acid pinacol ester,97%,C,,,MFCD16294498, | 718491 | 1190376-20-5 | Aldrich | 4-(苯基乙炔基)苯硼酸频哪醇酯 | (PDF) | 97%,,,96-100 °C, | Aryl Boronate Esters , Boronate Esters , Boronic Acids and Derivatives , Chemical Synthesis , Organometallic Reagents |  |  | , |  |  | 97%,96-100 °C
,Aldrich CPR,C,,,MFCD09909210, | CDS011900 |  | Aldrich | 2- [4- benzyloxy- 3- (trifluoromethyl) phenyl] - 4,4,6- trimethyl- 1,3,2- dioxaborinane |  | ,,,, | Aryl Boronate Esters , Boronate Esters , Boronic Acids and Derivatives , Chemical Synthesis , Organometallic Reagents |  |  | ,
1- (Phenylsulfonyl) - 3- indolylboronic acid pinacol ester,97%,C,,,MFCD08276778,24884024 | 654280 | 870717-93-4 | Aldrich | 1-(苯基磺酰)-3-吲哚基硼酸频哪醇酯 | (PDF) | 97%,,,120-125 °C, | Boronate Esters , Boronic Acids and Derivatives , Chemical Synthesis , Heteroaryl Boronate Esters , Organometallic Reagents |  |  | , |  |  | 97%,120-125 °C
,Aldrich CPR,C,,,MFCD08669615, | CDS007729 |  | Aldrich | 4- di(pyrrol- 2- yl) methylphenylboronic acid, neopentyl glycol ester |  | ,,,, | Boronate Esters , Boronic Acids and Derivatives , Chemical Synthesis , Heteroaryl Boronate Esters , Organometallic Reagents |  |  | ,
4- [(4- Methoxyphenylimino) methyl] phenylboronic acid pinacol ester,96%,C,,,MFCD10567027, | 692662 | 871366-38-0 | Aldrich | 4- [(4- 甲氧苯基亚氨基) 甲基] 苯硼酸频哪醇酯 |  | 96%,,,2-8°C, | Aryl Boronate Esters , Boronate Esters , Boronic Acids and Derivatives , Chemical Synthesis , Organometallic Reagents |  |  | , |  |  | 2-8°C,96%,127-131 °C
,Aldrich CPR,C,,,MFCD05663840, | CDS011026 |  | Aldrich | 3- benzyloxy- 4- methoxyboronic acid, pinacol ester |  | ,,,, | Aryl Boronate Esters , Boronate Esters , Boronic Acids and Derivatives , Chemical Synthesis , Organometallic Reagents |  |  | ,
,Aldrich CPR,C,,,MFCD07367089, | CDS007805 |  | Aldrich | 4- benzyloxy- 3- methoxyphenylboronic acid, pinacol ester |  | ,,,, | Aryl Boronate Esters , Boronate Esters , Boronic Acids and Derivatives , Chemical Synthesis , Organometallic Reagents |  |  | ,
( E ) - Phenyl- 1,2- ethylenediboronic acid bis(pinacol) ester,98%,C,,,MFCD02683500,24874628 | 527572 | 173603-23-1 | Aldrich | ( E ) - 苯基- 1,2- 亚乙基二硼酸双(频哪醇)酯 |  | 98%,,,69-73 °C(lit.), | Alkenyl Boronate Esters , Boronate Esters , Boronic Acids and Derivatives , Chemical Synthesis , Organometallic Reagents |  |  | , |  |  | 98%,69-73 °C(lit.)
,Aldrich CPR,C,,,MFCD12401663, | ADE001165 | 1188927-49-2 | Aldrich | 2- ((tert- Butyldimethylsilyloxy) methyl) - 6- (4,4,5,5- tetramethyl- 1,3,2- dioxaborolan- 2- yl) furo[3,2- b] pyridine |  | ,,,, | Boronate Esters , Boronic Acids and Derivatives , Chemical Synthesis , Heteroaryl Boronate Esters , Organometallic Reagents |  |  | ,
,Aldrich CPR,C,,,MFCD06797996, | CDS005266 |  | Aldrich | 2- (4- tert- butoxycarbonylpiperazin- 1- yl) pyridine- 4- boronic acid, pinacol ester |  | ,,,, | Boronate Esters , Boronic Acids and Derivatives , Chemical Synthesis , Heteroaryl Boronate Esters , Organometallic Reagents |  |  | ,
6- (4- Boc- piperazin- 1- yl) pyridine- 3- boronic acid pinacol ester,96%,C,,,MFCD04039875,24884030 | 654337 | 496786-98-2 | Aldrich | 6- (4- 叔丁氧羰基哌嗪- 1- 基) 吡啶- 3- 硼酸频哪醇酯 | (PDF) | 96%,,,165-169 °C, | Boronate Esters , Boronic Acids and Derivatives , Chemical Synthesis , Heteroaryl Boronate Esters , Organometallic Reagents |  |  | , |  |  | 96%,165-169 °C
,Aldrich CPR,C,,,, | MIDA011 |  | Aldrich | (E)-2′-(Tributyltin)-2-propenylboronic acid MIDA ester |  | ,,,, | Alkenyl Boronate Esters , Boronate Esters , Boronic Acids and Derivatives , Chemical Synthesis , Organometallic Reagents |  |  | ,
,Aldrich CPR,C,,,MFCD02179490, | CDS020307 |  | Aldrich | (3- Phthalimidomethylphenyl) boronic acid pinacol ester |  | ,,,, | Aryl Boronate Esters , Boronate Esters , Boronic Acids and Derivatives , Chemical Synthesis , Organometallic Reagents |  |  | ,
,Aldrich CPR,C,,,MFCD06797988, | CDS004196 |  | Aldrich | 2- [4- (4- chlorophenylsulfonyl) piperazin- 1- yl] pyridine- 5- boronic acid, pinacol ester |  | ,,,, | Boronate Esters , Boronic Acids and Derivatives , Chemical Synthesis , Heteroaryl Boronate Esters , Organometallic Reagents |  |  | ,
,Aldrich CPR,C,,,MFCD06657751, | CDS004948 |  | Aldrich | 4- (3- ethoxycarbonylpiperidine) carboxamidophenylboronic acid, pinacol ester |  | ,,,, | Aryl Boronate Esters , Boronate Esters , Boronic Acids and Derivatives , Chemical Synthesis , Heteroaryl Boronate Esters , Organometallic Reagents |  |  | ,
,Aldrich CPR,C,,,MFCD08669542, | CDS007730 |  | Aldrich | 2-[4-( N - Boc) piperazin- 1- yl] phenylboronic acid pinacol ester |  | ,,,, | Boronate Esters , Boronic Acids and Derivatives , Chemical Synthesis , Heteroaryl Boronate Esters , Organometallic Reagents |  |  | ,
,Aldrich CPR,C,,,MFCD07781212, | CDS009358 |  | Aldrich | 3-[4-( tert - butoxycarbonyl) piperazin- 1- yl] phenylboronic acid pinacol ester |  | ,,,, | Boronate Esters , Boronic Acids and Derivatives , Chemical Synthesis , Heteroaryl Boronate Esters , Organometallic Reagents |  |  | ,
,Aldrich CPR,C,,,MFCD08059947, | CBR00384 |  | Aldrich | 1- (tert- Butyl[dimethyl] silyl) - 7- methyl- 1H- indole- 3- boronic acid pinacol ester |  | ,,,, | Boronate Esters , Boronic Acids and Derivatives , Chemical Synthesis , Heteroaryl Boronate Esters , Organometallic Reagents |  |  | ,
,Aldrich CPR,C,,,MFCD08059946, | CBR00477 |  | Aldrich | 1- (tert- Butyldimethylsilyl) - 5- methyl- 1H- indole- 3- boronic acid pinacol ester |  | ,,,, | Boronate Esters , Boronic Acids and Derivatives , Chemical Synthesis , Heteroaryl Boronate Esters , Organometallic Reagents |  |  | ,
1,1′-Ferrocenediboronic acid bis(pinacol) ester,97%,C,,,MFCD06411336,24883293 | 643750 | 737776-93-1 | Aldrich | 1,1′-二茂铁二硼酸二(频哪醇)酯 |  | 97%,,,191 °C(lit.), | Aryl Boronate Esters , Boronate Esters , Boronic Acids and Derivatives , Chemical Synthesis , Organometallic Reagents |  |  | , |  |  | 97%,191 °C(lit.)
4- (4- Boc- piperazine- 1- carbonyl) phenylboronic acid pinacol ester,97%,C,,,MFCD08706021, | 684287 | 864754-13-2 | Aldrich | 4- (4- Boc- 哌嗪- 1- 羰基) 苯硼酸频哪酯 |  | 97%,,,150-160 °C, | Aryl Boronate Esters , Boronate Esters , Boronic Acids and Derivatives , Chemical Synthesis , Organometallic Reagents |  |  | , |  |  | 97%,150-160 °C
,Aldrich CPR,C,,,MFCD20487009, | ADE001133 |  | Aldrich | 5- Chloro- 6- iodo- 4- (4,4,5,5- tetramethyl- 1,3,2- dioxaborolan- 2- yl) - 1- (triisopropylsilyl) - 1H- pyrrolo[2,3- b] pyridine |  | ,,,, | Boronate Esters , Boronic Acids and Derivatives , Chemical Synthesis , Heteroaryl Boronate Esters , Organometallic Reagents |  |  | ,
4- (4- Boc- piperazinemethyl) phenylboronic acid pinacol ester,95%,C,,,MFCD16294502, | 721441 |  | Aldrich | 4- (4- Boc- 哌嗪甲基) 苯基硼酸频哪醇酯 |  | 95%,,,125-130 °C, | Aryl Boronate Esters , Boronate Esters , Boronic Acids and Derivatives , Chemical Synthesis , Organometallic Reagents |  |  | , |  |  | 95%,125-130 °C
,Aldrich CPR,C,,,MFCD09965891, | ADE000988 | 1045857-94-0 | Aldrich | 4- Chloro- 5- (4,4,5,5- tetramethyl- 1,3,2- dioxaborolan- 2- yl) - 1- (triisopropylsilyl) - 1H- pyrrolo[2,3- b] pyridine |  | ,,,, | Boronate Esters , Boronic Acids and Derivatives , Chemical Synthesis , Heteroaryl Boronate Esters , Organometallic Reagents |  |  | ,
,Aldrich CPR,C,,,MFCD09965900, | ADE000999 | 1072152-34-1 | Aldrich | 5- Chloro- 4- (4,4,5,5- tetramethyl- 1,3,2- dioxaborolan- 2- yl) - 1- (triisopropylsilyl) - 1H- pyrrolo[2,3- b] pyridine |  | ,,,, | Boronate Esters , Boronic Acids and Derivatives , Chemical Synthesis , Heteroaryl Boronate Esters , Organometallic Reagents |  |  | ,
,Aldrich CPR,C,,,MFCD05865113, | CDS016826 |  | Aldrich | 5- (4,4,5,5- tetramethyl- 1,3,2- dioxaborolan- 2- yl) - 1- (triisopropylsilyl) - 1H- indole |  | ,,,, | Boronate Esters , Boronic Acids and Derivatives , Chemical Synthesis , Heteroaryl Boronate Esters , Organometallic Reagents |  |  | ,
,Aldrich CPR,C,,,MFCD17171341, | ADE001085 |  | Aldrich | 2- Ethyl- 5- (4,4,5,5- tetramethyl- 1,3,2- dioxaborolan- 2- yl) - 1- (triisopropylsilyl) - 1H- pyrrolo[2,3- b] pyridine |  | ,,,, | Boronate Esters , Boronic Acids and Derivatives , Chemical Synthesis , Heteroaryl Boronate Esters , Organometallic Reagents |  |  | ,
,95%,C,,,MFCD16294524, | 718890 | 849681-64-7 | Aldrich | 4,4′-(Acetylene-1,2-diyl)bis(phenylboronic acid pinacol ester) |  | 95%,,,275-280 °C, | Aryl Boronate Esters , Boronate Esters , Boronic Acids and Derivatives , Chemical Synthesis , Organometallic Reagents |  |  | , |  |  | 95%,275-280 °C
( Z ) - 1,2- Diphenyl- 1,2- ethylenediboronic acid bis(pinacol) ester,96%,C,,,MFCD03453050,24874629 | 527580 | 221006-76-4 | Aldrich | (E) - 1,2- 二苯乙烯- 1,2- 双(2,3- 二甲基- 2,3- 丁二醇) 二硼酸酯 |  | 96%,,,175-178 °C(lit.), | Alkenyl Boronate Esters , Boronate Esters , Boronic Acids and Derivatives , Chemical Synthesis , Organometallic Reagents |  |  | , |  |  | 96%,175-178 °C(lit.)
(4- Methylphenylboronic acid pinacol ester) triphenylphosphonium bromide,95%,C,,,MFCD16294536, | 723517 | 1169942-85-1 | Aldrich | (4-甲基苯基硼酸频哪醇酯)三苯基溴化膦 | (PDF) | 95%,,,265-270 °C, | Aryl Boronate Esters , Boronate Esters , Boronic Acids and Derivatives , Chemical Synthesis , Organometallic Reagents |  |  | , |  |  | 95%,265-270 °C
Methylboronic acid MIDA ester,97%,C,,,MFCD11215248, | 700657 | 1104637-40-2 | Aldrich | 甲基硼酸 MIDA 酯 | (PDF) | 97%,,,255-261 °C, | Alkyl MIDA Boronates , Boronic Acids and Derivatives , Chemical Synthesis , MIDA Boronates , Organometallic Reagents |  |  | , |  |  | 97%,255-261 °C
Ethynylboronic acid MIDA ester,,C,,,MFCD11215242, | 700231 | 1104637-53-7 | Aldrich | 乙炔基硼酸甲基亚氨基二乙酸酯 | (PDF) | ,,,208-209 °C, | Alkynyl MIDA Boronates , Boronic Acids and Derivatives , Chemical Synthesis , MIDA Boronates , Organometallic Reagents |  |  | , |  |  | 208-209 °C
,,C,,,, | MIDA009 | 1449377-16-5 | Aldrich | 1-Bromovinylboronic acid MIDA ester |  | ,,,, | Alkenyl MIDA Boronates , Boronic Acids and Derivatives , Chemical Synthesis , MIDA Boronates , Organometallic Reagents |  |  | ,
,Aldrich CPR,C,,,, | MIDA006 |  | Aldrich | cis- 2- Bromovinylboronic acid MIDA ester |  | ,,,, | Alkenyl Boronate Esters , Alkenyl MIDA Boronates , Boronate Esters , Boronic Acids and Derivatives , Chemical Synthesis , MIDA Boronates , Organometallic Reagents |  |  | ,
trans -2-Bromovinylboronic acid MIDA ester,technical grade,C,,,MFCD11215253, | 703478 | 1104636-68-1 | Aldrich | 反式-2-溴乙烯基硼酸甲基亚氨基二乙酸酯 | (PDF) | ,,,, | Alkenyl MIDA Boronates , Boronic Acids and Derivatives , Chemical Synthesis , MIDA Boronates , Organometallic Reagents |  | technical grade | , |  |  | technical grade
,Aldrich CPR,C,,,MFCD22666548, | MIDA013 |  | Aldrich | trans -2-Iodovinylboronic acid MIDA ester |  | ,,,, | Alkyl MIDA Boronates , Boronic Acids and Derivatives , Chemical Synthesis , MIDA Boronates , Organometallic Reagents |  |  | ,
Vinylboronic acid MIDA ester,97%,C,,,MFCD11656092, | 704415 | 1104636-73-8 | Aldrich | 乙烯基硼酸甲基亚氨基二乙酸酯 |  | 97%,,,2-8°C, | Alkenyl MIDA Boronates , Boronic Acids and Derivatives , Chemical Synthesis , MIDA Boronates , Organometallic Reagents |  |  | , |  |  | 2-8°C,97%,152-156 °C
Oxiranyl boronic acid MIDA ester,95%,C,,,MFCD16875672, | 721573 | 1152427-91-2 | Aldrich | 环氧乙基硼酸甲基亚氨基二乙酸酯 | (PDF) | 95%,,,188-193 °C, | Boronic Acids and Derivatives , Chemical Synthesis , Heteroaryl MIDA Boronates , MIDA Boronates , Organometallic Reagents |  |  | , |  |  | 95%,188-193 °C
,,C,,,, | MIDA077 | 1350469-97-4 | Aldrich | 3- Bromoisoxazole- 5- boronic acid MIDA ester |  | ,,,, | Boronic Acids and Derivatives , Chemical Synthesis , Heteroaryl MIDA Boronates , MIDA Boronates , Organometallic Reagents |  |  | ,
,,C,,,MFCD20921519, | 749087 |  | Aldrich | 5-Thiazole boronic acid MIDA ester | (PDF) | ,,,2-8°C, | Boronic Acids and Derivatives , Chemical Synthesis , Heteroaryl MIDA Boronates , MIDA Boronates , Organometallic Reagents |  |  | , |  |  | 2-8°C,172-178 °C
Propynylboronic acid MIDA ester,95%,C,,,MFCD16621500, | 723819 | 1104637-55-9 | Aldrich | 丙炔基硼酸甲基亚氨基二乙酸酯 | (PDF) | 95%,,,185-204 °C (D), | Alkynyl MIDA Boronates , Boronic Acids and Derivatives , Chemical Synthesis , MIDA Boronates , Organometallic Reagents |  |  | , |  |  | 95%,185-204 °C (D)
,,C,,,MFCD28053543, | MIDA008 |  | Aldrich | 2-[( E ) - 2- Bromo- 1methylethenyl] - boronic acid MIDA ester |  | ,,,, | Alkenyl MIDA Boronates , Boronic Acids and Derivatives , Chemical Synthesis , MIDA Boronates , Organometallic Reagents |  |  | ,
,,C,,,MFCD22666547, | 763853 |  | Aldrich | trans - 2- Bromo- 1- methylvinylboronic acid MIDA ester | (PDF) | ,,,155-167 °C, | Alkenyl MIDA Boronates , Boronic Acids and Derivatives , Chemical Synthesis , MIDA Boronates , Organometallic Reagents |  |  | , |  |  | 155-167 °C,~1-2% Isopropenylboronic acid MIDA ester
,Aldrich CPR,C,,,MFCD22666550, | MIDA022 |  | Aldrich | 2-[(1 E ) - 2- Iodo- 1- propenyl] - boronic acid MIDA ester |  | ,,,, | Alkenyl MIDA Boronates , Boronic Acids and Derivatives , Chemical Synthesis , MIDA Boronates , Organometallic Reagents |  |  | ,
Allylboronic acid MIDA ester,,C,,,MFCD11215243, | 698709 |  | Aldrich | 烯丙基硼酸 MIDA 酯 |  | ,,,, | Alkyl MIDA Boronates , Boronic Acids and Derivatives , Chemical Synthesis , MIDA Boronates , Organometallic Reagents |  |  | ,
cis -1-Propenylboronic acid MIDA ester,,C,,,MFCD11215245, | 698199 | 1105069-15-5 | Aldrich | 顺式-1-丙烯基硼酸甲基亚氨基二乙酸酯 |  | ,,,99-110 °C, | Alkenyl MIDA Boronates , Boronic Acids and Derivatives , Chemical Synthesis , MIDA Boronates , Organometallic Reagents |  |  | , |  |  | 99-110 °C
Cyclopropylboronic acid MIDA ester,97%,C,,,MFCD11215247, | 697311 | 1104637-36-6 | Aldrich | 环丙基硼酸甲基亚氨基二乙酸酯 |  | 97%,,,183-193 °C, | Alkyl MIDA Boronates , Boronic Acids and Derivatives , Chemical Synthesis , MIDA Boronates , Organometallic Reagents |  |  | , |  |  | 97%,183-193 °C
Isopropenylboronic acid MIDA ester,,C,,,MFCD15144774, | 707252 | 1104637-47-9 | Aldrich | 异丙烯基硼酸甲基亚氨基二乙酸酯 | (PDF) | ,,,136-140 °C, | Alkenyl MIDA Boronates , Boronic Acids and Derivatives , Chemical Synthesis , MIDA Boronates , Organometallic Reagents |  |  | , |  |  | 136-140 °C
trans -1-Propenylboronic acid MIDA ester,,C,,,MFCD11215252, | 701831 | 1104637-46-8 | Aldrich | 反式-1-丙烯基硼酸甲基亚氨基二乙酸酯 | (PDF) | ,,,117-122 °C, | Alkenyl MIDA Boronates , Boronic Acids and Derivatives , Chemical Synthesis , MIDA Boronates , Organometallic Reagents |  |  | , |  |  | 117-122 °C
,95%,C,,,MFCD22417210, | 756148 |  | Aldrich | 2,5- Dibromothiophene- 3- boronic acid MIDA ester | (PDF) | 95%,,,214-218 °C, | Boronic Acids and Derivatives , Chemical Synthesis , Heteroaryl MIDA Boronates , MIDA Boronates , Organometallic Reagents |  |  | , |  |  | 95%,214-218 °C
,95%,C,,,, | 748609 |  | Aldrich | 3- Bromothiophene- 2- boronic acid MIDA ester | (PDF) | 95%,,,199-205 °C, | Boronic Acids and Derivatives , Chemical Synthesis , Heteroaryl MIDA Boronates , MIDA Boronates , Organometallic Reagents |  |  | , |  |  | 95%,199-205 °C
5- Bromo- 2- thiophenylboronic acid MIDA ester,95%,C,,,MFCD11215240, | 701092 | 943552-31-6 | Aldrich | 5-溴-2-苯硫基硼酸甲基亚氨基二乙酸酯 |  | 95%,,,151-156 °C, | Boronic Acids and Derivatives , Chemical Synthesis , Heteroaryl MIDA Boronates , MIDA Boronates , Organometallic Reagents |  |  | , |  |  | 95%,151-156 °C
,95%,C,,,MFCD20036285, | 748625 |  | Aldrich | 3- Bromofuran- 2- boronic acid MIDA ester | (PDF) | 95%,,,137-143 °C, | Boronic Acids and Derivatives , Chemical Synthesis , Heteroaryl MIDA Boronates , MIDA Boronates , Organometallic Reagents |  |  | , |  |  | 95%,137-143 °C
2-Thiopheneboronic acid MIDA ester,,C,,,MFCD15144786, | 708828 | 1158984-92-9 | Aldrich | 2-噻吩硼酸甲基亚氨基二乙酸酯 |  | ,,,189-194 °C, | Boronic Acids and Derivatives , Chemical Synthesis , Heteroaryl MIDA Boronates , MIDA Boronates , Organometallic Reagents |  |  | , |  |  | 189-194 °C
,97%,C,,,MFCD27980597, | 748633 |  | Aldrich | Thiophene-3-boronic acid MIDA ester | (PDF) | 97%,,,2-8°C, | Boronic Acids and Derivatives , Chemical Synthesis , Heteroaryl MIDA Boronates , MIDA Boronates , Organometallic Reagents |  |  | , |  |  | 2-8°C,97%,193-197 °C
2-Furanylboronic acid MIDA ester,97%,C,,,MFCD11215213, | 701017 | 1104637-62-8 | Aldrich | 2-呋喃基硼酸甲基亚氨基二乙酸酯 | (PDF) | 97%,,,130-135 °C, | Boronic Acids and Derivatives , Chemical Synthesis , Heteroaryl MIDA Boronates , MIDA Boronates , Organometallic Reagents |  |  | , |  |  | 97%,130-135 °C
,97%,C,,,, | 748641 |  | Aldrich | Furan-3-boronic acid MIDA ester | (PDF) | 97%,,,2-8°C, | Boronic Acids and Derivatives , Chemical Synthesis , Heteroaryl MIDA Boronates , MIDA Boronates , Organometallic Reagents |  |  | , |  |  | 2-8°C,97%,132-134 °C
,97%,C,,,MFCD24849722, | 772097 |  | Aldrich | 4-Bromo-1-methyl-1 H -pyrazole-5-boronic acid MIDA ester | (PDF) | 97%,,,250-262 °C, | Boronic Acids and Derivatives , Chemical Synthesis , Heteroaryl MIDA Boronates , MIDA Boronates , Organometallic Reagents |  |  | , |  |  | 97%,250-262 °C
,97%,C,,,MFCD22417238, | 765902 |  | Aldrich | 1-Methyl-1 H -pyrazole-5-boronic acid MIDA ester | (PDF) | 97%,,,260-271 °C (decomposition), | Boronic Acids and Derivatives , Chemical Synthesis , Heteroaryl MIDA Boronates , MIDA Boronates , Organometallic Reagents |  |  | , |  |  | 97%,260-271 °C (decomposition),≤2% DMSO
Cyclobutylboronic acid MIDA ester,97%,C,,,MFCD15144797, | 710040 | 1104637-37-7 | Aldrich | 环丁基硼酸 MIDA 酯 |  | 97%,,,187-191 °C, | Alkyl MIDA Boronates , Boronic Acids and Derivatives , Chemical Synthesis , MIDA Boronates , Organometallic Reagents |  |  | , |  |  | 97%,187-191 °C
,Aldrich CPR,C,,,MFCD22666553, | MIDA034 | 1104637-48-0 | Aldrich | trans -1-Butenylboronic acid MIDA ester |  | ,,,, | Alkenyl MIDA Boronates , Boronic Acids and Derivatives , Chemical Synthesis , MIDA Boronates , Organometallic Reagents |  |  | ,
,97%,C,,,MFCD26405975, | 771112 |  | Aldrich | (2- Methylpropyl) boronic acid MIDA ester | (PDF) | 97%,,,, | Alkyl MIDA Boronates , Boronic Acids and Derivatives , Chemical Synthesis , MIDA Boronates , Organometallic Reagents |  |  | , |  |  | 97%
n -Butylboronic acid MIDA ester,,C,,,MFCD11215249, | 701580 | 1104637-43-5 | Aldrich | 正丁基硼酸甲基亚氨基二乙酸酯 |  | ,,,122-128 °C, | Alkyl MIDA Boronates , Boronic Acids and Derivatives , Chemical Synthesis , MIDA Boronates , Organometallic Reagents |  |  | , |  |  | 122-128 °C
,97%,C,,,, | 767395 |  | Aldrich | 2,5- Dibromopyridine- 4- boronic acid MIDA ester | (PDF) | 97%,,,226 - 288 °C (decomposition), | Boronic Acids and Derivatives , Chemical Synthesis , Heteroaryl MIDA Boronates , MIDA Boronates , Organometallic Reagents |  |  | , |  |  | 97%,226 - 288 °C (decomposition)
,95%,C,,,MFCD22200508, | 748668 |  | Aldrich | 2,3- Dichloropyridine- 4- boronic acid MIDA ester | (PDF) | 95%,,,292-294 °C, | Boronic Acids and Derivatives , Chemical Synthesis , Heteroaryl MIDA Boronates , MIDA Boronates , Organometallic Reagents |  |  | , |  |  | 95%,292-294 °C
,97%,C,,,, | 763861 | 26734-08-7 | Aldrich | 5- Cyanothiophene- 2- boronic acid MIDA ester | (PDF) | 97%,,,216-218 °C, | Boronic Acids and Derivatives , Chemical Synthesis , Heteroaryl MIDA Boronates , MIDA Boronates , Organometallic Reagents |  |  | , |  |  | 97%,216-218 °C
,95%,C,,,, | 763837 |  | Aldrich | 2- Bromopyridine- 3- boronic acid MIDA ester | (PDF) | 95%,,,242-247 °C, | Boronic Acids and Derivatives , Chemical Synthesis , Heteroaryl MIDA Boronates , MIDA Boronates , Organometallic Reagents |  |  | , |  |  | 95%,242-247 °C
,90%,C,,,MFCD22417208, | 756075 |  | Aldrich | 3- Bromopyridine- 4- boronic acid MIDA ester | (PDF) | 90%,,,2-8°C, | Boronic Acids and Derivatives , Chemical Synthesis , Heteroaryl MIDA Boronates , MIDA Boronates , Organometallic Reagents |  |  | , |  |  | 2-8°C,90%,276-280 °C (decomposition)
5- Bromo- 3- pyridinylboronic acid MIDA ester,95%,C,,,MFCD11215239, | 703370 |  | Aldrich | 5-溴-3-吡啶基硼酸甲基亚氨基二乙酸酯 |  | 95%,,,168-173 °C, | Boronic Acids and Derivatives , Chemical Synthesis , Heteroaryl MIDA Boronates , MIDA Boronates , Organometallic Reagents |  |  | , |  |  | 95%,168-173 °C
6- Bromo- 3- pyridinylboronic acid MIDA ester,97%,C,,,MFCD11215211, | 702269 |  | Aldrich | 6-溴-3-吡啶基硼酸甲基亚氨基二乙酸酯 |  | 97%,,,228-234 °C, | Boronic Acids and Derivatives , Chemical Synthesis , Heteroaryl MIDA Boronates , MIDA Boronates , Organometallic Reagents |  |  | , |  |  | 97%,228-234 °C
,97%,C,,,MFCD18262207, | 748676 |  | Aldrich | 2- Chloropyridine- 3- boronic acid MIDA ester | (PDF) | 97%,,,256-267 °C, | Boronic Acids and Derivatives , Chemical Synthesis , Heteroaryl MIDA Boronates , MIDA Boronates , Organometallic Reagents |  |  | , |  |  | 97%,256-267 °C
,90%,C,,,MFCD22417219, | 761125 |  | Aldrich | 3- Chloropyridine- 4- boronic acid MIDA ester | (PDF) | 90%,,,267-289 °C (decomposition), | Boronic Acids and Derivatives , Chemical Synthesis , Heteroaryl MIDA Boronates , MIDA Boronates , Organometallic Reagents |  |  | , |  |  | 90%,267-289 °C (decomposition)
6- Chloro- 3- pyridinylboronic acid MIDA ester,97%,C,,,MFCD11215241, | 700908 | 1257642-71-9 | Aldrich | 6-氯-3-吡啶硼酸甲基亚氨基二乙酸酯 |  | 97%,,,222-226 °C, | Boronic Acids and Derivatives , Chemical Synthesis , Heteroaryl MIDA Boronates , MIDA Boronates , Organometallic Reagents |  |  | , |  |  | 97%,222-226 °C
,97%,C,,,MFCD28015498, | 748692 |  | Aldrich | 2- Fluoropyridine- 3- boronic acid MIDA ester | (PDF) | 97%,,,2-8°C, | Boronic Acids and Derivatives , Chemical Synthesis , Heteroaryl MIDA Boronates , MIDA Boronates , Organometallic Reagents |  |  | , |  |  | 2-8°C,97%,224-229 °C
,90%,C,,,, | 757012 |  | Aldrich | 3- Fluoropyridine- 4- boronic acid MIDA ester | (PDF) | 90%,,,2-8°C, | Boronic Acids and Derivatives , Chemical Synthesis , Heteroaryl MIDA Boronates , MIDA Boronates , Organometallic Reagents |  |  | , |  |  | 2-8°C,90%,267-269 °C
,95%,C,,,, | 777390 |  | Aldrich | 2- Iodopyridine- 3- boronic acid MIDA ester | (PDF) | 95%,,,222-234 °C (decomposition), | Boronic Acids and Derivatives , Chemical Synthesis , Heteroaryl MIDA Boronates , MIDA Boronates , Organometallic Reagents |  |  | , |  |  | 95%,222-234 °C (decomposition)
5- Formyl- 2- furanboronic acid MIDA ester,97% (H-NMR),C,,,MFCD12546038, | 704547 | 1104637-03-7 | Aldrich | 5-甲酰-2-呋喃硼酸甲基亚氨基二乙酸酯 |  | 97% (H-NMR),,,238-240 °C, | Aldehydes , Boronic Acids and Derivatives , Building Blocks , C10-C12 , Carbonyl Compounds , Chemical Synthesis , Heteroaryl MIDA Boronates , MIDA Boronates , Organic Building Blocks , Organometallic Reagents |  |  | , |  |  | 97% (H-NMR),238-240 °C
,,C,,,MFCD16621460, | 719390 | 1104637-58-2 | Aldrich | 2-Pyridylboronic acid MIDA ester | (PDF) | ,,,2-8°C, | Boronic Acids and Derivatives , Chemical Synthesis , Heteroaryl MIDA Boronates , MIDA Boronates , Organometallic Reagents |  |  | , |  |  | 2-8°C,≤15 wt. % DMSO
3-Pyridineboronic acid MIDA ester,,C,,,MFCD16621394, | 704563 | 1257740-56-9 | Aldrich | 3-吡啶硼酸甲基亚氨基二乙酸酯 | (PDF) | ,,,210-217 °C, | Boronic Acids and Derivatives , Chemical Synthesis , Heteroaryl MIDA Boronates , MIDA Boronates , Organometallic Reagents |  |  | , |  |  | 210-217 °C
4-Pyridinylboronic acid MIDA ester,95%,C,,,MFCD11215236, | 699179 | 1104636-72-7 | Aldrich | 4-吡啶基硼酸甲基亚氨基二乙酸酯 |  | 95%,,,, | Boronic Acids and Derivatives , Chemical Synthesis , Heteroaryl MIDA Boronates , MIDA Boronates , Organometallic Reagents |  |  | , |  |  | 95%
,Aldrich CPR,C,,,MFCD23704446, | MIDA080 |  | Aldrich | 3- Methyl- 2- thiopheneboronic acid MIDA ester |  | ,,,, | Boronic Acids and Derivatives , Chemical Synthesis , Heteroaryl MIDA Boronates , MIDA Boronates , Organometallic Reagents |  |  | ,
Cyclopentylboronic acid MIDA ester,97%,C,,,MFCD11215246, | 699144 | 117311-84-9 | Aldrich | 环戊基硼酸甲基亚氨基二乙酸酯 |  | 97%,,,134-144 °C, | Alkyl MIDA Boronates , Boronic Acids and Derivatives , Chemical Synthesis , MIDA Boronates , Organometallic Reagents |  |  | , |  |  | 97%,134-144 °C
,95%,C,,,MFCD16660048, | 751715 |  | Aldrich | 3- Bromo- 5- chlorophenylboronic acid MIDA ester | (PDF) | 95%,,,2-8°C, | Aryl MIDA Boronates , Boronic Acids and Derivatives , Chemical Synthesis , MIDA Boronates , Organometallic Reagents |  |  | , |  |  | 2-8°C,95%,257-263 °C
2- Bromo- 6- fluorophenylboronic acid MIDA ester,97%,C,,,MFCD15144779, | 707880 | 1257650-76-2 | Aldrich | 2-溴-6-氟苯硼酸甲基亚氨基二乙酸酯 |  | 97%,,,214-218 °C, | Aryl MIDA Boronates , Boronic Acids and Derivatives , Chemical Synthesis , MIDA Boronates , Organometallic Reagents |  |  | , |  |  | 97%,214-218 °C
3- Bromo- 2- fluorophenylboronic acid MIDA ester,97%,C,,,MFCD15144780, | 707902 | 1257647-82-7 | Aldrich | 3-溴-2-氟苯硼酸甲基亚氨基二乙酸酯 |  | 97%,,,243-247 °C, | Aryl MIDA Boronates , Boronic Acids and Derivatives , Chemical Synthesis , MIDA Boronates , Organometallic Reagents |  |  | , |  |  | 97%,243-247 °C
3- Bromo- 5- fluorophenylboronic acid MIDA ester,97%,C,,,MFCD15144781, | 707910 | 1257650-61-5 | Aldrich | 3-溴-5-氟苯硼酸甲基亚氨基二乙酸酯 |  | 97%,,,106-110 °C, | Aryl MIDA Boronates , Boronic Acids and Derivatives , Chemical Synthesis , MIDA Boronates , Organometallic Reagents |  |  | , |  |  | 97%,106-110 °C
5- Bromo- 2- fluorophenylboronic acid MIDA ester,97%,C,,,MFCD12546069, | 707945 |  | Aldrich | 5-溴-2-氟苯硼酸甲基亚氨基二乙酸酯 | (PDF) | 97%,,,216-221 °C, | Aryl MIDA Boronates , Boronic Acids and Derivatives , Chemical Synthesis , MIDA Boronates , Organometallic Reagents |  |  | , |  |  | 97%,216-221 °C
2,6- Dibromophenylboronic acid MIDA ester,,C,,,MFCD11215208, | 703044 |  | Aldrich | 2,6-二溴苯硼酸甲基亚氨基二乙酸酯 |  | ,,,231-237 °C, | Aryl MIDA Boronates , Boronic Acids and Derivatives , Chemical Synthesis , MIDA Boronates , Organometallic Reagents |  |  | , |  |  | 231-237 °C
,97%,C,,,MFCD26142776, | 771228 |  | Aldrich | 2,4- Difluorophenylboronic acid MIDA ester | (PDF) | 97%,,,199-201 °C, | Aryl MIDA Boronates , Boronic Acids and Derivatives , Chemical Synthesis , MIDA Boronates , Organometallic Reagents |  |  | , |  |  | 97%,199-201 °C
,95%,C,,,MFCD26405978, | 771236 |  | Aldrich | 2,6- Difluorophenylboronic acid MIDA ester | (PDF) | 95%,,,209-214 °C, | Aryl MIDA Boronates , Boronic Acids and Derivatives , Chemical Synthesis , MIDA Boronates , Organometallic Reagents |  |  | , |  |  | 95%,209-214 °C
,,C,,,MFCD17677354, | 723711 |  | Aldrich | 5- Benzofurazanboronic acid MIDA ester | (PDF) | ,,,2-8°C, | Boronic Acids and Derivatives , Chemical Synthesis , Heteroaryl MIDA Boronates , MIDA Boronates , Organometallic Reagents |  |  | , |  |  | 2-8°C,258-263 °C
2-Bromophenylboronic acid MIDA ester,95%,C,,,MFCD11215210, | 698040 | 1257649-57-2 | Aldrich | 2-溴苯基硼酸甲基亚氨基二乙酸酯 | (PDF) | 95%,,,205-213 °C, | Aryl MIDA Boronates , Boronic Acids and Derivatives , Chemical Synthesis , MIDA Boronates , Organometallic Reagents |  |  | , |  |  | 95%,205-213 °C
3-Bromophenylboronic acid MIDA ester,96%,C,,,MFCD11215220, | 698113 | 943552-25-8 | Aldrich | 3-溴苯基硼酸甲基亚氨基二乙酸酯 |  | 96%,,,237-242 °C, | Aryl MIDA Boronates , Boronic Acids and Derivatives , Chemical Synthesis , MIDA Boronates , Organometallic Reagents |  |  | , |  |  | 96%,237-242 °C
4-Bromophenylboronic acid MIDA ester,97%,C,,,MFCD11215230, | 698083 | 943552-04-3 | Aldrich | 4-溴苯基硼酸甲基亚氨基二乙酸酯 | (PDF) | 97%,,,248-253 °C, | Aryl MIDA Boronates , Boronic Acids and Derivatives , Chemical Synthesis , MIDA Boronates , Organometallic Reagents |  |  | , |  |  | 97%,248-253 °C
,95%,C,,,MFCD26405976, | 771155 |  | Aldrich | 2- Chlorophenylboronic acid MIDA ester | (PDF) | 95%,,,169-173 °C, | Aryl MIDA Boronates , Boronic Acids and Derivatives , Chemical Synthesis , MIDA Boronates , Organometallic Reagents |  |  | , |  |  | 95%,169-173 °C
4- Chlorophenylboronic acid MIDA ester,97%,C,,,MFCD15144794, | 710008 |  | Aldrich | 4-氯苯基硼酸甲基亚氨基二乙酸酯 |  | 97%,,,260-265 °C, | Aryl MIDA Boronates , Boronic Acids and Derivatives , Chemical Synthesis , MIDA Boronates , Organometallic Reagents |  |  | , |  |  | 97%,260-265 °C
,95%,C,,,MFCD26405977, | 771171 |  | Aldrich | 2- Fluorophenylboronic acid MIDA ester | (PDF) | 95%,,,160-165 °C, | Aryl MIDA Boronates , Boronic Acids and Derivatives , Chemical Synthesis , MIDA Boronates , Organometallic Reagents |  |  | , |  |  | 95%,160-165 °C
,97%,C,,,MFCD18252664, | 701599 | 1313614-50-4 | Aldrich | 3- Fluorophenylboronic acid MIDA ester | (PDF) | 97%,,,189-194 °C, | Aryl MIDA Boronates , Boronic Acids and Derivatives , Chemical Synthesis , MIDA Boronates , Organometallic Reagents |  |  | , |  |  | 97%,189-194 °C
4- Fluorophenylboronic acid MIDA ester,97%,C,,,MFCD11215232, | 701548 | 1257641-06-7 | Aldrich | 4-氟苯基硼酸甲基亚氨基二乙酸酯 |  | 97%,,,231-236 °C, | Aryl MIDA Boronates , Boronic Acids and Derivatives , Chemical Synthesis , MIDA Boronates , Organometallic Reagents |  |  | , |  |  | 97%,231-236 °C
,95%,C,,,MFCD22572662, | 761087 |  | Aldrich | 2-Iodophenylboronic acid MIDA ester | (PDF) | 95%,,,250-253 °C, | Aryl MIDA Boronates , Boronic Acids and Derivatives , Chemical Synthesis , MIDA Boronates , Organometallic Reagents |  |  | , |  |  | 95%,250-253 °C
3-Iodophenylboronic acid MIDA ester,97%,C,,,MFCD11215225, | 698156 | 1287221-37-7 | Aldrich | 3-碘苯硼酸 MIDA 酯 |  | 97%,,,256-260 °C, | Aryl MIDA Boronates , Boronic Acids and Derivatives , Chemical Synthesis , MIDA Boronates , Organometallic Reagents |  |  | , |  |  | 97%,256-260 °C
4-Iodophenylboronic acid MIDA ester,97%,C,,,MFCD11215234, | 698121 | 1257649-56-1 | Aldrich | 4-碘苯硼酸 MIDA 酯 | (PDF) | 97%,,,213-217 °C, | Aryl MIDA Boronates , Boronic Acids and Derivatives , Chemical Synthesis , MIDA Boronates , Organometallic Reagents |  |  | , |  |  | 97%,213-217 °C
3-Nitrophenylboronic acid MIDA ester,97%,C,,,MFCD11215228, | 698148 | 1311484-45-3 | Aldrich | 3-硝基苯硼酸甲基亚氨基二乙酸酯 |  | 97%,,,211-215 °C, | Aryl MIDA Boronates , Boronic Acids and Derivatives , Chemical Synthesis , MIDA Boronates , Organometallic Reagents |  |  | , |  |  | 97%,211-215 °C
Phenylboronic acid MIDA ester,95%,C,,,MFCD11215250, | 698032 | 109737-57-7 | Aldrich | 苯硼酸甲基亚氨基二乙酸酯 | (PDF) | 95%,,,166-170 °C, | Aryl MIDA Boronates , Boronic Acids and Derivatives , Chemical Synthesis , MIDA Boronates , Organometallic Reagents |  |  | , |  |  | 95%,166-170 °C
3- Hydroxyphenylboronic acid MIDA ester,97%,C,,,MFCD11215224, | 698008 | 1257724-90-5 | Aldrich | 3-羟基苯硼酸甲基亚氨基二乙酸酯 | (PDF) | 97%,,,204-209 °C, | Aryl MIDA Boronates , Boronic Acids and Derivatives , Chemical Synthesis , MIDA Boronates , Organometallic Reagents |  |  | , |  |  | 97%,204-209 °C
,,C,,,MFCD27952538, | 761141 |  | Aldrich | 4- Methylpyridine- 3- boronic acid MIDA ester | (PDF) | ,,,242-246 °C, | Boronic Acids and Derivatives , Chemical Synthesis , Heteroaryl MIDA Boronates , MIDA Boronates , Organometallic Reagents |  |  | , |  |  | 242-246 °C
6- Methyl- 2- pyridinylboronic acid MIDA ester,,C,,,MFCD16621501, | 723959 | 1227700-42-6 | Aldrich | 6- 甲基吡啶基- 2- 硼酸甲基亚氨基二乙酸酯 | (PDF) | ,,,2-8°C, | Boronic Acids and Derivatives , Chemical Synthesis , Heteroaryl MIDA Boronates , MIDA Boronates , Organometallic Reagents |  |  | , |  |  | 2-8°C,264-268 °C
2- Methoxy- 3- pyridinylboronic acid MIDA ester,97%,C,,,MFCD11215216, | 701084 |  | Aldrich | 2- 甲氧基- 3- 吡啶硼酸甲基亚氨基二乙酸酯 |  | 97%,,,218-222 °C, | Boronic Acids and Derivatives , Chemical Synthesis , Heteroaryl MIDA Boronates , MIDA Boronates , Organometallic Reagents |  |  | , |  |  | 97%,218-222 °C
2- Methoxy- 5- pyridinylboronic acid MIDA ester,97%,C,,,MFCD11215217, | 699845 |  | Aldrich | 2- 甲氧基- 5- 吡啶硼酸甲基亚氨基二乙酸酯 |  | 97%,,,168-176 °C, | Boronic Acids and Derivatives , Chemical Synthesis , Heteroaryl MIDA Boronates , MIDA Boronates , Organometallic Reagents |  |  | , |  |  | 97%,168-176 °C
6- Methoxy- 2- pyridinylboronic acid MIDA ester,,C,,,MFCD16621487, | 723053 | 1227700-45-9 | Aldrich | 6- 甲氧基吡啶- 2- 硼酸甲基亚氨基二乙酸酯 | (PDF) | ,,,2-8°C, | Boronic Acids and Derivatives , Chemical Synthesis , Heteroaryl MIDA Boronates , MIDA Boronates , Organometallic Reagents |  |  | , |  |  | 2-8°C,240-246 °C
,97%,C,,,MFCD25541463, | 772070 |  | Aldrich | 3,6- Dimethoxypyridazine- 4- boronic acid MIDA ester | (PDF) | 97%,,,>300 °C, | Boronic Acids and Derivatives , Chemical Synthesis , Heteroaryl MIDA Boronates , MIDA Boronates , Organometallic Reagents |  |  | , |  |  | 97%,>300 °C
Cyclohexylboronic acid MIDA ester,97%,C,,,MFCD15144796, | 710032 | 1104637-39-9 | Aldrich | 环己基硼酸甲基亚氨基二乙酸酯 |  | 97%,,,210-215 °C, | Alkyl MIDA Boronates , Boronic Acids and Derivatives , Chemical Synthesis , MIDA Boronates , Organometallic Reagents |  |  | , |  |  | 97%,210-215 °C
,95%,C,,,MFCD22200521, | 751758 |  | Aldrich | 5- Bromo- 2- cyanophenylboronic acid MIDA ester | (PDF) | 95%,,,2-8°C, | Aryl MIDA Boronates , Boronic Acids and Derivatives , Chemical Synthesis , MIDA Boronates , Organometallic Reagents |  |  | , |  |  | 2-8°C,95%,248-255 °C
,95%,C,,,MFCD22124438, | 751731 |  | Aldrich | 3- Iodo- 5- (trifluoromethyl) phenylboronic acid MIDA ester | (PDF) | 95%,,,2-8°C, | Aryl MIDA Boronates , Boronic Acids and Derivatives , Chemical Synthesis , MIDA Boronates , Organometallic Reagents |  |  | , |  |  | 2-8°C,95%,280-285 °C
,95%,C,,,MFCD25541459, | 771198 |  | Aldrich | 2- (Trifluoromethyl) phenylboronic acid MIDA ester | (PDF) | 95%,,,245-250 °C, | Aryl MIDA Boronates , Boronic Acids and Derivatives , Chemical Synthesis , MIDA Boronates , Organometallic Reagents |  |  | , |  |  | 95%,245-250 °C
,95%,C,,,MFCD26405980, | 771317 |  | Aldrich | 3- (Trifluoromethyl) phenylboronic acid MIDA ester | (PDF) | 95%,,,223-228 °C, | Aryl MIDA Boronates , Boronic Acids and Derivatives , Chemical Synthesis , MIDA Boronates , Organometallic Reagents |  |  | , |  |  | 95%,223-228 °C
,95%,C,,,MFCD25541461, | 771341 |  | Aldrich | 4- (Trifluoromethoxy) phenylboronic acid MIDA ester | (PDF) | 95%,,,185-190 °C, | Aryl MIDA Boronates , Boronic Acids and Derivatives , Chemical Synthesis , MIDA Boronates , Organometallic Reagents |  | 95% | , |  |  | 95%,95%,185-190 °C
2-Cyanophenylboronic acid MIDA ester,97%,C,,,MFCD12546009, | 698016 | 1257739-16-4 | Aldrich | 2-氰基苯硼酸 MIDA 酯 | (PDF) | 97%,,,207-212 °C, | Aryl MIDA Boronates , Boronic Acids and Derivatives , Chemical Synthesis , MIDA Boronates , Organometallic Reagents |  |  | , |  |  | 97%,207-212 °C
3-Cyanophenylboronic acid MIDA ester,97%,C,,,MFCD11215222, | 698024 | 1257738-14-9 | Aldrich | 3-氰基苯硼酸 MIDA 酯 | (PDF) | 97%,,,256-260 °C, | Aryl MIDA Boronates , Boronic Acids and Derivatives , Chemical Synthesis , MIDA Boronates , Organometallic Reagents |  |  | , |  |  | 97%,256-260 °C
4-Cyanophenylboronic acid MIDA ester,97%,C,,,MFCD11215231, | 697990 |  | Aldrich | 4-氰基苯硼酸 MIDA 酯 |  | 97%,,,255-262 °C, | Aryl MIDA Boronates , Boronic Acids and Derivatives , Chemical Synthesis , MIDA Boronates , Organometallic Reagents |  |  | , |  |  | 97%,255-262 °C
2- Formylphenylboronic acid MIDA ester,97%,C,,,MFCD11215212, | 698210 | 1257651-51-6 | Aldrich | 2-甲酰苯基硼酸甲基亚氨基二乙酸酯 |  | 97%,,,224-229 °C, | Aldehydes , Aryl MIDA Boronates , Boronic Acids and Derivatives , Building Blocks , C10-C12 , Carbonyl Compounds , Chemical Synthesis , MIDA Boronates , Organic Building Blocks , Organometallic Reagents |  |  | , |  |  | 97%,224-229 °C
3- Formylphenylboronic acid MIDA ester,97%,C,,,MFCD11215223, | 700932 | 1257642-72-0 | Aldrich | 3-甲酰苯基硼酸甲基亚氨基二乙酸酯 |  | 97%,,,178-183 °C, | Aldehydes , Aryl MIDA Boronates , Boronic Acids and Derivatives , Building Blocks , C10-C12 , Carbonyl Compounds , Chemical Synthesis , MIDA Boronates , Organic Building Blocks , Organometallic Reagents |  |  | , |  |  | 97%,178-183 °C
4- Formylphenylboronic acid MIDA ester,96%,C,,,MFCD11215233, | 697494 |  | Aldrich | 4-甲酰苯基硼酸甲基亚氨基二乙酸酯 |  | 96%,,,242-248 °C, | Aldehydes , Aryl MIDA Boronates , Boronic Acids and Derivatives , Building Blocks , C10-C12 , Carbonyl Compounds , Chemical Synthesis , MIDA Boronates , Organic Building Blocks , Organometallic Reagents |  |  | , |  |  | 96%,242-248 °C
3- Carboxyphenylboronic acid MIDA ester,96%,C,,,MFCD11215221, | 698091 |  | Aldrich | 3-羧基苯硼酸甲基亚氨基二乙酸酯 | (PDF) | 96%,,,253-258 °C, | Aryl MIDA Boronates , Boronic Acids and Derivatives , Chemical Synthesis , MIDA Boronates , Organometallic Reagents |  |  | , |  |  | 96%,253-258 °C
,95%,C,,,, | 698067 |  | Aldrich | 4- Carboxyphenylboronic acid MIDA ester | (PDF) | 95%,,,>300 °C, | Aryl MIDA Boronates , Boronic Acids and Derivatives , Chemical Synthesis , MIDA Boronates , Organometallic Reagents |  |  | , |  |  | 95%,>300 °C
2- Bromomethylphenylboronic acid MIDA ester,,C,,,MFCD16621461, | 719455 | 1257740-52-5 | Aldrich | 2-溴甲基苯硼酸甲基亚氨基二乙酸酯 |  | ,,,196-202 °C, | Aryl MIDA Boronates , Boronic Acids and Derivatives , Chemical Synthesis , MIDA Boronates , Organometallic Reagents |  |  | , |  |  | 196-202 °C
,Aldrich CPR,C,,,MFCD23704447, | MIDA081 |  | Aldrich | 3- Bromo- 4- methoxyphenylboronic acid MIDA ester |  | ,,,, | Aryl MIDA Boronates , Boronic Acids and Derivatives , Chemical Synthesis , MIDA Boronates , Organometallic Reagents |  |  | ,
,95%,C,,,MFCD21608490, | 751723 |  | Aldrich | 3- Iodo- 5- methoxyphenylboronic acid MIDA ester | (PDF) | 95%,,,2-8°C, | Aryl MIDA Boronates , Boronic Acids and Derivatives , Chemical Synthesis , MIDA Boronates , Organometallic Reagents |  |  | , |  |  | 2-8°C,95%,260-266 °C
4-Tolylboronic acid MIDA ester,97%,C,,,MFCD11215237, | 698229 | 943552-01-0 | Aldrich | 4-甲苯硼酸甲基亚氨基二乙酸酯 |  | 97%,,,197-202 °C, | Aryl MIDA Boronates , Boronic Acids and Derivatives , Chemical Synthesis , MIDA Boronates , Organometallic Reagents |  |  | , |  |  | 97%,197-202 °C
Benzylboronic acid MIDA ester,95%,C,,,MFCD11215244, | 701114 |  | Aldrich | 苄基硼酸甲基亚氨基二乙酸酯 |  | 95%,,,243-252 °C, | Alkyl MIDA Boronates , Boronic Acids and Derivatives , Chemical Synthesis , MIDA Boronates , Organometallic Reagents |  |  | , |  |  | 95%,243-252 °C
,97%,C,,,MFCD18252673, | 730335 |  | Aldrich | m -Tolylboronic acid MIDA ester |  | 97%,,,177-182 °C, | Aryl MIDA Boronates , Boronic Acids and Derivatives , Chemical Synthesis , MIDA Boronates , Organometallic Reagents |  |  | , |  |  | 97%,177-182 °C
,97%,C,,,MFCD18252666, | 719463 |  | Aldrich | o -Tolylboronic acid MIDA ester |  | 97%,,,174-178 °C, | Aryl MIDA Boronates , Boronic Acids and Derivatives , Chemical Synthesis , MIDA Boronates , Organometallic Reagents |  |  | , |  |  | 97%,174-178 °C
2- Methoxyphenylboronic acid MIDA ester,97%,C,,,MFCD11215214, | 698075 |  | Aldrich | 2-甲氧基苯硼酸甲基亚氨基二乙酸酯 |  | 97%,,,233-237 °C, | Aryl MIDA Boronates , Boronic Acids and Derivatives , Chemical Synthesis , MIDA Boronates , Organometallic Reagents |  |  | , |  |  | 97%,233-237 °C
3- Methoxyphenylboronic acid MIDA ester,97%,C,,,MFCD11215227, | 699160 | 1104636-71-6 | Aldrich | 3-甲氧基苯硼酸甲基亚氨基二乙酸酯 |  | 97%,,,201-207 °C, | Aryl MIDA Boronates , Boronic Acids and Derivatives , Chemical Synthesis , MIDA Boronates , Organometallic Reagents |  |  | , |  |  | 97%,201-207 °C
4- (Hydroxymethyl) phenylboronic acid MIDA ester,,C,,,MFCD11215229, | 698105 | 1072960-82-7 | Aldrich | 4-(羟甲基)苯硼酸甲基亚氨基二乙酸酯 |  | ,,,169-179 °C, | Aryl MIDA Boronates , Boronic Acids and Derivatives , Chemical Synthesis , MIDA Boronates , Organometallic Reagents |  |  | , |  |  | 169-179 °C
4- Methoxyphenylboronic acid MIDA ester,97%,C,,,MFCD11215235, | 700924 |  | Aldrich | 4-甲氧基苯硼酸甲基亚氨基二乙酸酯 |  | 97%,,,281-286 °C, | Aryl MIDA Boronates , Boronic Acids and Derivatives , Chemical Synthesis , MIDA Boronates , Organometallic Reagents |  |  | , |  |  | 97%,281-286 °C
,97%,C,,,MFCD21608493, | 754870 |  | Aldrich | 2,6- Dimethoxypyridine- 3- boronic acid MIDA ester | (PDF) | 97%,,,2-8°C, | Boronic Acids and Derivatives , Chemical Synthesis , Heteroaryl MIDA Boronates , MIDA Boronates , Organometallic Reagents |  |  | , |  |  | 2-8°C,97%,228-230 °C
,95%,C,,,MFCD24849725, | 776238 | 1104636-80-7 | Aldrich | 3- Bromobenzothiophene- 2- boronic acid MIDA ester | (PDF) | 95%,,,251-270 °C, | Boronic Acids and Derivatives , Chemical Synthesis , Heteroaryl MIDA Boronates , MIDA Boronates , Organometallic Reagents |  |  | , |  |  | 95%,251-270 °C
,95%,C,,,MFCD26405982, | 774650 | 1104636-79-4 | Aldrich | 5-Bromo-2,2′-bithiophene-5-boronic acid MIDA ester | (PDF) | 95%,,,215-219 °C (decomposition), | Boronic Acids and Derivatives , Chemical Synthesis , Heteroaryl MIDA Boronates , MIDA Boronates , Organometallic Reagents |  |  | , |  |  | 95%,215-219 °C (decomposition)
,,C,,,, | MIDA014 |  | Aldrich | 6- Bromo- 2- benzofuranboronic acid MIDA ester |  | ,,,, | Boronic Acids and Derivatives , Chemical Synthesis , Heteroaryl MIDA Boronates , MIDA Boronates , Organometallic Reagents |  |  | ,
,95%,C,,,, | 748714 |  | Aldrich | Benzothiophene- 2- boronic acid MIDA ester | (PDF) | 95%,,,2-8°C, | Boronic Acids and Derivatives , Chemical Synthesis , Heteroaryl MIDA Boronates , MIDA Boronates , Organometallic Reagents |  |  | , |  |  | 2-8°C,95%,189-193 °C
2- Benzofuranylboronic acid MIDA ester,97%,C,,,MFCD11215209, | 701106 | 1104637-65-1 | Aldrich | 苯并呋喃-2-硼酸甲基亚氨基二乙酸酯 |  | 97%,,,198-202 °C, | Boronic Acids and Derivatives , Chemical Synthesis , Heteroaryl MIDA Boronates , MIDA Boronates , Organometallic Reagents |  |  | , |  |  | 97%,198-202 °C
,,C,,,, | MIDA079 | 943552-33-8 | Aldrich | [( E ) - 2- (3- Bromophenyl) ethenyl) ] boronic acid MIDA ester |  | ,,,, | Alkenyl MIDA Boronates , Boronic Acids and Derivatives , Chemical Synthesis , MIDA Boronates , Organometallic Reagents |  |  | ,
,,C,,,, | MIDA084 |  | Aldrich | trans - 2- (4- Bromophenyl) vinylboronic acid MIDA ester |  | ,,,, | Alkenyl MIDA Boronates , Boronic Acids and Derivatives , Chemical Synthesis , MIDA Boronates , Organometallic Reagents |  |  | ,
,Aldrich CPR,C,,,, | MIDA075 |  | Aldrich | 4- Fluorophenyl- alpha- MIDA- boryl aldehyde |  | ,,,, | Alkyl MIDA Boronates , Alpha-Boryl Aldehydes , Boronic Acids and Derivatives , Chemical Synthesis , MIDA Boronates , Organometallic Reagents |  |  | ,
,Aldrich CPR,C,,,MFCD22666554, | MIDA035 |  | Aldrich | 2-(1-Phenyl-1 H - 1,2,3- triazol- 4- yl) - boronic acid MIDA ester |  | ,,,, | Boronic Acids and Derivatives , Chemical Synthesis , Heteroaryl MIDA Boronates , MIDA Boronates , Organometallic Reagents |  |  | ,
1-Phenylvinylboronic acid MIDA ester,97%,C,,,MFCD15144795, | 710024 | 1257651-50-5 | Aldrich | 1-苯基乙烯基硼酸甲基亚氨基二乙酸酯 |  | 97%,,,186-190 °C, | Alkenyl MIDA Boronates , Boronic Acids and Derivatives , Chemical Synthesis , MIDA Boronates , Organometallic Reagents |  |  | , |  |  | 97%,186-190 °C
4-Vinylphenylboronic acid MIDA ester,97%,C,,,MFCD11215238, | 701890 | 1257648-79-5 | Aldrich | 4-乙烯基苯硼酸甲基亚氨基二乙酸酯 |  | 97%,,,198-204 °C, | Aryl MIDA Boronates , Boronic Acids and Derivatives , Chemical Synthesis , MIDA Boronates , Organometallic Reagents |  |  | , |  |  | 97%,198-204 °C
trans -2-Phenylvinylboronic acid MIDA ester,95%,C,,,MFCD11215254, | 699292 | 1152427-93-4 | Aldrich | 反式- 2- 苯基乙烯基硼酸甲基亚氨基二乙酸酯 |  | 95%,,,185-195 °C, | Alkenyl MIDA Boronates , Boronic Acids and Derivatives , Chemical Synthesis , MIDA Boronates , Organometallic Reagents |  |  | , |  |  | 95%,185-195 °C
3- Methoxycarbonylphenylboronic acid MIDA ester,97%,C,,,MFCD11215226, | 698164 |  | Aldrich | 3-甲氧羰基苯硼酸 MIDA 酯 |  | 97%,,,265-270 °C, | Aryl MIDA Boronates , Boronic Acids and Derivatives , Chemical Synthesis , MIDA Boronates , Organometallic Reagents |  |  | , |  |  | 97%,265-270 °C
2,6- Dimethylphenylboronic acid MIDA ester,,C,,,MFCD16618375, | 707872 |  | Aldrich | 2,6-二甲基苯硼酸甲基亚氨基二乙酸酯 |  | ,,,217-222 °C, | Aryl MIDA Boronates , Boronic Acids and Derivatives , Chemical Synthesis , MIDA Boronates , Organometallic Reagents |  |  | , |  |  | 217-222 °C
Phenethylboronic acid MIDA ester,97%,C,,,MFCD15144791, | 709816 |  | Aldrich | 苯乙基硼酸甲基亚氨基二乙酸酯 |  | 97%,,,181-185 °C, | Alkyl MIDA Boronates , Boronic Acids and Derivatives , Chemical Synthesis , MIDA Boronates , Organometallic Reagents |  |  | , |  |  | 97%,181-185 °C
,95%,C,,,MFCD16660079, | 771260 |  | Aldrich | 3,4- Dimethoxyphenylboronic acid MIDA ester | (PDF) | 95%,,,235-239 °C, | Aryl MIDA Boronates , Boronic Acids and Derivatives , Chemical Synthesis , MIDA Boronates , Organometallic Reagents |  |  | , |  |  | 95%,235-239 °C
,97%,C,,,MFCD18910703, | 736600 |  | Aldrich | 1-(Tetrahydro-2 H - pyran- 2- yl) - 3- pyrazole boronic acid MIDA ester | (PDF) | 97%,,,205-210 °C, | Boronic Acids and Derivatives , Chemical Synthesis , Heteroaryl MIDA Boronates , MIDA Boronates , Organometallic Reagents |  |  | , |  |  | 97%,205-210 °C
,,C,,,MFCD05863915, | 739995 | 325142-84-5 | Aldrich | 3- Methoxyphenylboronic acid pinacol ester | (PDF) | ,,,2-8°C,1.028 g/mL at 25 °C | Aryl MIDA Boronates , Boronic Acids and Derivatives , Chemical Synthesis , MIDA Boronates , Organometallic Reagents |  | n 20/D 1.502 | , |  |  | 2-8°C,n 20/D 1.502,1.028 g/mL at 25 °C
trans - (2- Cyclohexylvinyl) boronic acid MIDA ester,95%,C,,,MFCD11215251, | 703710 | 1152427-99-0 | Aldrich | 反式- (2- 环己基乙烯基) 硼酸甲基亚氨基二乙酸酯 |  | 95%,,,218-223 °C, | Alkenyl MIDA Boronates , Boronic Acids and Derivatives , Chemical Synthesis , MIDA Boronates , Organometallic Reagents |  |  | , |  |  | 95%,218-223 °C
,Aldrich CPR,C,,,MFCD22666556, | MIDA071 |  | Aldrich | Cyclohexyl- alpha- MIDA- boryl aldehyde |  | ,,,, | Alkyl MIDA Boronates , Alpha-Boryl Aldehydes , Boronic Acids and Derivatives , Chemical Synthesis , MIDA Boronates , Organometallic Reagents |  |  | ,
,96%,C,,,MFCD21608477, | 729221 |  | Aldrich | trans- 2-(Pinacol boronate) vinylboronic acid MIDA ester | (PDF) | 96%,,,254-260 °C, | Alkenyl MIDA Boronates , Boronic Acids and Derivatives , Chemical Synthesis , MIDA Boronates , Organometallic Reagents |  |  | , |  |  | 96%,254-260 °C
,,C,,,, | MIDA085 |  | Aldrich | 1- Chloro- 4- isoquinolinylboronic acid MIDA ester |  | ,,,, | Boronic Acids and Derivatives , Chemical Synthesis , Heteroaryl MIDA Boronates , MIDA Boronates , Organometallic Reagents |  |  | ,
,90%,C,,,MFCD22417209, | 756105 |  | Aldrich | 3-Quinolineboronic acid MIDA ester | (PDF) | 90%,,,255-259 °C (decomposition), | Boronic Acids and Derivatives , Chemical Synthesis , Heteroaryl MIDA Boronates , MIDA Boronates , Organometallic Reagents |  |  | , |  |  | 90%,255-259 °C (decomposition)
,90%,C,,,, | 761109 |  | Aldrich | Isoquinoline- 4- boronic acid MIDA ester | (PDF) | 90%,,,245-286 °C, | Boronic Acids and Derivatives , Chemical Synthesis , Heteroaryl MIDA Boronates , MIDA Boronates , Organometallic Reagents |  |  | , |  |  | 90%,245-286 °C,≤5% DMSO
,,C,,,, | MIDA078 | 1237789-54-6 | Aldrich | [2- (4- Methylphenyyl) ethynyl- boronic acid MIDA ester |  | ,,,, | Alkynyl MIDA Boronates , Boronic Acids and Derivatives , Chemical Synthesis , MIDA Boronates , Organometallic Reagents |  |  | ,
,90%,C,,,MFCD22417211, | 758299 | 1219720-20-3 | Aldrich | 1- Methylindole- 2- boronic acid MIDA ester | (PDF) | 90%,,,249-269 °C, | Boronic Acids and Derivatives , Chemical Synthesis , Heteroaryl MIDA Boronates , MIDA Boronates , Organometallic Reagents |  |  | , |  |  | 90%,249-269 °C
,Aldrich CPR,C,,,MFCD27665011, | MIDA074 |  | Aldrich | 4- Tolyl- alpha- MIDA- boryl aldehyde |  | ,,,, | Alkyl MIDA Boronates , Alpha-Boryl Aldehydes , Boronic Acids and Derivatives , Chemical Synthesis , MIDA Boronates , Organometallic Reagents |  |  | ,
,Aldrich CPR,C,,,MFCD22666557, | MIDA073 |  | Aldrich | Benzyl- alpha- MIDA- boryl aldehyde |  | ,,,, | Alkyl MIDA Boronates , Alpha-Boryl Aldehydes , Boronic Acids and Derivatives , Chemical Synthesis , MIDA Boronates , Organometallic Reagents |  |  | ,
,95%,C,,,MFCD18252677, | 733539 | 1158984-94-1 | Aldrich | N - Boc- pyrrole- 2- boronic acid MIDA ester | (PDF) | 95%,,,166-171 °C, | Boronic Acids and Derivatives , Chemical Synthesis , Heteroaryl MIDA Boronates , MIDA Boronates , Organometallic Reagents |  |  | , |  |  | 95%,166-171 °C
1-Naphthylboronic acid MIDA ester,95%,C,,,MFCD11215207, | 699136 |  | Aldrich | 1-萘基硼酸甲基亚氨基二乙酸酯 |  | 95%,,,205-210 °C, | Aryl MIDA Boronates , Boronic Acids and Derivatives , Chemical Synthesis , MIDA Boronates , Organometallic Reagents |  |  | , |  |  | 95%,205-210 °C
2-Naphthylboronic acid MIDA ester,95%,C,,,MFCD11215218, | 699853 |  | Aldrich | 2-萘基硼酸甲基亚氨基二乙酸酯 |  | 95%,,,197-202 °C, | Aryl MIDA Boronates , Boronic Acids and Derivatives , Chemical Synthesis , MIDA Boronates , Organometallic Reagents |  |  | , |  |  | 95%,197-202 °C
,95%,C,,,, | 748706 |  | Aldrich | 2- Methylquinoline- 6- boronic acid MIDA ester | (PDF) | 95%,,,2-8°C, | Boronic Acids and Derivatives , Chemical Synthesis , Heteroaryl MIDA Boronates , MIDA Boronates , Organometallic Reagents |  |  | , |  |  | 2-8°C,95%,208-213 °C
,99%,C,,,MFCD26405973, | 723665 |  | Aldrich | 1- Benzylpyrazole- 4- boronic acid MIDA ester | (PDF) | 99%,,,2-8°C, | Aryl MIDA Boronates , Boronic Acids and Derivatives , Chemical Synthesis , MIDA Boronates , Organometallic Reagents |  |  | , |  |  | 2-8°C,99%
,95%,C,,,MFCD25541460, | 771252 |  | Aldrich | 4- tert -Butylphenylboronic acid MIDA ester | (PDF) | 95%,,,255-260 °C, | Aryl MIDA Boronates , Boronic Acids and Derivatives , Chemical Synthesis , MIDA Boronates , Organometallic Reagents |  |  | , |  |  | 95%,255-260 °C
1-( p - Toluenesulfonyl) pyrrole- 2- boronic acid MIDA ester,,C,,,MFCD15144862, | 717193 | 1311484-50-0 | Aldrich | 1- (对甲苯磺酰基) 吡咯- 2- 硼酸甲基亚氨基二乙酸酯 | (PDF) | ,,,216-220 °C, | Boronic Acids and Derivatives , Chemical Synthesis , Heteroaryl MIDA Boronates , MIDA Boronates , Organometallic Reagents |  |  | , |  |  | 216-220 °C
,,C,,,MFCD24386393, | RNI00012 |  | Aldrich | Benzene- 1,4- diboronic acid-bis-MIDA ester |  | ,,,, | Aryl MIDA Boronates , Boronic Acids and Derivatives , Chemical Synthesis , MIDA Boronates , Organometallic Reagents |  |  | ,
,97%,C,,,MFCD25541465, | 775770 |  | Aldrich | 2-Bromobiphenyl-2′-boronic acid MIDA ester | (PDF) | 97%,,,275-280 °C, | Aryl MIDA Boronates , Boronic Acids and Derivatives , Chemical Synthesis , MIDA Boronates , Organometallic Reagents |  |  | , |  |  | 97%,275-280 °C
,95% (HPLC),C,,,MFCD25976531, | 771287 | 1262967-24-7 | Aldrich | 4-Biphenylboronic acid MIDA ester | (PDF) | 95% (HPLC),,,182-192 °C, | Aryl MIDA Boronates , Boronic Acids and Derivatives , Chemical Synthesis , MIDA Boronates , Organometallic Reagents |  |  | , |  |  | 95% (HPLC),182-192 °C
,,C,,,, | MIDA039 |  | Aldrich | trans - 1- Propenyl- 3- triisopropylsilyloxyboronic acid MIDA ester |  | ,,,, | Alkenyl MIDA Boronates , Boronic Acids and Derivatives , Chemical Synthesis , MIDA Boronates , Organometallic Reagents |  |  | ,
3- Benzyloxyphenylboronic acid MIDA ester,96%,C,,,MFCD11215219, | 699861 |  | Aldrich | 3-苄氧基苯硼酸 MIDA 酯 |  | 96%,,,180-184 °C, | Aryl MIDA Boronates , Boronic Acids and Derivatives , Chemical Synthesis , MIDA Boronates , Organometallic Reagents |  |  | , |  |  | 96%,180-184 °C
,95%,C,,,MFCD26405979, | 771295 |  | Aldrich | 4- (Benzyloxy) phenylboronic acid MIDA ester | (PDF) | 95%,,,188-195 °C, | Aryl MIDA Boronates , Boronic Acids and Derivatives , Chemical Synthesis , MIDA Boronates , Organometallic Reagents |  |  | , |  |  | 95%,188-195 °C
,,C,,,, | 771309 |  | Aldrich | 9- Phenanthrenylboronic acid MIDA ester | (PDF) | ,,,268-271 °C, | Aryl MIDA Boronates , Boronic Acids and Derivatives , Chemical Synthesis , MIDA Boronates , Organometallic Reagents |  |  | , |  |  | 268-271 °C
1- (Phenylsulfonyl) - 2- indolylboronic acid MIDA ester,96%,C,,,MFCD11215206, | 697443 | 1158984-95-2 | Aldrich | 1- 苯磺酰基- 2- 吲哚基硼酸甲基亚氨基二乙酸酯 |  | 96%,,,159-165 °C, | Boronic Acids and Derivatives , Chemical Synthesis , Heteroaryl MIDA Boronates , MIDA Boronates , Organometallic Reagents |  |  | , |  |  | 96%,159-165 °C
,,C,,,MFCD22374172, | 732419 |  | Aldrich | 1- (Phenylsulfonyl) - 3- indolylboronic acid MIDA ester |  | ,,,252-257 °C, | Boronic Acids and Derivatives , Chemical Synthesis , Heteroaryl MIDA Boronates , MIDA Boronates , Organometallic Reagents |  |  | , |  |  | 252-257 °C
,Aldrich CPR,C,,,MFCD22666558, | MIDA076 |  | Aldrich | 1,1′-Biphenyl-alpha-MIDA-boryl aldehyde |  | ,,,, | Alkyl MIDA Boronates , Alpha-Boryl Aldehydes , Boronic Acids and Derivatives , Chemical Synthesis , MIDA Boronates , Organometallic Reagents |  |  | ,
trans - 2- (Tributyltin) vinylboronic acid MIDA ester,,C,,,MFCD15144762, | 704873 | 1237789-30-8 | Aldrich | 反式- 2- (三丁基锡) 乙烯基硼酸甲基亚氨基二乙酸酯 |  | ,,,2-8°C, | Alkenyl MIDA Boronates , Boronic Acids and Derivatives , Chemical Synthesis , MIDA Boronates , Organometallic Reagents |  |  | , |  |  | 2-8°C,53-57 °C
,,C,,,, | MIDA083 |  | Aldrich | trans - 2- (1,3- Bis(tert- butyl) - 5- phenyl) vinylboronic acid MIDA ester |  | ,,,, | Alkenyl MIDA Boronates , Boronic Acids and Derivatives , Chemical Synthesis , MIDA Boronates , Organometallic Reagents |  |  | ,
,95%, Aldrich CPR,C,,,, | MIDA023 |  | Aldrich | trans -2-Phenylvinylboronic acid ( R , R , R , S )-PIDA ester |  | 95%,,,, | Alkynyl MIDA Boronates , Boronic Acids and Derivatives , Chemical Synthesis , MIDA Boronates , Organometallic Reagents |  |  | , |  |  | 95%
,Aldrich CPR,C,,,, | MIDA002 |  | Aldrich | 2-[(2 S ,3 S ) - 3- Phenyl- 2- oxiranyl] - boronic acid ( R , R , R , S )-PIDA ester |  | ,,,, | Alkynyl MIDA Boronates , Boronic Acids and Derivatives , Chemical Synthesis , MIDA Boronates , Organometallic Reagents |  |  | ,
,,C,,,, | MIDA017 |  | Aldrich | 5- Bromo- 4- methoxy- 2- TBDPS(benzyloxy) - boronic acid MIDA ester |  | ,,,, | Aryl MIDA Boronates , Boronic Acids and Derivatives , Chemical Synthesis , MIDA Boronates , Organometallic Reagents |  |  | ,
Potassium (bromomethyl) trifluoroborate,90%,BrCH,,,MFCD09265154,24885633 | 681342 | 888711-44-2 | Aldrich | (溴甲基)三氟硼酸钾 |  | 90%,,,225-230 °C, | Alkyl Trifluoroborate Salts , Boronic Acids and Derivatives , Chemical Synthesis , Organometallic Reagents , Trifluoroborate Salts |  |  | , |  |  | 90%,225-230 °C
Potassium (iodomethyl) trifluoroborate,,CH,,,, | 718947 | 888711-47-5 | Aldrich | (碘甲基)三氟硼酸钾 | (PDF) | ,,,245-258 °C (dec.), | Alkyl Trifluoroborate Salts , Boronic Acids and Derivatives , Chemical Synthesis , Organometallic Reagents , Trifluoroborate Salts |  |  | , |  |  | 245-258 °C (dec.)
Potassium methyltrifluoroborate,,CH,,,MFCD08276757,24882895 | 637890 | 13862-28-7 | Aldrich | 甲基三氟硼酸钾 |  | ,,,168-183 °C, | Alkyl Trifluoroborate Salts , Boronic Acids and Derivatives , Chemical Synthesis , Organometallic Reagents , Trifluoroborate Salts |  |  | , |  |  | 168-183 °C,≤2 mol water
,95%,C,,,MFCD17214187, | 747157 | 476639-90-4 | Aldrich | Potassium pentafluroroethyltrifluoroborate | (PDF) | 95%,,,2-8°C, | Alkyl Trifluoroborate Salts , Boronic Acids and Derivatives , Chemical Synthesis , Organometallic Reagents , Trifluoroborate Salts |  |  | , |  |  | 2-8°C,95%,252-257 °C
,Aldrich CPR,C,,,MFCD10700167, | CDS017292 |  | Aldrich | potassium ethynyl trifluoroborate |  | ,,,, | Alkyl Trifluoroborate Salts , Boronic Acids and Derivatives , Chemical Synthesis , Organometallic Reagents , Trifluoroborate Salts |  |  | ,
Potassium vinyltrifluoroborate,95%,CH,,,MFCD02093335,24884089 | 655228 | 13682-77-4 | Aldrich | 乙烯三氟硼酸钾 | (PDF) | 95%,,,, | Alkenyl Trifluoroborate Salts , Boronic Acids and Derivatives , Chemical Synthesis , Organometallic Reagents , Trifluoroborate Salts |  |  | , |  |  | 95%
Potassium ethyltrifluoroborate,95%,C,,,MFCD04112713, | 715212 | 44248-07-9 | Aldrich | 乙基三氟硼酸钾 | (PDF) | 95%,,,80-84 °C, | Alkyl Trifluoroborate Salts , Boronic Acids and Derivatives , Chemical Synthesis , Organometallic Reagents , Trifluoroborate Salts |  |  | , |  |  | 95%,80-84 °C
Potassium propynyltrifluoroborate,97%,C,,,MFCD17015288, | 730432 |  | Aldrich | 丙炔基三氟硼酸钾 |  | 97%,,,141-147 °C, | Alkynyl Trifluoroborate Salts , Boronic Acids and Derivatives , Chemical Synthesis , Organometallic Reagents , Trifluoroborate Salts |  |  | , |  |  | 97%,141-147 °C
Potassium 1 H - pyrazole- 3- trifluoroborate,,C,,,MFCD09992890, | 711144 | 1013640-87-3 | Aldrich | 1 H -吡唑-3-三氟硼酸钾 | (PDF) | ,,,196-200 °C, | Boronic Acids and Derivatives , Chemical Synthesis , Heteroaryl Trifluoroborate Salts , Organometallic Reagents , Trifluoroborate Salts |  |  | , |  |  | 196-200 °C
Potassium allyltrifluoroborate,95%,C,,,MFCD07368222,24884410 | 659274 | 233664-53-4 | Aldrich | 烯丙基三氟硼酸钾 |  | 95%,,,>300 °C, | Alkyl Trifluoroborate Salts , Boronic Acids and Derivatives , Chemical Synthesis , Organometallic Reagents , Trifluoroborate Salts |  |  | , |  |  | 95%,>300 °C
,95%,C,,,MFCD11099372, | 750298 | 951039-45-5 | Aldrich | Potassium cis - 1- propenyltrifluoroborate | (PDF) | 95%,,,283-289 °C, | Alkenyl Trifluoroborate Salts , Boronic Acids and Derivatives , Chemical Synthesis , Organometallic Reagents , Trifluoroborate Salts |  |  | , |  |  | 95%,283-289 °C
Potassium cyclopropyltrifluoroborate,,C,,,MFCD09265031,24884175 | 662984 | 1065010-87-8 | Aldrich | 环丙基三氟硼酸钾 | (PDF) | ,,,348-350 °C, | Alkyl Trifluoroborate Salts , Boronic Acids and Derivatives , Chemical Synthesis , Organometallic Reagents , Trifluoroborate Salts |  |  | , |  |  | 348-350 °C
Potassium isopropenyltrifluoroborate,97%,C,,,MFCD11052654, | 723916 | 395083-14-4 | Aldrich | 异丙烯基三氟硼酸钾 | (PDF) | 97%,,,274-280 °C, | Alkenyl Trifluoroborate Salts , Boronic Acids and Derivatives , Chemical Synthesis , Organometallic Reagents , Trifluoroborate Salts |  |  | , |  |  | 97%,274-280 °C
,97%,C,,,MFCD09992882, | 750271 | 804565-39-7 | Aldrich | Potassium trans - 1- propenyltrifluoroborate | (PDF) | 97%,,,81-85 °C, | Alkenyl Trifluoroborate Salts , Boronic Acids and Derivatives , Chemical Synthesis , Organometallic Reagents , Trifluoroborate Salts |  |  | , |  |  | 97%,81-85 °C
Potassium isopropyltrifluoroborate,97%,C,,,MFCD04112718,24884887 | 667153 |  | Aldrich | 异丙基三氟硼酸钾 | (PDF) | 97%,,,>300 °C, | Alkyl Trifluoroborate Salts , Boronic Acids and Derivatives , Chemical Synthesis , Organometallic Reagents , Trifluoroborate Salts |  |  | , |  |  | 97%,>300 °C
Potassium 5- bromothiophene- 2- trifluoroborate,90%,C,,,MFCD17015269, | 729299 |  | Aldrich | 5-溴噻吩-2-三氟硼酸钾 |  | 90%,,,275 °C (dec.), | Boronic Acids and Derivatives , Chemical Synthesis , Heteroaryl Trifluoroborate Salts , Organometallic Reagents , Trifluoroborate Salts |  |  | , |  |  | 90%,275 °C (dec.)
,97%,C,,,MFCD09993194, | 741256 |  | Aldrich | Potassium 2- chloropyrimidine- 5- trifluoroborate | (PDF) | 97%,,,2-8°C, | Boronic Acids and Derivatives , Chemical Synthesis , Heteroaryl Trifluoroborate Salts , Organometallic Reagents , Trifluoroborate Salts |  |  | , |  |  | 2-8°C,97%,282-286 °C
,,C,,,MFCD19053176, | 735035 | 1190883-05-6 | Aldrich | Potassium 2- chlorothiophene- 5- trifluoroborate | (PDF) | ,,,170-175 °C, | Boronic Acids and Derivatives , Chemical Synthesis , Heteroaryl Trifluoroborate Salts , Organometallic Reagents , Trifluoroborate Salts |  |  | , |  |  | 170-175 °C
,97%,C,,,MFCD09993013, | 741264 |  | Aldrich | Potassium 2- fluoropyrimidine- 5- trifluoroborate | (PDF) | 97%,,,321-326 °C, | Boronic Acids and Derivatives , Chemical Synthesis , Heteroaryl Trifluoroborate Salts , Organometallic Reagents , Trifluoroborate Salts |  |  | , |  |  | 97%,321-326 °C
Potassium pyrimidine- 5- trifluoroborate,97%,C,,,MFCD09992922, | 711098 | 1242733-91-0 | Aldrich | 嘧啶-5-三氟硼酸钾 | (PDF) | 97%,,,99-103 °C, | Boronic Acids and Derivatives , Chemical Synthesis , Heteroaryl Trifluoroborate Salts , Organometallic Reagents , Trifluoroborate Salts |  |  | , |  |  | 97%,99-103 °C
Potassium 2- furantrifluoroborate,96%,C,,,MFCD09842753, | 684961 | 166328-14-9 | Aldrich | 2-呋喃三氟硼酸钾 |  | 96%,,,293-303 °C, | Boronic Acids and Derivatives , Chemical Synthesis , Heteroaryl Trifluoroborate Salts , Organometallic Reagents , Trifluoroborate Salts |  |  | , |  |  | 96%,293-303 °C
,97%,C,,,MFCD09992889, | 729205 |  | Aldrich | Potassium furan- 3- trifluoroborate | (PDF) | 97%,,,188-193 °C, | Boronic Acids and Derivatives , Chemical Synthesis , Heteroaryl Trifluoroborate Salts , Organometallic Reagents , Trifluoroborate Salts |  |  | , |  |  | 97%,188-193 °C
Potassium 3- thiophenetrifluoroborate,,C,,,MFCD03701626,24874750 | 571571 | 192863-37-9 | Aldrich | 3-噻吩三氟硼酸钾 | (PDF) | ,,,, | Boronic Acids and Derivatives , Chemical Synthesis , Heteroaryl Trifluoroborate Salts , Organometallic Reagents , Trifluoroborate Salts |  |  | ,
Potassium thiophene- 2- trifluoroborate,,C,,,MFCD04112719, | 723797 | 906674-55-3 | Aldrich | 2-噻吩三氟硼酸钾 |  | ,,,245-265 °C, | Boronic Acids and Derivatives , Chemical Synthesis , Heteroaryl Trifluoroborate Salts , Organometallic Reagents , Trifluoroborate Salts |  |  | , |  |  | 245-265 °C
,95%,C,,,MFCD19620590, | 766062 | 1258323-45-3 | Aldrich | Potassium 1-methyl-1 H - pyrazole- 5- trifluoroborate | (PDF) | 95%,,,230-275 °C, | Boronic Acids and Derivatives , Chemical Synthesis , Heteroaryl Trifluoroborate Salts , Organometallic Reagents , Trifluoroborate Salts |  |  | , |  |  | 95%,230-275 °C
Potassium (2 Z ) - 2- buten- 2- yltrifluoroborate,≥95%,C,,,MFCD16621473, | 720747 | 1134643-88-1 | Aldrich | (2 Z )-2-丁烯-2-基三氟硼酸钾 | (PDF) | ≥95%,,,2-8°C, | Alkenyl Trifluoroborate Salts , Boronic Acids and Derivatives , Chemical Synthesis , Organometallic Reagents , Trifluoroborate Salts |  |  | , |  |  | 2-8°C,≥95%,147-152 °C
,90%,C,,,MFCD11052817, | 773034 | 608140-67-6 | Aldrich | Potassium (3- butenyl) trifluoroborate | (PDF) | 90%,,,>300 °C, | Alkenyl Trifluoroborate Salts , Boronic Acids and Derivatives , Chemical Synthesis , Organometallic Reagents , Trifluoroborate Salts |  |  | , |  |  | 90%,>300 °C
,95%,C,,,, | 720682 |  | Aldrich | Potassium 2- methyl- 1- propenyltrifluoroborate | (PDF) | 95%,,,2-8°C, | Alkenyl Trifluoroborate Salts , Boronic Acids and Derivatives , Chemical Synthesis , Organometallic Reagents , Trifluoroborate Salts |  |  | , |  |  | 2-8°C,95%,130-134 °C
,97%,C,,,MFCD09992884, | 738476 | 1065010-88-9 | Aldrich | Potassium cyclobutyltrifluoroborate | (PDF) | 97%,,,94-100 °C, | Alkyl Trifluoroborate Salts , Boronic Acids and Derivatives , Chemical Synthesis , Organometallic Reagents , Trifluoroborate Salts |  |  | , |  |  | 97%,94-100 °C
Potassium trans - 3- methoxy- 1- propenyltrifluoroborate,97%,C,,,MFCD09750463, | 683590 | 1025825-38-0 | Aldrich | 反式-3-甲氧基-1-丙烯基三氟硼酸钾 |  | 97%,,,173-189 °C, | Alkenyl Trifluoroborate Salts , Boronic Acids and Derivatives , Chemical Synthesis , Organometallic Reagents , Trifluoroborate Salts |  |  | , |  |  | 97%,173-189 °C
Potassium butyltrifluoroborate,95%,CH,,,MFCD08276805,24884458 | 660094 | 444343-55-9 | Aldrich | 丁基三氟硼酸钾 | (PDF) | 95%,,,>230 °C, | Alkyl Trifluoroborate Salts , Boronic Acids and Derivatives , Chemical Synthesis , Organometallic Reagents , Trifluoroborate Salts |  |  | , |  |  | 95%,>230 °C
Potassium sec -butyltrifluoroborate,97%,C,,,MFCD08276880,24884885 | 667145 | 958449-00-8 | Aldrich | 仲丁基三氟硼酸钾 |  | 97%,,,>300 °C, | Alkyl Trifluoroborate Salts , Boronic Acids and Derivatives , Chemical Synthesis , Organometallic Reagents , Trifluoroborate Salts |  |  | , |  |  | 97%,>300 °C
,97%,C,,,MFCD18252682, | 728799 |  | Aldrich | Potassium 2- bromopyridine- 3- trifluoroborate | (PDF) | 97%,,,250-255 °C, | Boronic Acids and Derivatives , Chemical Synthesis , Heteroaryl Trifluoroborate Salts , Organometallic Reagents , Trifluoroborate Salts |  |  | , |  |  | 97%,250-255 °C
Potassium 6- bromopyridine- 3- trifluoroborate,,C,,,MFCD16621447, | 717517 | 1189097-43-5 | Aldrich | 6-溴吡啶-3-三氟硼酸钾 |  | ,,,2-8°C, | Boronic Acids and Derivatives , Chemical Synthesis , Heteroaryl Trifluoroborate Salts , Organometallic Reagents , Trifluoroborate Salts |  |  | , |  |  | 2-8°C,262-267 °C
,97%,C,,,MFCD09993186, | 728802 | 1201899-19-5 | Aldrich | Potassium 2- chloropyridine- 3- trifluoroborate | (PDF) | 97%,,,220-225 °C, | Boronic Acids and Derivatives , Chemical Synthesis , Heteroaryl Trifluoroborate Salts , Organometallic Reagents , Trifluoroborate Salts |  |  | , |  |  | 97%,220-225 °C
,97%,C,,,MFCD09993182, | 728845 |  | Aldrich | Potassium 5- chloropyridine- 3- trifluoroborate | (PDF) | 97%,,,>300 °C, | Boronic Acids and Derivatives , Chemical Synthesis , Heteroaryl Trifluoroborate Salts , Organometallic Reagents , Trifluoroborate Salts |  |  | , |  |  | 97%,>300 °C
,97%,C,,,MFCD09993185, | 728837 |  | Aldrich | Potassium 6- chloropyridine- 3- trifluoroborate | (PDF) | 97%,,,298-303 °C, | Boronic Acids and Derivatives , Chemical Synthesis , Heteroaryl Trifluoroborate Salts , Organometallic Reagents , Trifluoroborate Salts |  |  | , |  |  | 97%,298-303 °C
,95%,C,,,MFCD09993329, | 738492 |  | Aldrich | Potassium 2- nitropyridinyl- 5- trifluoroborate | (PDF) | 95%,,,238-243 °C, | Boronic Acids and Derivatives , Chemical Synthesis , Heteroaryl Trifluoroborate Salts , Organometallic Reagents , Trifluoroborate Salts |  |  | , |  |  | 95%,238-243 °C
,95%,C,,,MFCD11052810, | 751995 | 907604-61-9 | Aldrich | Potassium 5- formylthiophene- 3- trifluoroborate | (PDF) | 95%,,,262-273 °C, | Boronic Acids and Derivatives , Chemical Synthesis , Heteroaryl Trifluoroborate Salts , Organometallic Reagents , Trifluoroborate Salts |  |  | , |  |  | 95%,262-273 °C
,97%,C,,,MFCD11052668, | 750247 | 907604-62-0 | Aldrich | Potassium 5- formyl- 2- furantrifluoroborate | (PDF) | 97%,,,225-230 °C (decomposition), | Boronic Acids and Derivatives , Chemical Synthesis , Heteroaryl Trifluoroborate Salts , Organometallic Reagents , Trifluoroborate Salts |  |  | , |  |  | 97%,225-230 °C (decomposition)
,96%,C,,,MFCD09993001, | 751677 |  | Aldrich | Potassium 2- fluoropyridine- 4- trifluoroborate | (PDF) | 96%,,,2-8°C, | Boronic Acids and Derivatives , Chemical Synthesis , Heteroaryl Trifluoroborate Salts , Organometallic Reagents , Trifluoroborate Salts |  |  | , |  |  | 2-8°C,96%,298-304 °C
Potassium 6- fluoropyridine- 3- trifluoroborate,95%,C,,,MFCD09993004, | 717487 |  | Aldrich | 6-氟吡啶-3-三氟硼酸钾 |  | 95%,,,2-8°C, | Boronic Acids and Derivatives , Chemical Synthesis , Heteroaryl Trifluoroborate Salts , Organometallic Reagents , Trifluoroborate Salts |  |  | , |  |  | 2-8°C,95%,>300 °C
Potassium pyridine- 3- trifluoroborate,97%,C,,,MFCD09038545, | 711101 | 561328-69-6 | Aldrich | 吡啶-3-三氟硼酸钾 | (PDF) | 97%,,,228-232 °C, | Boronic Acids and Derivatives , Chemical Synthesis , Heteroaryl Trifluoroborate Salts , Organometallic Reagents , Trifluoroborate Salts |  |  | , |  |  | 97%,228-232 °C
,,C,,,MFCD09038543, | 723568 | 1111732-87-6 | Aldrich | Potassium pyridine- 4- trifluoroborate | (PDF) | ,,,45-50 °C, | Boronic Acids and Derivatives , Chemical Synthesis , Heteroaryl Trifluoroborate Salts , Organometallic Reagents , Trifluoroborate Salts |  |  | , |  |  | 45-50 °C
,90%,C,,,MFCD09993118, | 739588 | 1111732-99-0 | Aldrich | Potassium 2- methoxypyrimidin- 5- yl- 5- trifluoroborate | (PDF) | 90%,,,239-254 °C, | Boronic Acids and Derivatives , Chemical Synthesis , Heteroaryl Trifluoroborate Salts , Organometallic Reagents , Trifluoroborate Salts |  |  | , |  |  | 90%,239-254 °C
,97%,C,,,MFCD09993118, | 728810 |  | Aldrich | Potassium 2- methoxypyrimidine- 5- trifluoroborate | (PDF) | 97%,,,258-263 °C, | Boronic Acids and Derivatives , Chemical Synthesis , Heteroaryl Trifluoroborate Salts , Organometallic Reagents , Trifluoroborate Salts |  |  | , |  |  | 97%,258-263 °C
Potassium 5- methyl- 2- thiophenetrifluoroborate,95%,CH,,,MFCD07784364,24884075 | 654949 | 871231-40-2 | Aldrich | 5-甲基-2-噻吩三氟硼酸钾 |  | 95%,,,>220 °C, | Boronic Acids and Derivatives , Chemical Synthesis , Heteroaryl Trifluoroborate Salts , Organometallic Reagents , Trifluoroborate Salts |  | >250 °C (dec., DSC) | , |  |  | >250 °C (dec., DSC),95%,>220 °C
,90%,C,,,MFCD09993005, | 750301 | 1111732-84-3 | Aldrich | Potassium 3,5- dimethylisoxazole- 4- trifluoroborate | (PDF) | 90%,,,2-8°C, | Boronic Acids and Derivatives , Chemical Synthesis , Heteroaryl Trifluoroborate Salts , Organometallic Reagents , Trifluoroborate Salts |  |  | , |  |  | 2-8°C,90%,>310 °C
Potassium 3- methyl- 2- buten- 2- yltrifluoroborate,95%,C,,,MFCD16878983, | 720933 |  | Aldrich | 3-甲基-2-丁烯-2-基三氟硼酸钾 |  | 95%,,,2-8°C, | Alkenyl Trifluoroborate Salts , Boronic Acids and Derivatives , Chemical Synthesis , Organometallic Reagents , Trifluoroborate Salts |  |  | , |  |  | 2-8°C,95%,218-223 °C
Potassium cyclopentyltrifluoroborate,95%,C,,,MFCD04112712,24884195 | 666017 |  | Aldrich | 环戊烷三氟硼酸钾 |  | 95%,,,>300 °C, | Alkyl Trifluoroborate Salts , Boronic Acids and Derivatives , Chemical Synthesis , Organometallic Reagents , Trifluoroborate Salts |  |  | , |  |  | 95%,>300 °C
,,C,,,MFCD22395569, | RNI00013 |  | Aldrich | Borate(1-), [3- (dimethylamino) - 3- oxopropyl] trifluoro- , potassium (1:1). (T-4)- |  | ,,,, | Alkyl Trifluoroborate Salts , Boronic Acids and Derivatives , Chemical Synthesis , Organometallic Reagents , Trifluoroborate Salts |  |  | ,
,95%,C,,,MFCD11505924, | 721417 | 910251-10-4 | Aldrich | Potassium ( tert - butoxymethyl) trifluoroborate | (PDF) | 95%,,,292-296 °C, | Alkyl Trifluoroborate Salts , Boronic Acids and Derivatives , Chemical Synthesis , Organometallic Reagents , Trifluoroborate Salts |  |  | , |  |  | 95%,292-296 °C
,internal salt,C,,,MFCD20134172, | 718998 |  | Aldrich | (Pyrrolidinium- 1- ylmethyl) trifluoroborate |  | ,,,87-104 °C, | Alkyl Trifluoroborate Salts , Boronic Acids and Derivatives , Chemical Synthesis , Organometallic Reagents , Trifluoroborate Salts |  |  | , |  |  | 87-104 °C
,,C,,,MFCD18427908, | 710075 | 1268340-95-9 | Aldrich | (Thiomorpholinium- 4- ylmethyl) trifluoroborate | (PDF) | ,,,146-156 °C, | Alkyl Trifluoroborate Salts , Boronic Acids and Derivatives , Chemical Synthesis , Organometallic Reagents , Trifluoroborate Salts |  | internal salt | , |  |  | internal salt,146-156 °C
[(tert- Butylammonio) methyl] trifluoroborate,internal salt,C,,,MFCD18785647, | 710938 |  | Aldrich | N -叔丁基氨甲基三氟硼酸钾 | (PDF) | ,,,214-219 °C, | Alkyl Trifluoroborate Salts , Boronic Acids and Derivatives , Chemical Synthesis , Organometallic Reagents , Trifluoroborate Salts |  |  | , |  |  | 214-219 °C
,,C,,,MFCD27978255, | 790397 |  | Aldrich | Potassium 2- bromo- 4- (trifluoromethyl) pyridine- 3- trifluoroborate | (PDF) | 97%,,,, | Boronic Acids and Derivatives , Chemical Synthesis , Heteroaryl Trifluoroborate Salts , Organometallic Reagents , Trifluoroborate Salts |  |  | , |  |  | 97%
,96%,C,,,MFCD27978256, | 790400 |  | Aldrich | Potassium 2- chloro- 4- (trifluoromethyl) pyridine- 3- trifluoroborate | (PDF) | 96%,,,330-333 °C, | Boronic Acids and Derivatives , Chemical Synthesis , Heteroaryl Trifluoroborate Salts , Organometallic Reagents , Trifluoroborate Salts |  |  | , |  |  | 96%,330-333 °C
Potassium benzofurazan- 5- trifluoroborate,96%,C,,,MFCD09800741, | 706116 | 1225608-24-1 | Aldrich | 苯呋咱-5-三氟硼酸钾 | (PDF) | 96%,,,>300 °C, | Boronic Acids and Derivatives , Chemical Synthesis , Heteroaryl Trifluoroborate Salts , Organometallic Reagents , Trifluoroborate Salts |  |  | , |  |  | 96%,>300 °C
Potassium 2,4- difluorophenyltrifluoroborate,95%,C,,,MFCD07784375,24884253 | 656992 | 871231-41-3 | Aldrich | 2,4-二氟苯基三氟硼酸钾 |  | 95%,,,>300 °C(lit.), | Aryl Trifluoroborate Salts , Boronic Acids and Derivatives , Chemical Synthesis , Organometallic Reagents , Trifluoroborate Salts |  |  | , |  |  | 95%,>300 °C(lit.)
Potassium 2,6- difluorophenyltrifluoroborate,,F,,,MFCD05865179,24881726 | 597929 | 267006-25-7 | Aldrich | 2,6-二氟苯基三氟硼酸钾 | (PDF) | ,,,>300 °C(lit.), | Aryl Trifluoroborate Salts , Boronic Acids and Derivatives , Chemical Synthesis , Organometallic Reagents , Trifluoroborate Salts |  |  | , |  |  | >300 °C(lit.)
Potassium 4- chlorophenyltrifluoroborate,95%,C,,,MFCD04115770,24884261 | 657077 | 661465-44-7 | Aldrich | 4-氯苯基三氟硼酸钾 |  | 95%,,,>300 °C(lit.), | Aryl Trifluoroborate Salts , Boronic Acids and Derivatives , Chemical Synthesis , Organometallic Reagents , Trifluoroborate Salts |  |  | , |  |  | 95%,>300 °C(lit.)
,Aldrich CPR,C,,,MFCD09800739, | CDS000765 |  | Aldrich | Potassium 3- iodophenyltrifluoroborate |  | ,,,, | Aryl Trifluoroborate Salts , Boronic Acids and Derivatives , Chemical Synthesis , Organometallic Reagents , Trifluoroborate Salts |  |  | ,
Potassium 4- iodophenyltrifluoroborate,≥96%,C,,,MFCD09800738, | 706108 |  | Aldrich | 4-碘苯基三氟硼酸钾 | (PDF) | ≥96%,,,141-148 °C, | Aryl Trifluoroborate Salts , Boronic Acids and Derivatives , Chemical Synthesis , Organometallic Reagents , Trifluoroborate Salts |  |  | , |  |  | ≥96%,141-148 °C
Potassium (2- nitrophenyl) trifluoroborate,97%,C,,,MFCD04115759, | 723592 | 850623-64-2 | Aldrich | (2-硝基苯基)三氟硼酸钾 | (PDF) | 97%,,,265-270 °C, | Aryl Trifluoroborate Salts , Boronic Acids and Derivatives , Chemical Synthesis , Organometallic Reagents , Trifluoroborate Salts |  |  | , |  |  | 97%,265-270 °C
Potassium 3- nitrophenyltrifluoroborate,,NO,,,MFCD03701627,24874751 | 571598 | 192863-40-4 | Aldrich | (3-硝基苯基)三氟硼酸钾 |  | ,,,, | Aryl Trifluoroborate Salts , Boronic Acids and Derivatives , Chemical Synthesis , Organometallic Reagents , Trifluoroborate Salts |  |  | ,
Potassium 3- fluorophenyltrifluoroborate,96%,C,,,MFCD06659938,24884443 | 659770 | 267006-24-6 | Aldrich | 3-氟苯基三氟硼酸钾 | (PDF) | 96%,,,188-193 °C, | Aryl Trifluoroborate Salts , Boronic Acids and Derivatives , Chemical Synthesis , Organometallic Reagents , Trifluoroborate Salts |  |  | , |  |  | 96%,188-193 °C
Potassium 4- fluorophenyltrifluoroborate,95%,FC,,,MFCD01318170,24881416 | 592846 | 192863-35-7 | Aldrich | 4-氟苯基三氟硼酸钾 |  | 95%,,,297 °C (dec.)(lit.), | Aryl Trifluoroborate Salts , Boronic Acids and Derivatives , Chemical Synthesis , Organometallic Reagents , Trifluoroborate Salts |  |  | , |  |  | 95%,297 °C (dec.)(lit.)
Potassium phenyltrifluoroborate,95%,C,,,MFCD01318172,24880142 | 563951 | 153766-81-5 | Aldrich | 苯基三氟硼酸钾 | (PDF) | 95%,,,, | Aryl Trifluoroborate Salts , Boronic Acids and Derivatives , Chemical Synthesis , Organometallic Reagents , Trifluoroborate Salts |  |  | , |  |  | 95%
,Aldrich CPR,C,,,MFCD07781243, | CDS003906 |  | Aldrich | 2- hydroxyphenyltrifluoroborate potassium salt |  | ,,,, | Aryl Trifluoroborate Salts , Boronic Acids and Derivatives , Chemical Synthesis , Organometallic Reagents , Trifluoroborate Salts |  |  | ,
Potassium 3- hydroxyphenyltrifluoroborate,96%,C,,,MFCD07784422,24884440 | 659746 | 871231-45-7 | Aldrich | 3-羟基苯基三氟硼酸钾 |  | 96%,,,170-190 °C, | Aryl Trifluoroborate Salts , Boronic Acids and Derivatives , Chemical Synthesis , Organometallic Reagents , Trifluoroborate Salts |  |  | , |  |  | 96%,170-190 °C
,95%,C,,,MFCD09992974, | 738417 | 1015082-71-9 | Aldrich | Potassium 4- hydroxyphenyltrifluoroborate | (PDF) | 95%,,,288-293 °C, | Aryl Trifluoroborate Salts , Boronic Acids and Derivatives , Chemical Synthesis , Organometallic Reagents , Trifluoroborate Salts |  |  | , |  |  | 95%,288-293 °C
,95%,C,,,MFCD09993364, | 766607 |  | Aldrich | Potassium 2- acetylthiophene- 3- trifluoroborate | (PDF) | 95%,,,259-297 °C, | Boronic Acids and Derivatives , Chemical Synthesis , Heteroaryl Trifluoroborate Salts , Organometallic Reagents , Trifluoroborate Salts |  |  | , |  |  | 95%,259-297 °C
,Aldrich CPR,C,,,MFCD09271785, | CDS008089 |  | Aldrich | potassium 6- fluoro- 2- methylpyridine- 3- trifluoroborate |  | ,,,, | Boronic Acids and Derivatives , Chemical Synthesis , Heteroaryl Trifluoroborate Salts , Organometallic Reagents , Trifluoroborate Salts |  |  | ,
,97%,C,,,MFCD09993108, | 728829 |  | Aldrich | Potassium 2- methoxypyridine- 3- trifluoroborate | (PDF) | 97%,,,270-275 °C, | Boronic Acids and Derivatives , Chemical Synthesis , Heteroaryl Trifluoroborate Salts , Organometallic Reagents , Trifluoroborate Salts |  |  | , |  |  | 97%,270-275 °C
,95%,C,,,MFCD09993111, | 720275 |  | Aldrich | Potassium 6- methoxy- 3- pyridyltrifluoroborate | (PDF) | 95%,,,75-80 °C, | Boronic Acids and Derivatives , Chemical Synthesis , Heteroaryl Trifluoroborate Salts , Organometallic Reagents , Trifluoroborate Salts |  |  | , |  |  | 95%,75-80 °C
Potassium 2,5- dimethylthiophene- 3- trifluoroborate,,C,,,MFCD12922970, | 711136 | 1294455-24-5 | Aldrich | 2,5-二甲基噻吩-3-三氟硼酸钾 |  | ,,,218-222 °C, | Boronic Acids and Derivatives , Chemical Synthesis , Heteroaryl Trifluoroborate Salts , Organometallic Reagents , Trifluoroborate Salts |  |  | , |  |  | 218-222 °C
,,C,,,MFCD09992928, | 738433 | 1186667-20-8 | Aldrich | Potassium cyclohexenyltrifluoroborate | (PDF) | ,,,191-196 °C, | Alkyl Trifluoroborate Salts , Boronic Acids and Derivatives , Chemical Synthesis , Organometallic Reagents , Trifluoroborate Salts |  |  | , |  |  | 191-196 °C
,Aldrich CPR,C,,,MFCD09992929, | CDS003728 |  | Aldrich | potassium cyclohexyltrifluoroborate |  | ,,,, | Alkyl Trifluoroborate Salts , Boronic Acids and Derivatives , Chemical Synthesis , Organometallic Reagents , Trifluoroborate Salts |  |  | ,
,95%,C,,,MFCD09992929, | 723576 |  | Aldrich | Potassium cyclohexyltrifluoroborate | (PDF) | 95%,,,187-192 °C, | Alkyl Trifluoroborate Salts , Boronic Acids and Derivatives , Chemical Synthesis , Organometallic Reagents , Trifluoroborate Salts |  |  | , |  |  | 95%,187-192 °C
Potassium (3,3- dimethylbutyl) trifluoroborate,95%,(CH,,,MFCD09265034,24884888 | 667161 |  | Aldrich | (3,3-二甲基丁基)三氟硼酸钾 |  | 95%,,,>300 °C, | Alkyl Trifluoroborate Salts , Boronic Acids and Derivatives , Chemical Synthesis , Organometallic Reagents , Trifluoroborate Salts |  |  | , |  |  | 95%,>300 °C
(Piperidinium- 1- ylmethyl) trifluoroborate,internal salt,C,,,MFCD18071160, | 719013 | 1268340-93-7 | Aldrich | [(1-哌啶基)甲基]三氟硼酸钾 |  | ,,,134-149 °C, | Alkyl Trifluoroborate Salts , Boronic Acids and Derivatives , Chemical Synthesis , Organometallic Reagents , Trifluoroborate Salts |  |  | , |  |  | 134-149 °C
,90%,C,,,MFCD07781236, | 731617 | 1150655-12-1 | Aldrich | Potassium 2- fluoro- 4- (trifluoromethyl) phenyltrifluoroborate | (PDF) | 90%,,,2-8°C, | Aryl Trifluoroborate Salts , Boronic Acids and Derivatives , Chemical Synthesis , Organometallic Reagents , Trifluoroborate Salts |  |  | , |  |  | 2-8°C,90%,278-291 °C
,Aldrich CPR,C,,,MFCD04115736, | CDS004794 | 850623-36-8 | Aldrich | Potassium (4- cyanophenyl) trifluoroborate |  | ,,,, | Aryl Trifluoroborate Salts , Boronic Acids and Derivatives , Chemical Synthesis , Organometallic Reagents , Trifluoroborate Salts |  |  | ,
,,C,,,MFCD09993332, | 723991 | 1012868-70-0 | Aldrich | Potassium 2- fluoro- 5- formylphenyltrifluoroborate | (PDF) | ,,,230-235 °C, | Aldehydes , Boronic Acids and Derivatives , Building Blocks , C7 , Carbonyl Compounds , Chemical Synthesis , Heteroaryl Trifluoroborate Salts , Organic Building Blocks , Organometallic Reagents , Trifluoroborate Salts |  |  | , |  |  | 230-235 °C
Potassium 2- (trifluoromethyl) phenyltrifluoroborate,97%,F,,,MFCD15144778, | 707805 |  | Aldrich | 2-(三氟甲基)苯基三氟硼酸钾 |  | 97%,,,175-180 °C, | Aryl Trifluoroborate Salts , Boronic Acids and Derivatives , Chemical Synthesis , Organometallic Reagents , Trifluoroborate Salts |  |  | , |  |  | 97%,175-180 °C
,97%,C,,,MFCD18861569, | 773603 | 816457-58-6 | Aldrich | Potassium 3- (trifluoromethyl) phenyltrifluoroborate | (PDF) | 97%,,,228.2-230.7 °C, | Aryl Trifluoroborate Salts , Boronic Acids and Derivatives , Chemical Synthesis , Organometallic Reagents , Trifluoroborate Salts |  |  | , |  |  | 97%,228.2-230.7 °C
Potassium 4- (trifluoromethyl) phenyltrifluoroborate,96%,F,,,MFCD04039955,24880843 | 576131 | 166328-08-1 | Aldrich | 4-(三氟甲基)苯基三氟硼酸钾 |  | 96%,,,>300 °C(lit.), | Aryl Trifluoroborate Salts , Boronic Acids and Derivatives , Chemical Synthesis , Organometallic Reagents , Trifluoroborate Salts |  |  | , |  |  | 96%,>300 °C(lit.)
Potassium 3- formylphenyltrifluoroborate,95%,C,,,MFCD07784378,24884263 | 657093 | 871231-44-6 | Aldrich | 3-甲酰基苯基三氟硼酸钾 |  | 95%,,,>300 °C, | Aldehydes , Aryl Trifluoroborate Salts , Boronic Acids and Derivatives , Building Blocks , C7 , Carbonyl Compounds , Chemical Synthesis , Organic Building Blocks , Organometallic Reagents , Trifluoroborate Salts |  |  | , |  |  | 95%,>300 °C
Potassium 3,4- (methylenedioxy) phenyltrifluoroborate,97%,C,,,MFCD08276799,24884441 | 659754 | 871231-46-8 | Aldrich | 3,4-(亚甲基二氧基)苯基三氟硼酸钾 |  | 97%,,,236-242 °C, | Aryl Trifluoroborate Salts , Boronic Acids and Derivatives , Chemical Synthesis , Organometallic Reagents , Trifluoroborate Salts |  |  | , |  |  | 97%,236-242 °C
Potassium 3- carboxyphenyltrifluoroborate,97%,C,,,MFCD07784423,24884444 | 659789 | 850313-91-6 | Aldrich | 3-羧基苯基三氟硼酸钾 |  | 97%,,,>300 °C, | Aryl Trifluoroborate Salts , Boronic Acids and Derivatives , Chemical Synthesis , Organometallic Reagents , Trifluoroborate Salts |  |  | , |  |  | 97%,>300 °C
Potassium 4- carboxyphenyltrifluoroborate,97%,HO,,,MFCD04115737,24884260 | 657069 | 850623-38-0 | Aldrich | 4-羧基苯基三氟硼酸钾 |  | 97%,,,>300 °C, | Aryl Trifluoroborate Salts , Boronic Acids and Derivatives , Chemical Synthesis , Organometallic Reagents , Trifluoroborate Salts |  |  | , |  |  | 97%,>300 °C
,95%,C,,,MFCD26793800, | 777382 |  | Aldrich | Potassium 2- methoxy- 3- (trifluoromethyl) pyridine- 4- trifluoroborate | (PDF) | 95%,,,244-248 °C, | Boronic Acids and Derivatives , Chemical Synthesis , Heteroaryl Trifluoroborate Salts , Organometallic Reagents , Trifluoroborate Salts |  |  | , |  |  | 95%,244-248 °C
Potassium benzyltrifluoroborate,95%,C,,,MFCD03427261,24880073 | 563056 | 329976-73-0 | Aldrich | 苄基三氟硼酸钾 |  | 95%,,,>300 °C(lit.), | Alkyl Trifluoroborate Salts , Boronic Acids and Derivatives , Chemical Synthesis , Organometallic Reagents , Trifluoroborate Salts |  |  | , |  |  | 95%,>300 °C(lit.)
,97%,C,,,MFCD04115739, | 738468 | 850623-42-6 | Aldrich | Potassium m -tolyltrifluoroborate | (PDF) | 97%,,,243-248 °C, | Aryl Trifluoroborate Salts , Boronic Acids and Derivatives , Chemical Synthesis , Organometallic Reagents , Trifluoroborate Salts |  |  | , |  |  | 97%,243-248 °C
Potassium p -tolyltrifluoroborate,,CH,,,MFCD01318171,24874748 | 571555 | 216434-82-1 | Aldrich | 对甲苯基三氟硼酸钾 | (PDF) | ,,,, | Aryl Trifluoroborate Salts , Boronic Acids and Derivatives , Chemical Synthesis , Organometallic Reagents , Trifluoroborate Salts |  |  | ,
Potassium 2- methoxyphenyltrifluoroborate,95%,CH,,,MFCD04115756,24884074 | 654930 | 236388-46-8 | Aldrich | (2-甲氧基苯基)三氟硼酸钾 |  | 95%,,,>230 °C, | Aryl Trifluoroborate Salts , Boronic Acids and Derivatives , Chemical Synthesis , Organometallic Reagents , Trifluoroborate Salts |  |  | , |  |  | 95%,>230 °C
,,H,,,MFCD04039954, | 738425 | 438553-44-7 | Aldrich | Potassium 3- methoxyphenyltrifluoroborate | (PDF) | ,,,178-183 °C, | Aryl Trifluoroborate Salts , Boronic Acids and Derivatives , Chemical Synthesis , Organometallic Reagents , Trifluoroborate Salts |  |  | , |  |  | 178-183 °C
Potassium 4- (hydroxymethyl) phenyltrifluoroborate,97%,C,,,MFCD08276800,24884442 | 659762 | 1015082-78-6 | Aldrich | 4-羟甲基苯基三氟硼酸钾 |  | 97%,,,210-215 °C, | Aryl Trifluoroborate Salts , Boronic Acids and Derivatives , Chemical Synthesis , Organometallic Reagents , Trifluoroborate Salts |  |  | , |  |  | 97%,210-215 °C
Potassium 4- methoxyphenyltrifluoroborate,95%,CH,,,MFCD04112717,24880968 | 579068 | 192863-36-8 | Aldrich | (4-甲氧基苯基)三氟硼酸钾 |  | 95%,,,>300 °C(lit.), | Aryl Trifluoroborate Salts , Boronic Acids and Derivatives , Chemical Synthesis , Organometallic Reagents , Trifluoroborate Salts |  |  | , |  |  | 95%,>300 °C(lit.)
,contains 20% KBr, 97%,C,,,MFCD10566516, | 710881 | 1027642-30-3 | Aldrich | Potassium phenoxymethyltrifluoroborate | (PDF) | 97%,,,>300 °C, | Alkyl Trifluoroborate Salts , Boronic Acids and Derivatives , Chemical Synthesis , Organometallic Reagents , Trifluoroborate Salts |  | 20% KBr | , |  |  | 20% KBr,97%,>300 °C
Potassium 4- (methylthio) phenyltrifluoroborate,95%,C,,,MFCD07784379,24884264 | 657115 | 871231-43-5 | Aldrich | 4-(甲基硫代)苯基三氟硼酸钾 |  | 95%,,,>300 °C, | Aryl Trifluoroborate Salts , Boronic Acids and Derivatives , Chemical Synthesis , Organometallic Reagents , Trifluoroborate Salts |  |  | , |  |  | 95%,>300 °C
,97%,C,,,MFCD22124437, | 751057 | 1374247-42-3 | Aldrich | Potassium 2,6- dimethoxypyridine- 3- trifluoroborate | (PDF) | 97%,,,2-8°C, | Boronic Acids and Derivatives , Chemical Synthesis , Heteroaryl Trifluoroborate Salts , Organometallic Reagents , Trifluoroborate Salts |  |  | , |  |  | 2-8°C,97%,271-276 °C
,Aldrich CPR,C,,,MFCD10700166, | CDS004057 |  | Aldrich | potassium 3- trifluoroborato- 4- mopholinopropan- 1- one |  | ,,,, | Boronic Acids and Derivatives , Chemical Synthesis , Heteroaryl Trifluoroborate Salts , Organometallic Reagents , Trifluoroborate Salts |  |  | ,
,internal salt,C,,,MFCD18252962, | 718971 |  | Aldrich | ([(2 S ) - 2- (Methoxycarbonyl) pyrrolidinium- 1- yl] ) methyl) trifluoroborate | (PDF) | ,,,134-142 °C, | Alkyl Trifluoroborate Salts , Boronic Acids and Derivatives , Chemical Synthesis , Organometallic Reagents , Trifluoroborate Salts |  | [α]22/D −59.0°, c = 0.5 in DMSO | , |  |  | [α]22/D −59.0°, c = 0.5 in DMSO,134-142 °C
,95%,C,,,MFCD07368252, | 728861 | 1150655-10-9 | Aldrich | Potassium 2,4- bis(trifluoromethyl) phenyltrifluoroborate | (PDF) | 95%,,,2-8°C, | Aryl Trifluoroborate Salts , Boronic Acids and Derivatives , Chemical Synthesis , Organometallic Reagents , Trifluoroborate Salts |  |  | , |  |  | 2-8°C,95%,173-178 °C
Potassium 3,5- bis(trifluoromethyl) phenyltrifluoroborate,,(CF,,,MFCD03701625,24874749 | 571563 | 166328-09-2 | Aldrich | 3,5-双(三氟甲基)苯基三氟硼酸钾 |  | ,,,, | Aryl Trifluoroborate Salts , Boronic Acids and Derivatives , Chemical Synthesis , Organometallic Reagents , Trifluoroborate Salts |  |  | ,
Potassium benzofuran- 2- trifluoroborate,90%,C,,,MFCD11052671, | 725099 | 929626-27-7 | Aldrich | 苯并呋喃-2-三氟硼酸钾 |  | 90%,,,310-353 °C, | Boronic Acids and Derivatives , Chemical Synthesis , Heteroaryl Trifluoroborate Salts , Organometallic Reagents , Trifluoroborate Salts |  |  | , |  |  | 90%,310-353 °C
Potassium benzo[ b ] thiophen- 2- yl- 2- trifluoroborate,95%,C,,,MFCD11052670, | 717509 | 661465-45-8 | Aldrich | 苯并[ b ]噻吩-2-基-2-三氟硼酸钾 |  | 95%,,,>300 °C, | Boronic Acids and Derivatives , Chemical Synthesis , Heteroaryl Trifluoroborate Salts , Organometallic Reagents , Trifluoroborate Salts |  |  | , |  |  | 95%,>300 °C
,97%,C,,,MFCD11052670, | 751111 | 661465-45-8 | Aldrich | Potassium benzothiophene- 2- trifluoroborate | (PDF) | 97%,,,260-320 °C, | Boronic Acids and Derivatives , Chemical Synthesis , Heteroaryl Trifluoroborate Salts , Organometallic Reagents , Trifluoroborate Salts |  | >300 °C | , |  |  | >300 °C,97%,260-320 °C
,95%,C,,,MFCD28053551, | 773042 | 1000160-73-5 | Aldrich | Potassium benzothiophene- 3- trifluoroborate | (PDF) | 95%,,,178.5-186.8 °C, | Boronic Acids and Derivatives , Chemical Synthesis , Heteroaryl Trifluoroborate Salts , Organometallic Reagents , Trifluoroborate Salts |  |  | , |  |  | 95%,178.5-186.8 °C
,96%,C,,,MFCD09993217, | 751103 | 1111733-03-9 | Aldrich | Potassium indole- 5- trifluoroborate | (PDF) | 96%,,,173-181 °C, | Boronic Acids and Derivatives , Chemical Synthesis , Heteroaryl Trifluoroborate Salts , Organometallic Reagents , Trifluoroborate Salts |  |  | , |  |  | 96%,173-181 °C
,95%,C,,,MFCD09993210, | 723983 |  | Aldrich | Potassium indole- 6- trifluoroborate | (PDF) | 95%,,,297-302 °C, | Boronic Acids and Derivatives , Chemical Synthesis , Heteroaryl Trifluoroborate Salts , Organometallic Reagents , Trifluoroborate Salts |  |  | , |  |  | 95%,297-302 °C
,,C,,,MFCD09993295, | 774790 |  | Aldrich | Potassium 2- (3- fluorophenyl) vinyltrifluoroborate | (PDF) | ,,,>300 °C, | Aryl Trifluoroborate Salts , Boronic Acids and Derivatives , Chemical Synthesis , Organometallic Reagents , Trifluoroborate Salts |  |  | , |  |  | >300 °C
,96%,C,,,MFCD09993051, | 723541 | 705254-32-6 | Aldrich | Potassium (4- vinylphenyl) trifluoroborate | (PDF) | 96%,,,2-8°C, | Aryl Trifluoroborate Salts , Boronic Acids and Derivatives , Chemical Synthesis , Organometallic Reagents , Trifluoroborate Salts |  |  | , |  |  | 2-8°C,96%,269-274 °C
,,C,,,MFCD09993049, | 738506 |  | Aldrich | Potassium 3- vinylphenyltrifluoroborate | (PDF) | ,,,2-8°C, | Aryl Trifluoroborate Salts , Boronic Acids and Derivatives , Chemical Synthesis , Organometallic Reagents , Trifluoroborate Salts |  |  | , |  |  | 2-8°C,174-181 °C (dec.)
Potassium trans - styryltrifluoroborate,,C,,,MFCD02093981,24880844 | 576158 | 201852-49-5 | Aldrich | 反式-苯乙烯基三氟硼酸钾 | (PDF) | ,,,>300 °C(lit.), | Alkenyl Trifluoroborate Salts , Boronic Acids and Derivatives , Chemical Synthesis , Organometallic Reagents , Trifluoroborate Salts |  |  | , |  |  | >300 °C(lit.)
Potassium 4- acetylphenyltrifluoroborate,97%,C,,,MFCD07784376,24884259 | 657050 | 252726-24-2 | Aldrich | 4-乙酰苯基三氟硼酸钾 |  | 97%,,,290 °C (dec.), | Aryl Trifluoroborate Salts , Boronic Acids and Derivatives , Chemical Synthesis , Organometallic Reagents , Trifluoroborate Salts |  |  | , |  |  | 97%,290 °C (dec.)
Potassium 2,6- dimethylphenyltrifluoroborate,95%,(CH,,,MFCD04974103,24881421 | 592943 | 561328-67-4 | Aldrich | 2,6-二甲基苯基三氟硼酸钾 |  | 95%,,,298 °C (dec.)(lit.), | Aryl Trifluoroborate Salts , Boronic Acids and Derivatives , Chemical Synthesis , Organometallic Reagents , Trifluoroborate Salts |  |  | , |  |  | 95%,298 °C (dec.)(lit.)
Potassium phenethyltrifluoroborate,95%,C,,,MFCD09039257,24880078 | 563099 | 329976-74-1 | Aldrich | 苯乙基三氟硼酸钾 |  | 95%,,,≤5% Acetone, | Alkyl Trifluoroborate Salts , Boronic Acids and Derivatives , Chemical Synthesis , Organometallic Reagents , Trifluoroborate Salts |  |  | , |  |  | 95%,≤5% Acetone
,90%,C,,,MFCD11052815, | 756997 | 1027642-25-6 | Aldrich | Potassium benzyloxymethyltrifluoroborate | (PDF) | 90%,,,2-8°C, | Alkyl Trifluoroborate Salts , Boronic Acids and Derivatives , Chemical Synthesis , Organometallic Reagents , Trifluoroborate Salts |  |  | , |  |  | 2-8°C,90%,203-211 °C
Potassium 2,6- dimethoxyphenyltrifluoroborate,95%,C,,,MFCD07784377,24884262 | 657085 | 871231-42-4 | Aldrich | 2,6-二甲氧基苯基三氟硼酸钾 |  | 95%,,,>300 °C, | Aryl Trifluoroborate Salts , Boronic Acids and Derivatives , Chemical Synthesis , Organometallic Reagents , Trifluoroborate Salts |  |  | , |  |  | 95%,>300 °C
Potassium 4-( N , N - dimethylamino) phenyltrifluoroborate,,C,,,MFCD09993289, | 723975 | 1187951-61-6 | Aldrich | 4-( N , N -二甲基氨基)苯基三氟硼酸钾 | (PDF) | ,,,>300 °C, | Aryl Trifluoroborate Salts , Boronic Acids and Derivatives , Chemical Synthesis , Organometallic Reagents , Trifluoroborate Salts |  |  | , |  |  | >300 °C
Potassium 1-(tetrahydro-2 H -pyran-2-yl)-1 H - pyrazole- 4- trifluoroborate,,C,,,MFCD16621485, | 722588 |  | Aldrich | 1-(四氢-2 H -吡喃-2-基)-1 H -吡唑-4-三氟硼酸钾 |  | ,,,120-130 °C, | Boronic Acids and Derivatives , Chemical Synthesis , Heteroaryl Trifluoroborate Salts , Organometallic Reagents , Trifluoroborate Salts |  |  | , |  |  | 120-130 °C
N -Boc-1 H -pyrazole-4-boronic acid,≥95%,C,,,MFCD09951915, | 715263 | 947533-31-5 | Aldrich | N -Boc-1 H -吡唑-4-硼酸 | (PDF) | ≥95%,,,2-8°C, | Boronic Acids and Derivatives , Chemical Synthesis , Heteroaryl Trifluoroborate Salts , Organometallic Reagents , Trifluoroborate Salts |  |  | , |  |  | 2-8°C,≥95%,157-161 °C
Potassium octyltrifluoroborate,,C,,,MFCD11052674, | 725749 | 329976-79-6 | Aldrich | 辛基三氟硼酸钾 |  | ,,,74-78 °C, | Alkyl Trifluoroborate Salts , Boronic Acids and Derivatives , Chemical Synthesis , Organometallic Reagents , Trifluoroborate Salts |  |  | , |  |  | 74-78 °C
,internal salt,C,,,MFCD18253023, | 710911 |  | Aldrich | {[Cyclohexyl(methyl) ammonio] methyl}trifluoroborate | (PDF) | ,,,221-226 °C, | Alkyl Trifluoroborate Salts , Boronic Acids and Derivatives , Chemical Synthesis , Organometallic Reagents , Trifluoroborate Salts |  |  | , |  |  | 221-226 °C
,,C,,,MFCD08458186, | 723827 | 1111733-07-3 | Aldrich | Potassium 4- isoquinolinetrifluoroborate | (PDF) | ,,,251-256 °C, | Boronic Acids and Derivatives , Chemical Synthesis , Heteroaryl Trifluoroborate Salts , Organometallic Reagents , Trifluoroborate Salts |  |  | , |  |  | 251-256 °C
,95%,C,,,MFCD09993442, | 751014 |  | Aldrich | Potassium quinoline- 6- trifluoroborate | (PDF) | 95%,,,308-313 °C, | Boronic Acids and Derivatives , Chemical Synthesis , Heteroaryl Trifluoroborate Salts , Organometallic Reagents , Trifluoroborate Salts |  |  | , |  |  | 95%,308-313 °C
,95%,C,,,MFCD09993442, | 761214 |  | Aldrich | Potassium quinoline- 6- trifluoroborate | (PDF) | 95%,,,2-8°C, | Boronic Acids and Derivatives , Chemical Synthesis , Heteroaryl Trifluoroborate Salts , Organometallic Reagents , Trifluoroborate Salts |  | 308-313 °C | , |  |  | 308-313 °C,2-8°C,95%,147-152 °C (decomposition)
,≥95%,C,,,MFCD09993448, | 761222 |  | Aldrich | Potassium quinoline- 8- trifluoroborate | (PDF) | ≥95%,,,2-8°C, | Boronic Acids and Derivatives , Chemical Synthesis , Heteroaryl Trifluoroborate Salts , Organometallic Reagents , Trifluoroborate Salts |  |  | , |  |  | 2-8°C,≥95%,>300 °C
Potassium [4-( N , O - dimethylhydroxylaminocarbonyl) phenyl] trifluoroborate,95%,C,,,MFCD16294523, | 721654 |  | Aldrich | [4-( N , O -二甲基羟基氨基羰基)苯基]三氟硼酸钾 | (PDF) | 95%,,,207-212 °C, | Aryl Trifluoroborate Salts , Boronic Acids and Derivatives , Chemical Synthesis , Organometallic Reagents , Trifluoroborate Salts |  |  | , |  |  | 95%,207-212 °C
,97%,C,,,MFCD09993268, | 751081 | 244301-57-3 | Aldrich | Potassium 2,4,6- trimethylphenyltrifluoroborate | (PDF) | 97%,,,377-382 °C, | Aryl Trifluoroborate Salts , Boronic Acids and Derivatives , Chemical Synthesis , Organometallic Reagents , Trifluoroborate Salts |  |  | , |  |  | 97%,377-382 °C
,97%,C,,,MFCD11505925, | 767441 | 1027642-26-7 | Aldrich | Potassium [(4- methoxybenzyloxy) methyl] trifluoroborate | (PDF) | 97%,,,203-213 °C, | Aryl Trifluoroborate Salts , Boronic Acids and Derivatives , Chemical Synthesis , Organometallic Reagents , Trifluoroborate Salts |  |  | , |  |  | 97%,203-213 °C
,Aldrich CPR,C,,,MFCD06659936, | CDS004938 |  | Aldrich | potassium (1- naphthalene) trifluoroborate |  | ,,,, | Aryl Trifluoroborate Salts , Boronic Acids and Derivatives , Chemical Synthesis , Organometallic Reagents , Trifluoroborate Salts |  |  | ,
Potassium 2- naphthalenetrifluoroborate,,C,,,MFCD06659941,24884255 | 657018 | 668984-08-5 | Aldrich | 2-萘三氟硼酸钾 |  | ,,,>300 °C(lit.), | Aryl Trifluoroborate Salts , Boronic Acids and Derivatives , Chemical Synthesis , Organometallic Reagents , Trifluoroborate Salts |  |  | , |  |  | >300 °C(lit.)
,Aldrich CPR,C,,,MFCD09260451, | CDS009217 |  | Aldrich | ethyl phenoxyacetate- 4- trifluoroborate potassium salt |  | ,,,, | Aryl Trifluoroborate Salts , Boronic Acids and Derivatives , Chemical Synthesis , Organometallic Reagents , Trifluoroborate Salts |  |  | ,
,97%,C,,,MFCD11977717, | 754471 |  | Aldrich | Potassium 4- (2- methoxyethylcarbamoyl) phenyltrifluoroborate | (PDF) | 97%,,,2-8°C, | Aryl Trifluoroborate Salts , Boronic Acids and Derivatives , Chemical Synthesis , Organometallic Reagents , Trifluoroborate Salts |  |  | , |  |  | 2-8°C,97%,206-211 °C
Potassium 4- tert - butylphenyltrifluoroborate,95%,C,,,MFCD06659940,24884058 | 654728 | 423118-47-2 | Aldrich | 4-叔丁基苯基三氟硼酸钾 |  | 95%,,,>230 °C(lit.), | Aryl Trifluoroborate Salts , Boronic Acids and Derivatives , Chemical Synthesis , Organometallic Reagents , Trifluoroborate Salts |  |  | , |  |  | 95%,>230 °C(lit.)
,97%,C,,,MFCD28053544, | 764043 |  | Aldrich | Potassium 1,3- dimethoxy- 6- benzyloxymethyltrifluoroborate | (PDF) | 97%,,,180-208 °C, | Aryl Trifluoroborate Salts , Boronic Acids and Derivatives , Chemical Synthesis , Organometallic Reagents , Trifluoroborate Salts |  |  | , |  |  | 97%,180-208 °C
,95%,C,,,MFCD21608489, | 751405 |  | Aldrich | Potassium 1-( p - toluenesulfonyl) pyrrole- 2- trifluoroborate | (PDF) | 95%,,,267-271 °C, | Boronic Acids and Derivatives , Chemical Synthesis , Heteroaryl Trifluoroborate Salts , Organometallic Reagents , Trifluoroborate Salts |  |  | , |  |  | 95%,267-271 °C
Potassium 4- (morpholine- 4- carbonyl) phenyltrifluoroborate,96%,C,,,MFCD09800742, | 706167 |  | Aldrich | 4-(吗啉-4-羰基)苯基三氟硼酸钾 | (PDF) | 96%,,,195-200 °C, | Aryl Trifluoroborate Salts , Boronic Acids and Derivatives , Chemical Synthesis , Organometallic Reagents , Trifluoroborate Salts |  |  | , |  |  | 96%,195-200 °C
Potassium [4- (diethylamine- 1- carbonyl) phenyl] trifluoroborate,95%,C,,,MFCD16878984, | 721743 |  | Aldrich | [4- (二乙胺- 1- 羰基) 苯基] 三氟硼酸钾 | (PDF) | 95%,,,195-200 °C, | Aryl Trifluoroborate Salts , Boronic Acids and Derivatives , Chemical Synthesis , Organometallic Reagents , Trifluoroborate Salts |  |  | , |  |  | 95%,195-200 °C
,97%,C,,,MFCD21608487, | 750255 | 1262538-11-3 | Aldrich | Potassium 4- dibenzothiophenetrifluoroborate | (PDF) | 97%,,,289-294 °C, | Boronic Acids and Derivatives , Chemical Synthesis , Heteroaryl Trifluoroborate Salts , Organometallic Reagents , Trifluoroborate Salts |  |  | , |  |  | 97%,289-294 °C
,90%,C,,,MFCD22572696, | 766593 |  | Aldrich | Potassium 1- thianthrenyltrifluoroborate | (PDF) | 90%,,,>300 °C, | Aryl Trifluoroborate Salts , Boronic Acids and Derivatives , Chemical Synthesis , Organometallic Reagents , Trifluoroborate Salts |  |  | , |  |  | 90%,>300 °C
,97%,C,,,MFCD22572697, | 766615 | 213745-39-2 | Aldrich | Potassium 2- phenoxyphenyltrifluoroboroate | (PDF) | 97%,,,219-224 °C, | Aryl Trifluoroborate Salts , Boronic Acids and Derivatives , Chemical Synthesis , Organometallic Reagents , Trifluoroborate Salts |  |  | , |  |  | 97%,219-224 °C
,Aldrich CPR,C,,,MFCD04115742, | CDS005913 |  | Aldrich | potassium (2- benzyloxyphenyl) trifluoroborate |  | ,,,, | Aryl Trifluoroborate Salts , Boronic Acids and Derivatives , Chemical Synthesis , Organometallic Reagents , Trifluoroborate Salts |  |  | ,
,95%,C,,,MFCD04115746, | 721638 | 850623-47-1 | Aldrich | Potassium 4- (benzyloxy) phenyltrifluoroborate | (PDF) | 95%,,,232-236 °C, | Aryl Trifluoroborate Salts , Boronic Acids and Derivatives , Chemical Synthesis , Organometallic Reagents , Trifluoroborate Salts |  |  | , |  |  | 95%,232-236 °C
Potassium [4- (phenylaminomethyl) phenyl] trifluoroborate,97%,C,,,MFCD11052774, | 718572 |  | Aldrich | [4-(苯基氨甲基)苯基]三氟硼酸钾 |  | 97%,,,254-258 °C, | Aryl Trifluoroborate Salts , Boronic Acids and Derivatives , Chemical Synthesis , Organometallic Reagents , Trifluoroborate Salts |  |  | , |  |  | 97%,254-258 °C
Potassium 1-Boc-1 H - indole- 2- trifluoroborate,,C,,,MFCD12912217, | 719420 | 945493-51-6 | Aldrich | 1-(Boc)-1 H -吲哚-2-三氟硼酸钾 |  | ,,,168-175 °C, | Boronic Acids and Derivatives , Chemical Synthesis , Heteroaryl Trifluoroborate Salts , Organometallic Reagents , Trifluoroborate Salts |  |  | , |  |  | 168-175 °C
,97%,C,,,MFCD18910713, | 738484 | 1050440-92-0 | Aldrich | Potassium 1-Boc-1 H - indole- 5- trifluoroborate | (PDF) | 97%,,,190-195 °C, | Aryl Trifluoroborate Salts , Boronic Acids and Derivatives , Chemical Synthesis , Organometallic Reagents , Trifluoroborate Salts |  |  | , |  |  | 97%,190-195 °C
,95%,C,,,MFCD21608488, | 750263 |  | Aldrich | Potassium 1-(phenylsulfonyl)-1 H - indole- 3- trifluoroborate | (PDF) | 95%,,,283-290 °C, | Boronic Acids and Derivatives , Chemical Synthesis , Heteroaryl Trifluoroborate Salts , Organometallic Reagents , Trifluoroborate Salts |  |  | , |  |  | 95%,283-290 °C
Potassium [4- (benzylamino- 1- carbonyl) phenyl] trifluoroborate,95%,C,,,MFCD11977718, | 721670 |  | Aldrich | [4- (苄基氨基- 1- 羰基) 苯基] 三氟硼酸钾 |  | 95%,,,248-253 °C, | Aryl Trifluoroborate Salts , Boronic Acids and Derivatives , Chemical Synthesis , Organometallic Reagents , Trifluoroborate Salts |  |  | , |  |  | 95%,248-253 °C
,~1.6 mmol/g loading,,,,, | 766909 |  | Aldrich | 4- (Trifluoromethyl) phenyltrifluoroborate on Amberlyst A-26 resin | (PDF) | ,,,~5-6% residual chloride, | Boronic Acids and Derivatives , Chemical Synthesis , Organometallic Reagents , Solid-Supported Trifluoroborates , Trifluoroborate Salts |  | ~1.6 mmol/g loading | , |  |  | ~1.6 mmol/g loading,~5-6% residual chloride
,~1.9 mmol/g loading,,,,, | 766895 |  | Aldrich | Phenyltrifluoroborate on Amberlyst ® A-26 resin | (PDF) | ,,,~5-6% residual chloride, | Boronic Acids and Derivatives , Chemical Synthesis , Organometallic Reagents , Solid-Supported Trifluoroborates , Trifluoroborate Salts |  | ~1.9 mmol/g loading | , |  |  | ~1.9 mmol/g loading,~5-6% residual chloride
Trimethyl borate,purum, ≥99.0% (GC),B(OCH,1697939,204-468-9,MFCD00008346, | 92330 | 121-43-7 | Fluka | 硼酸三甲酯 | (PDF) | ≥99.0% (GC),,68-69 °C(lit.),−34 °C(lit.),0.932 g/mL at 20 °C(lit.) | Boronic Acids and Derivatives , Chemical Synthesis , Organoborates , Organometallic Reagents |  | purum,n 20/D 1.358,n 20/D 1.346(lit.) | , |  |  | n 20/D 1.358,≥99.0% (GC),0.932 g/mL at 20 °C(lit.),purum,68-69 °C(lit.),−34 °C(lit.),3.59 (vs air),n 20/D 1.346(lit.)
Trimethyl borate,purified by redistillation, ≥99.5%,B(OCH,1697939,204-468-9,MFCD00008346,24868093 | 443999 | 121-43-7 | Aldrich | 硼酸三甲酯 | (PDF) | ≥99.5%,,68-69 °C(lit.),−34 °C(lit.),0.932 g/mL at 20 °C(lit.) | Boronic Acids and Derivatives , Chemical Synthesis , Organoborates , Organometallic Reagents |  | redistillation,n 20/D 1.346(lit.) | , |  |  | ≥99.5%,0.932 g/mL at 20 °C(lit.),68-69 °C(lit.),−34 °C(lit.),3.59 (vs air),redistillation,n 20/D 1.346(lit.)
Trimethyl borate,≥98%,B(OCH,1697939,204-468-9,MFCD00008346,24868738 | 452920 | 121-43-7 | Aldrich | 硼酸三甲酯 | (PDF) | ≥98%,,68-69 °C(lit.),−34 °C(lit.),0.932 g/mL at 20 °C(lit.) | Boronic Acids and Derivatives , Chemical Synthesis , Organoborates , Organometallic Reagents |  | n 20/D 1.346(lit.) | , |  |  | ≥98%,0.932 g/mL at 20 °C(lit.),68-69 °C(lit.),−34 °C(lit.),3.59 (vs air),n 20/D 1.346(lit.)
Trimethyl borate- 11 B,99 atom % 11 B, 98% (CP),(CH,,,MFCD00008346,24866770 | 427616 | 3349-42-6 | Aldrich | 硼酸三甲酯- 11 B |  | 98% (CP),,68-69 °C(lit.),−34 °C(lit.),0.924 g/mL at 25 °C(lit.) | Boronic Acids and Derivatives , Chemical Synthesis , Organoborates , Organometallic Reagents |  | 99 atom % 11 B,n 20/D 1.358(lit.) | , |  |  | 98% (CP),0.924 g/mL at 25 °C(lit.),99 atom % 11 B,68-69 °C(lit.),−34 °C(lit.),n 20/D 1.358(lit.)
,98%,C,,,MFCD00093768, | 790877 | 659-18-7 | Aldrich | Tris(2,2,2- trifluoroethyl) borate |  | 98%,,,,1.430 g/mL at 25 °C | Boronic Acids and Derivatives , Chemical Synthesis , Organoborates , Organometallic Reagents |  | n /D 1.298(lit.) | , |  |  | 98%,n /D 1.298(lit.),1.430 g/mL at 25 °C
Triethyl borate,99%,(C,1699052,205-760-9,MFCD00009073,24900331 | T59307 | 150-46-9 | Sigma-Aldrich | 硼酸三乙酯 | (PDF) | 99%,,117-118 °C(lit.),,0.858 g/mL at 25 °C(lit.) | Boronic Acids and Derivatives , Chemical Synthesis , Organoborates , Organometallic Reagents |  | n 20/D 1.374(lit.),liquid | , |  |  | 99%,liquid,0.858 g/mL at 25 °C(lit.),117-118 °C(lit.),5.04 (vs air),n 20/D 1.374(lit.)
2- Methoxy- 4,4,5,5- tetramethyl- 1,3,2- dioxaborolane,96%,C,,,MFCD03093086, | 673943 | 1195-66-0 | Aldrich | 2- 甲氧基- 4,4,5,5- 四甲基- 1,3,2- 二氧硼戊环 | (PDF) | 96%,,,,0.9642 g/mL at 25 °C | Boronic Acids and Derivatives , Chemical Synthesis , Organoborates , Organometallic Reagents |  | n 20/D 1.4096 | , |  |  | 96%,n 20/D 1.4096,0.9642 g/mL at 25 °C
2- Isopropoxy- 4,4,5,5- tetramethyl- 1,3,2- dioxaborolane,98%,C,,,MFCD00192241,24866125 | 417149 | 61676-62-8 | Aldrich | 2- 异丙氧基- 4,4,5,5- 四甲基- 1,3,2- 二氧杂硼烷 | (PDF) | 98%,,73 °C/15 mmHg(lit.),,0.912 g/mL at 25 °C(lit.) | Boronic Acids and Derivatives , Chemical Synthesis , Organoborates , Organometallic Reagents |  | n 20/D 1.409(lit.) | , |  |  | 98%,73 °C/15 mmHg(lit.),n 20/D 1.409(lit.),0.912 g/mL at 25 °C(lit.)
Tris(trimethylsilyl) borate,99%,[(CH,1772733,,MFCD00051588,24861596 | 348635 | 4325-85-3 | Aldrich | 三(三甲代甲硅烷基)硼酸盐 | (PDF) | 99%,,186 °C(lit.),,0.831 g/mL at 25 °C(lit.) | Boronic Acids and Derivatives , Chemical Synthesis , Organoborates , Organometallic Reagents |  | n 20/D 1.386(lit.) | , |  |  | 99%,186 °C(lit.),n 20/D 1.386(lit.),0.831 g/mL at 25 °C(lit.)
Tri- tert -butyl borate,98%,[(CH,,,MFCD00009652,24854180 | 236608 | 7397-43-5 | Aldrich | 三叔丁基硼酸酯 | (PDF) | 98%,,101 °C/74 mmHg(lit.),18-19 °C(lit.),0.811 g/mL at 25 °C(lit.) | Boronic Acids and Derivatives , Chemical Synthesis , Organoborates , Organometallic Reagents |  | n 20/D 1.389(lit.),liquid | , |  |  | 98%,liquid,0.811 g/mL at 25 °C(lit.),101 °C/74 mmHg(lit.),18-19 °C(lit.),n 20/D 1.389(lit.)
Tributyl borate,≥99.0% (T),[CH,1703865,211-706-5,MFCD00009434,24889407 | 90795 | 688-74-4 | Aldrich | 硼酸三丁酯 |  | ≥99.0% (T),,114-115 °C/12 mmHg(lit.),−70 °C(lit.),0.853 g/mL at 25 °C(lit.) | Boronic Acids and Derivatives , Chemical Synthesis , Organoborates , Organometallic Reagents |  | 230-235 °C(lit.),n 20/D 1.409(lit.) | , |  |  | 230-235 °C(lit.),≥99.0% (T),0.853 g/mL at 25 °C(lit.),114-115 °C/12 mmHg(lit.),−70 °C(lit.),7.95 (vs air),n 20/D 1.409(lit.)
Tributyl borate- 10 B,98 atom % 10 B,[CH,,,MFCD00192511,24866772 | 427640 | 207742-80-1 | Aldrich | 硼酸三丁酯- 10 B |  | ,,230-235 °C(lit.),−70 °C(lit.),0.85 g/mL at 25 °C(lit.) | Boronic Acids and Derivatives , Chemical Synthesis , Organoborates , Organometallic Reagents |  | 98 atom % 10 B,n 20/D 1.408(lit.),M-1 | , |  |  | 0.85 g/mL at 25 °C(lit.),98 atom % 10 B,M-1,230-235 °C(lit.),−70 °C(lit.),n 20/D 1.408(lit.)
Tributyl borate- 11 B,99 atom % 11 B,[CH,,,MFCD03427588,24866771 | 427632 | 207742-78-7 | Aldrich | 硼酸三丁酯- 11 B |  | ,,230-235 °C(lit.),−70 °C(lit.),0.857 g/mL at 25 °C(lit.) | Boronic Acids and Derivatives , Chemical Synthesis , Organoborates , Organometallic Reagents |  | 99 atom % 11 B,n 20/D 1.408(lit.),depleted | , |  |  | 0.857 g/mL at 25 °C(lit.),99 atom % 11 B,depleted,230-235 °C(lit.),−70 °C(lit.),n 20/D 1.408(lit.)
Triphenyl borate,,(C,,214-137-0,MFCD00059011,24866237 | 418714 | 1095-03-0 | Aldrich | 三苯基硼酸酯 |  | ,,,98-101 °C(lit.), | Boronic Acids and Derivatives , Chemical Synthesis , Organoborates , Organometallic Reagents |  |  | , |  |  | 98-101 °C(lit.)
,Aldrich CPR,C,,,MFCD00026626, | CDS000471 |  | Aldrich | Trihexadecyl borate |  | ,,,, | Boronic Acids and Derivatives , Chemical Synthesis , Organoborates , Organometallic Reagents |  |  | ,
Trimethylboroxine,99%,C,1757008,,MFCD00013354,24859217 | 323136 | 823-96-1 | Aldrich | 三甲基硼氧六环 | (PDF) | 99%,,78-80 °C(lit.),−38 °C(lit.),0.898 g/mL at 25 °C(lit.) | Boronic Acids and Derivatives , Chemical Synthesis , Organometallic Reagents , Others |  | n 20/D 1.362(lit.) | , |  |  | 99%,78-80 °C(lit.),n 20/D 1.362(lit.),−38 °C(lit.),0.898 g/mL at 25 °C(lit.)
Trimethoxyboroxine,95%,C,1709158,203-016-8,MFCD00005946,24900241 | T70203 | 102-24-9 | Aldrich | 三甲氧基硼氧六环 | (PDF) | 95%,,130 °C(lit.),10 °C(lit.),1.195 g/mL at 25 °C(lit.) | Boronic Acids and Derivatives , Chemical Synthesis , Organometallic Reagents , Others | 30 mmHg ( 25 °C) | n 20/D 1.4(lit.) | , |  |  | 95%,1.195 g/mL at 25 °C(lit.),130 °C(lit.),10 °C(lit.),30 mmHg ( 25 °C),n 20/D 1.4(lit.)
Borobetaine methyl ester ™,98%,(CH,,,MFCD00133876,24863147 | 372498 | 91993-52-1 | Aldrich | 硼内胺盐甲酯 ™ |  | 98%,,,92-93 °C(lit.), | Boronic Acids and Derivatives , Chemical Synthesis , Organometallic Reagents , Others |  |  | , |  |  | 98%,92-93 °C(lit.)
2- Bromo- 1,3,2- benzodioxaborole,97%,C,2445073,,MFCD00013341,24858332 | 304166 | 51901-85-0 | Aldrich | B-溴-1,2-苯二酚硼烷 |  | 97%,,76 °C/9 mmHg(lit.),2-8°C, | Boronic Acids and Derivatives , Chemical Synthesis , Organometallic Reagents , Others |  |  | , |  |  | 2-8°C,97%,76 °C/9 mmHg(lit.),51-53 °C(lit.)
2- Methoxy- 4,4,6- trimethyl- 1,3,2- dioxaborinane,,C,,,MFCD15143639, | 702862 | 3208-69-3 | Aldrich | 2- 甲氧基- 4,4,6- 三甲基- 1,3,2- 二氧杂硼烷 |  | ,,,,0.963 g/mL at 25 °C | Boronic Acids and Derivatives , Chemical Synthesis , Organometallic Reagents , Others |  | n 20/D 1.414 | , |  |  | n 20/D 1.414,0.963 g/mL at 25 °C
2- Ethoxy- 4,4,6- trimethyl- 1,3,2- dioxaborinane,97%,C,,,MFCD15143640, | 702870 | 52386-21-7 | Aldrich | 2- 乙氧基- 4,4,6- 三甲基- 1,3,2- 二氧杂环戊硼烷 |  | 97%,,,,0.921 g/mL at 25 °C | Boronic Acids and Derivatives , Chemical Synthesis , Organometallic Reagents , Others |  | n 20/D 1.414 | , |  |  | 97%,n 20/D 1.414,0.921 g/mL at 25 °C
Dibutylboryl trifluoromethanesulfonate solution,1.0 M in methylene chloride,CF,1968660,,MFCD00009669,24855812 | 261475 | 60669-69-4 | Aldrich | 三氟甲磺酸二丁硼 溶液 | (PDF) | ,,,,1.271 g/mL at 25 °C | Boronic Acids and Derivatives , Chemical Synthesis , Organometallic Reagents , Others |  | 1.0 M in methylene chloride | , |  |  | 1.0 M in methylene chloride,1.271 g/mL at 25 °C
2- Isopropoxy- 4,4,6- trimethyl- 1,3,2- dioxaborinane,99%,C,,,MFCD15143641, | 702889 | 61676-61-7 | Aldrich | 2- 异丙氧基- 4,4,6- 三甲基- 1,3,2- 二氧杂环戊硼烷 |  | 99%,,,,0.919 g/mL at 25 °C | Boronic Acids and Derivatives , Chemical Synthesis , Organometallic Reagents , Others |  |  | , |  |  | 99%,0.919 g/mL at 25 °C
2-Aminoethyl diphenylborinate,,(C,2942273,208-366-5,MFCD00014823,24894325 | D9754 | 524-95-8 | Aldrich | 2-氨基乙基联苯基硼酸酯 | (PDF) | ,,,−20°C, | Boronic Acids and Derivatives , Chemical Synthesis , Organometallic Reagents , Others |  |  | , |  |  | −20°C
(Dimethylphenylsilyl) boronic acid pinacol ester,95%,C,,,MFCD05664111,24885765 | 683434 | 185990-03-8 | Aldrich | (二甲基苯甲硅烷基)硼酸频哪醇酯 | (PDF) | 95%,,,,0.962 g/mL at 25 °C | Boronic Acids and Derivatives , Chemical Synthesis , Organometallic Reagents , Others |  | n 20/D 1.4946 | , |  |  | 95%,n 20/D 1.4946,0.962 g/mL at 25 °C
B -Benzyl-9-BBN solution,0.5 M in THF,C,,,MFCD00191773,24864680 | 396702 | 53317-09-2 | Aldrich | B -苄基-9-BBN 溶液 |  | ,,67 °C,,0.906 g/mL at 25 °C | Boronic Acids and Derivatives , Chemical Synthesis , Organometallic Reagents , Others |  | 0.5 M in THF | , |  |  | 0.5 M in THF,67 °C,0.906 g/mL at 25 °C
Triphenylborane–Sodium hydroxide adduct solution,6-10 wt. % in H 2 O,(C,,,MFCD00003008,24855908 | 264148 | 12113-07-4 | Aldrich | 三苯基硼烷–氢氧化钠加合物 溶液 | (PDF) | ,,,NaCl, 6-7%,1.07 g/mL at 25 °C | Boronic Acids and Derivatives , Chemical Synthesis , Organometallic Reagents , Others |  | NaOH, 3-4%,6-10 wt. % in H 2 O,n 20/D 1.378 | , |  |  | NaOH, 3-4%,6-10 wt. % in H 2 O,n 20/D 1.378,NaCl, 6-7%,1.07 g/mL at 25 °C
Dimesitylboron fluoride,90%,[2,4,6-(CH,,,MFCD00012203,24858636 | 307890 | 436-59-9 | Aldrich | 二(三甲苯基)氟化硼 | (PDF) | 90%,,,69-72 °C(lit.), | Boronic Acids and Derivatives , Chemical Synthesis , Organometallic Reagents , Others |  |  | , |  |  | 90%,69-72 °C(lit.)
Dimesitylborinic acid,98%,[(CH,,,MFCD01863507,24870930 | 473782 | 20631-84-9 | Aldrich | 均三甲苯基硼酸 |  | 98%,,,144-146 °C(lit.), | Boronic Acids and Derivatives , Chemical Synthesis , Organometallic Reagents , Others |  |  | , |  |  | 98%,144-146 °C(lit.)
,95%,(C,2950331,,MFCD00042663,24862030 | 358835 | 4426-21-5 | Sigma | Diphenylborinic anhydride |  | 95%,,,135-140 °C(lit.), | Boronic Acids and Derivatives , Chemical Synthesis , Derivatization agents , Organometallic Reagents , Others , 发光化合物及其检测 , 生化试剂 |  | λ ex 366 nm; λ em 475 nm (after derivatization) | , |  |  | 95%,135-140 °C(lit.),λ ex 366 nm; λ em 475 nm (after derivatization)
Dimethylzinc solution,1.0 M in heptane,(CH,3587195,,MFCD00014854,24866132 | 417246 | 544-97-8 | Aldrich | 二甲基锌 溶液 | (PDF) | ,,44-46 °C,,0.724 g/mL at 25 °C | Chemical Synthesis , Dialkylzincs , Organometallic Reagents , Rieke and Organozinc Reagents |  | 1.0 M in heptane | , |  |  | 1.0 M in heptane,44-46 °C,0.724 g/mL at 25 °C
Dimethylzinc solution,2.0 M in toluene,(CH,3587195,,MFCD00014854,24862428 | 364401 | 544-97-8 | Aldrich | 二甲基锌 溶液 | (PDF) | ,,,,0.931 g/mL at 25 °C | Chemical Synthesis , Dialkylzincs , Organometallic Reagents , Rieke and Organozinc Reagents |  | 2.0 M in toluene | , |  |  | 2.0 M in toluene,0.931 g/mL at 25 °C
Diethylzinc,≥52 wt. % Zn basis,(C,3587207,209-161-3,MFCD00009021,24855550 | 256781 | 557-20-0 | Aldrich | 二乙基锌 | (PDF) | ≥52 wt. % Zn basis,,117 °C(lit.),−28 °C(lit.),1.205 g/mL at 25 °C(lit.) | CVD and ALD Precursors by Metal , Chemical Synthesis , Dialkylzincs , Micro/NanoElectronics , Organometallic Reagents , Rieke and Organozinc Reagents , Vapor Deposition Precursors , Zinc , 材料科学 |  | n 20/D 1.498(lit.),liquid | , |  |  | ≥52 wt. % Zn basis,liquid,1.205 g/mL at 25 °C(lit.),117 °C(lit.),−28 °C(lit.),n 20/D 1.498(lit.)
Diethylzinc solution,1.0 M in heptane,(C,3587207,,MFCD00009021,24865350 | 406023 | 557-20-0 | Aldrich | 二乙基锌 溶液 | (PDF) | ,,98 °C,,0.74 g/mL at 25 °C | Chemical Synthesis , Dialkylzincs , Organometallic Reagents , Rieke and Organozinc Reagents |  | 1.0 M in heptane | , |  |  | 1.0 M in heptane,98 °C,0.74 g/mL at 25 °C
Diethylzinc solution,1.0 M in hexanes,(C,3587207,,MFCD00009021,24857838 | 296112 | 557-20-0 | Aldrich | 二乙基锌 溶液 | (PDF) | ,,,,0.726 g/mL at 25 °C | Chemical Synthesis , Dialkylzincs , Organometallic Reagents , Rieke and Organozinc Reagents |  | 1.0 M in hexanes | , |  |  | 1.0 M in hexanes,0.726 g/mL at 25 °C
Diethylzinc solution,15 wt. % in toluene,(C,3587207,,MFCD00009021,24853193 | 220809 | 557-20-0 | Aldrich | 二乙基锌 溶液 | (PDF) | ,,,,0.915 g/mL at 25 °C | Chemical Synthesis , Dialkylzincs , Organometallic Reagents , Rieke and Organozinc Reagents |  | 15 wt. % in toluene | , |  |  | 15 wt. % in toluene,0.915 g/mL at 25 °C
Diisopropylzinc solution,1.0 M in toluene,Zn(CH(CH,,,MFCD01862461,24880420 | 568112 | 625-81-0 | Aldrich | 二异丙基锌 溶液 | (PDF) | ,,,2-8°C,0.895 g/mL at 25 °C | Chemical Synthesis , Dialkylzincs , Organometallic Reagents , Rieke and Organozinc Reagents |  | 1.0 M in toluene | , |  |  | 2-8°C,1.0 M in toluene,0.895 g/mL at 25 °C
Dicyclopentylzinc solution,0.4 M in diethyl ether,C,,,MFCD16878979, | 718025 |  | Aldrich | 二环戊基锌 溶液 |  | ,,,, | Chemical Synthesis , Dialkylzincs , Organometallic Reagents , Rieke and Organozinc Reagents |  | 0.4 M in diethyl ether | , |  |  | 0.4 M in diethyl ether
Bis(pentafluorophenyl) zinc,97%,(C,,,MFCD03701564,24880317 | 566748 | 1799-90-2 | Aldrich | 二(五氟苯基)锌 | (PDF) | 97%,,,100-105 °C(lit.), | CVD and ALD Precursors by Metal , Catalysis and Inorganic Chemistry , Chemical Synthesis , Dialkylzincs , Micro/NanoElectronics , Organometallic Reagents , Rieke and Organozinc Reagents , Vapor Deposition Precursors , Zinc , 材料科学 |  |  | , |  |  | 97%,100-105 °C(lit.)
Diphenylzinc,92%,(C,,,MFCD00014071,24871737 | 481076 | 1078-58-6 | Aldrich | 二苯基锌 | (PDF) | 92%,,280-285 °C(lit.),102-106 °C(lit.), | CVD and ALD Precursors by Metal , Chemical Synthesis , Dialkylzincs , Micro/NanoElectronics , Organometallic Reagents , Rieke and Organozinc Reagents , Vapor Deposition Precursors , Zinc , 材料科学 |  |  | , |  |  | 92%,280-285 °C(lit.),102-106 °C(lit.),<7.5% benzene
Dicyclohexylzinc solution,0.4 M in diethyl ether,C,,,MFCD16878978, | 718009 | 15658-08-9 | Aldrich | 二环己基锌 溶液 |  | ,,,,0.756 g/mL at 25 °C | Chemical Synthesis , Dialkylzincs , Organometallic Reagents , Rieke and Organozinc Reagents |  | 0.4 M in diethyl ether | , |  |  | 0.4 M in diethyl ether,0.756 g/mL at 25 °C
Bis(2,2,6,6- tetramethylpiperidinyl) zinc,0.5 M in toluene,C,,,MFCD11656062, | 697486 |  | Aldrich | 双(2,2,6,6-四甲基哌啶基)锌 | (PDF) | ,,,,0.877 g/mL at 25 °C | Chemical Synthesis , Dialkylzincs , Organometallic Reagents , Rieke and Organozinc Reagents |  | 0.5 M in toluene | , |  |  | 0.5 M in toluene,0.877 g/mL at 25 °C
,in THF/toluene,C,,,, | 748188 |  | Aldrich | Bis(2,2,6,6- tetramethylpiperidinyl) zinc, lithium chloride, magnesium chloride complex solution | (PDF) | ,,,Bis(2,2,6,6-tetramethylpi peridinyl)zinc, ~12 wt. %,0.991 g/mL at 25 °C | Chemical Synthesis , Dialkylzincs , Organometallic Reagents , Rieke and Organozinc Reagents |  | THF/toluene, ca. 90:10 (solvent),in THF/toluene | , |  |  | THF/toluene, ca. 90:10 (solvent),in THF/toluene,Bis(2,2,6,6-tetramethylpi peridinyl)zinc, ~12 wt. %,0.991 g/mL at 25 °C
1,2- Dimethoxy- 1,1,2,2- tetramethyldisilane,97%,((CH,,,MFCD09038446,24885417 | 678163 | 10124-62-6 | Aldrich | 1,2- 二甲氧基- 1,1,2,2- 四甲基二硅烷 | (PDF) | 97%,,,,0.8587 g/mL at 25 °C | Chemical Synthesis , Disilanes , Organometallic Reagents , Organosilicon |  | n 20/D 1.425 | , |  |  | 97%,n 20/D 1.425,0.8587 g/mL at 25 °C
Hexamethyldisilane,produced by Wacker Chemie AG, Burghausen, Germany, ≥98.0% (GC),(Si(CH,1633463,215-911-0,MFCD00008258, | 78612 | 1450-14-2 | Fluka | 六甲基二硅烷 | (PDF) | ≥98.0% (GC),,112-114 °C(lit.),9-12 °C(lit.),0.715 g/mL at 25 °C(lit.) | Chemical Synthesis , Disilanes , Organometallic Reagents , Organosilicon |  | produced by Wacker Chemie AG, Burghausen, Germany,Wacker Chemie AG,n 20/D 1.422(lit.) | , |  |  | Wacker Chemie AG,≥98.0% (GC),0.715 g/mL at 25 °C(lit.),produced by Wacker Chemie AG, Burghausen, Germany,112-114 °C(lit.),9-12 °C(lit.),n 20/D 1.422(lit.)
1,2- Diethoxy- 1,1,2,2- tetramethyldisilane,97%,((CH,,,MFCD08276886,24884946 | 667897 | 18419-84-6 | Aldrich | 1,2- 二乙氧基- 1,1,2,2- 四甲基二硅烷 |  | 97%,,84 °C/50 mmHg,,0.836 g/mL at 25 °C | Chemical Synthesis , Disilanes , Organometallic Reagents , Organosilicon |  | n 20/D 1.423 | , |  |  | 97%,84 °C/50 mmHg,n 20/D 1.423,0.836 g/mL at 25 °C
,Aldrich CPR,C,,,MFCD12922785, | ADE001163 | 1171920-41-4 | Aldrich | 2- ((tert- Butyldimethylsilyloxy) methyl) - 6- (trimethylsilyl) furo[3,2- b] pyridine |  | ,,,, | Building Blocks , C16 to C20+ , C16+ , Chemical Synthesis , Disilanes , Halogenated Heterocycles , Heterocyclic Building Blocks , Organometallic Reagents , Organosilicon , Pyridines |  |  | ,
1,2- Bis(2- methoxyphenyl) - 1,1,2,2- tetramethyldisilane,96%,((CH,,,MFCD09265162,24885687 | 682233 | 332343-84-7 | Aldrich | 1,2- 双(2- 甲氧基苯基) - 1,1,2,2- 四甲基乙硅烷 |  | 96%,,,,1.0297 g/mL at 25 °C | Chemical Synthesis , Disilanes , Organometallic Reagents , Organosilicon |  | n 20/D 1.5673 | , |  |  | 96%,n 20/D 1.5673,1.0297 g/mL at 25 °C
,Aldrich CPR,C,,,MFCD12922792, | ADE001172 | 1171920-57-2 | Aldrich | 2- ((tert- Butyldimethylsilyloxy) methyl) - 6- ((trimethylsilyl) ethynyl) furo[3,2- b] pyridine |  | ,,,, | Building Blocks , C16 to C20+ , C16+ , Chemical Synthesis , Disilanes , Halogenated Heterocycles , Heterocyclic Building Blocks , Organometallic Reagents , Organosilicon , Pyridines |  |  | ,
,Aldrich CPR,C,,,MFCD20487042, | ADE001135 |  | Aldrich | 5- Chloro- 6- iodo- 1- (triisopropylsilyl) - 4- (trimethylsilyl) - 1H- pyrrolo[2,3- b] pyridine |  | ,,,, | Azaindoles , Building Blocks , C16 to C20+ , C16+ , Chemical Synthesis , Disilanes , Halogenated Heterocycles , Heterocyclic Building Blocks , Organometallic Reagents , Organosilicon , Pyridines |  |  | ,
,Aldrich CPR,C,,,MFCD18374133, | ADE001098 |  | Aldrich | 5- Chloro- 1- (triisopropylsilyl) - 4- ((trimethylsilyl) ethynyl) - 1H- pyrrolo[2,3- b] pyridine |  | ,,,, | Azaindoles , Building Blocks , C16 to C20+ , C16+ , Chemical Synthesis , Disilanes , Halogenated Heterocycles , Heterocyclic Building Blocks , Organometallic Reagents , Organosilicon , Pyridines |  |  | ,
,Aldrich CPR,C,,,MFCD20487067, | ADE001317 |  | Aldrich | 5- Chloro- 1- (triisopropylsilyl) - 6- ((trimethylsilyl) ethynyl) - 1H- pyrrolo[2,3- b] pyridine |  | ,,,, | Azaindoles , Building Blocks , C16 to C20+ , C16+ , Chemical Synthesis , Disilanes , Halogenated Heterocycles , Heterocyclic Building Blocks , Organometallic Reagents , Organosilicon , Pyridines |  |  | ,
,Aldrich CPR,C,,,MFCD13176659, | ADE001197 | 1188993-09-0 | Aldrich | 6- ((3- ((tert- Butyldimethylsilyloxy) methyl) pyrrolidin- 1- yl) methyl) - 2- (trimethylsilyl) furo[3,2- b] pyridine |  | ,,,, | Building Blocks , C13 to C20+ , Chemical Synthesis , Disilanes , Halogenated Heterocycles , Heterocyclic Building Blocks , Organometallic Reagents , Organosilicon , Pyrrolidines |  |  | ,
Trimethylsilanol,≥98.0% (GC),(CH,1361356,213-914-1,MFCD02751657, | 725986 | 1066-40-6 | Aldrich | 三甲基硅醇 |  | ≥98.0% (GC),,,, | Chemical Synthesis , Organometallic Reagents , Organosilicon , Silanols |  |  | , |  |  | ≥98.0% (GC)
Sodium 2- furyldimethylsilanolate,,(C,,,MFCD08457663,24885150 | 673250 | 879904-88-8 | Aldrich | 2-呋喃基二甲基硅烷醇钠盐 |  | ,,,65-80 °C, | Chemical Synthesis , Organometallic Reagents , Organosilicon , Silanols |  |  | , |  |  | 65-80 °C
Dimethyl(2- thienyl) silanol,97%,(C,,,MFCD08276878,24884881 | 667099 | 197009-90-8 | Aldrich | 二甲基(2-噻吩基)硅烷醇 |  | 97%,,,2-8°C,1.085 g/mL at 25 °C | Chemical Synthesis , Organometallic Reagents , Organosilicon , Silanols |  | n 20/D 1.521 | , |  |  | 2-8°C,97%,n 20/D 1.521,1.085 g/mL at 25 °C
tert -Butyldimethylsilanol,99%,(CH,1732777,,MFCD00010673,24857384 | 289094 | 18173-64-3 | Aldrich | 叔丁基二甲基硅烷醇 | (PDF) | 99%,,139 °C/739 mmHg(lit.),,0.84 g/mL at 25 °C(lit.) | Chemical Synthesis , Organometallic Reagents , Organosilicon , Silanols |  | n 20/D 1.424(lit.) | , |  |  | 99%,139 °C/739 mmHg(lit.),n 20/D 1.424(lit.),0.84 g/mL at 25 °C(lit.)
Triethylsilanol,97%,(C,1732848,209-903-6,MFCD00042640,24863741 | 380423 | 597-52-4 | Aldrich | 三乙基硅烷醇 | (PDF) | 97%,,158 °C(lit.),2-8°C,0.864 g/mL at 25 °C(lit.) | Chemical Synthesis , Organometallic Reagents , Organosilicon , Silanols |  | 86-87 °C/33 mmHg(lit.),n 20/D 1.433(lit.) | , |  |  | 86-87 °C/33 mmHg(lit.),97%,0.864 g/mL at 25 °C(lit.),2-8°C,158 °C(lit.),n 20/D 1.433(lit.)
(3,4-Dihydro-2 H - pyran- 6- yl) dimethylsilanol,95%,C,,,MFCD09265116,24885416 | 678155 | 304669-35-0 | Aldrich | (3,4-二氢-2 H -吡喃-6-基)二甲基硅醇 |  | 95%,,54 °C/0.83 mmHg,2-8°C,1.005 g/mL at 25 °C | Chemical Synthesis , Organometallic Reagents , Organosilicon , Silanols |  | n 20/D 1.4746 | , |  |  | 2-8°C,54 °C/0.83 mmHg,1.005 g/mL at 25 °C,n 20/D 1.4746,95%
Sodium dimethylphenylsilanolate hydrate,97%,(C,,,MFCD08457664,24885151 | 673269 |  | Aldrich | 二甲基苯基硅醇钠 水合物 |  | 97%,,,197-218 °C, | Chemical Synthesis , Organometallic Reagents , Organosilicon , Silanols |  |  | , |  |  | 97%,197-218 °C
Dimethylphenylsilanol,95%,(C,,,MFCD08276879,24884882 | 667110 | 5272-18-4 | Aldrich | 二甲基苯基硅醇 | (PDF) | 95%,,,2-8°C,0.975 g/mL at 25 °C | Chemical Synthesis , Organometallic Reagents , Organosilicon , Silanols |  | n 20/D 1.514 | , |  |  | 2-8°C,95%,n 20/D 1.514,0.975 g/mL at 25 °C
(4- Methoxyphenyl) dimethylsilanol,96%,((CH,,,MFCD08276887,24884950 | 667951 | 22868-26-4 | Aldrich | (4-甲氧苯基)二甲基硅烷醇 |  | 96%,,,2-8°C,1.101 g/mL at 25 °C | Chemical Synthesis , Organometallic Reagents , Organosilicon , Silanols |  | n 20/D 1.522 | , |  |  | 2-8°C,96%,n 20/D 1.522,1.101 g/mL at 25 °C
Triisopropylsilanol,98%,[(CH,,,MFCD01863576,24872983 | 495565 | 17877-23-5 | Aldrich | 三异丙基硅烷醇 |  | 98%,,196 °C/750 mmHg(lit.),,0.878 g/mL at 25 °C(lit.) | Chemical Synthesis , Organometallic Reagents , Organosilicon , Silanols |  | n 20/D 1.456(lit.) | , |  |  | 98%,196 °C/750 mmHg(lit.),n 20/D 1.456(lit.),0.878 g/mL at 25 °C(lit.)
( N - Boc- 2- pyrrolyl) dimethylsilanol,97%,((CH,,,MFCD08457657,24885023 | 669164 | 879904-82-2 | Aldrich | ( N -Boc-2-吡咯基)二甲基硅烷醇 | (PDF) | 97%,,,2-8°C, | Chemical Synthesis , Organometallic Reagents , Organosilicon , Silanols |  |  | , |  |  | 2-8°C,97%,48-57 °C
Triphenylsilanol,98%,(C,985007,212-339-3,MFCD00002102,24848606 | 143723 | 791-31-1 | Aldrich | 三苯基硅醇 | (PDF) | 98%,,,150-153 °C(lit.), | Chemical Synthesis , Organometallic Reagents , Organosilicon , Silanols |  |  | , |  |  | 98%,150-153 °C(lit.)
1,1,3,3- Tetramethyldisilazane,97%,[(CH,741869,240-072-2,MFCD00025626,24848399 | 139246 | 15933-59-2 | Aldrich | 1,1,3,3-四甲基二硅氮烷 | (PDF) | 97%,,,99-100 °C,0.752 g/mL at 25 °C(lit.) | Chemical Synthesis , Organometallic Reagents , Organosilicon , Silazanes |  | n 20/D 1.404(lit.) | , |  |  | 97%,n 20/D 1.404(lit.),99-100 °C,0.752 g/mL at 25 °C(lit.)
Hexamethyldisilazane,,(CH,635752,213-668-5,MFCD00008259, | H4875 | 999-97-3 | Sigma | 六甲基二硅氮烷 | (PDF) | ,,125 °C(lit.),2-8°C, | Chemical Synthesis , Organometallic Reagents , Organosilicon , Silazanes |  | n 20/D 1.407(lit.) | , |  |  | 2-8°C,n 20/D 1.407(lit.),125 °C(lit.)
Hexamethyldisilazane,for GC derivatization,(CH,635752,213-668-5,MFCD00008259,24874541 | 52619 | 999-97-3 | Fluka | 六甲基二硅氮烷 | (PDF) | ≥99.0% (GC),,125 °C(lit.),, | Chemical Synthesis , Derivatization Reagents , Derivatization Reagents GC , Organometallic Reagents , Organosilicon , Reagents for Silylation , Silazanes , Silylation Reagents , 分析/色谱 , 分析试剂 |  | for GC derivatization,n 20/D 1.408,n 20/D 1.407(lit.),Silylations | , |  |  | n 20/D 1.408,≥99.0% (GC),for GC derivatization,Silylations,125 °C(lit.),n 20/D 1.407(lit.)
2,2,4,4,6,6- Hexamethylcyclotrisilazane,97%,C,774739,213-773-6,MFCD00039698,24863418 | 376043 | 1009-93-4 | Aldrich | 2,2,4,4,6,6-六甲基环三硅氮烷 | (PDF) | 97%,,188 °C/756 mmHg(lit.),−10 °C(lit.),0.92 g/mL at 25 °C(lit.) | Chemical Synthesis , Organometallic Reagents , Organosilicon , Silazanes |  | n 20/D 1.445(lit.) | , |  |  | 97%,188 °C/756 mmHg(lit.),n 20/D 1.445(lit.),−10 °C(lit.),0.92 g/mL at 25 °C(lit.)
2,4,6- Trimethyl- 2,4,6- trivinylcyclotrisilazane,technical, ≥90%,C,2055568,226-848-3,MFCD00054934, | 92803 | 5505-72-6 | Aldrich | 三乙烯基三甲基环三硅氮烷 |  | ≥90%,,,,0.964 g/mL at 20 °C(lit.) | Chemical Synthesis , Organometallic Reagents , Organosilicon , Silazanes |  | technical,n 20/D 1.482 | , |  |  | technical,≥90%,n 20/D 1.482,0.964 g/mL at 20 °C(lit.)
1,1,3,3- Tetramethyl- 1,3- diphenyldisilazane,96%,[C,2738118,222-372-5,MFCD00042916,24862485 | 365157 | 3449-26-1 | Aldrich | 1,1,3,3- 四甲基- 1,3- 二苯基二硅胺烷 | (PDF) | 96%,,96-100 °C/0.1 mmHg(lit.),,0.985 g/mL at 25 °C(lit.) | Chemical Synthesis , Organometallic Reagents , Organosilicon , Silazanes |  | n 20/D 1.538(lit.) | , |  |  | 96%,96-100 °C/0.1 mmHg(lit.),n 20/D 1.538(lit.),0.985 g/mL at 25 °C(lit.)
1,3- Dimethyl- 1,1,3,3- tetraphenyldisilazane,≥98.0% (NT),[CH,2952534,231-227-5,MFCD00042831, | 41663 | 7453-26-1 | Fluka | 1,3- 二甲基- 1,1,3,3- 四苯基二甲硅基胺 | (PDF) | ≥98.0% (NT),,,87-89 °C(lit.), | Chemical Synthesis , Derivatization Reagents , Derivatization Reagents GC , Organometallic Reagents , Organosilicon , Reagents for Silylation , Silazanes , Silylation Reagents , 分析/色谱 , 分析试剂 |  | 87-89 °C | , |  |  | 87-89 °C,≥98.0% (NT),87-89 °C(lit.)
,Aldrich CPR,K,,,MFCD00145152, | CDS001237 |  | Aldrich | Potassium silicate aqueous solution 1.25g/ml |  | ,,,, | Chemical Synthesis , Organometallic Reagents , Organosilicon , Silicates |  |  | ,
Tetramethyl orthosilicate,puriss., ≥99.0% (GC),Si(OCH,1699658,211-656-4,MFCD00008341, | 87680 | 681-84-5 | Fluka | 硅酸甲酯 | (PDF) | ≥99.0% (GC),,121-122 °C(lit.),−4 °C(lit.),1.023 g/mL at 25 °C(lit.) | Chemical Synthesis , Organometallic Reagents , Organosilicon , Silicates | 3.35 psi ( 20 °C) | puriss.,n 20/D 1.368,n 20/D 1.368(lit.),liquid | , |  |  | n 20/D 1.368,≥99.0% (GC),liquid,1.023 g/mL at 25 °C(lit.),puriss.,121-122 °C(lit.),−4 °C(lit.),5.25 (vs air),3.35 psi ( 20 °C),n 20/D 1.368(lit.)
Tetramethyl orthosilicate,purum, ≥98.0% (GC),Si(OCH,1699658,211-656-4,MFCD00008341, | 87682 | 681-84-5 | Fluka | 硅酸甲酯 | (PDF) | ≥98.0% (GC),,121-122 °C(lit.),−4 °C(lit.),1.023 g/mL at 25 °C(lit.) | Chemical Synthesis , Organometallic Reagents , Organosilicon , Silicates | 3.35 psi ( 20 °C) | purum,n 20/D 1.368,n 20/D 1.368(lit.),liquid | , |  |  | n 20/D 1.368,≥98.0% (GC),liquid,1.023 g/mL at 25 °C(lit.),purum,121-122 °C(lit.),−4 °C(lit.),5.25 (vs air),3.35 psi ( 20 °C),n 20/D 1.368(lit.)
Tetraethyl orthosilicate,≥99.0% (GC),Si(OC,1422225,201-083-8,MFCD00009062,24888698 | 86578 | 78-10-4 | Aldrich | 原硅酸四乙酯 |  | ≥99.0% (GC),,168 °C(lit.),,0.933 g/mL at 20 °C(lit.) | Chemical Synthesis , Organometallic Reagents , Organosilicon , Silicates | <1 mmHg ( 20 °C) | n 20/D 1.383,n 20/D 1.382(lit.),liquid | , |  |  | n 20/D 1.383,≥99.0% (GC),liquid,0.933 g/mL at 20 °C(lit.),168 °C(lit.),7.2 (vs air),<1 mmHg ( 20 °C),n 20/D 1.382(lit.)
Tetrakis(dimethylsilyl) orthosilicate,96%,[HSi(CH,1784368,,MFCD00053848,24873122 | 497509 | 17082-47-2 | Aldrich | 四(二甲基硅基)原硅酸酯 | (PDF) | 96%,,190 °C(lit.),,0.884 g/mL at 25 °C(lit.) | Chemical Synthesis , Organometallic Reagents , Organosilicon , Silicates |  | n 20/D 1.387(lit.) | , |  |  | 96%,190 °C(lit.),n 20/D 1.387(lit.),0.884 g/mL at 25 °C(lit.)
Tetraallyl orthosilicate,technical, ≥85% (GC),C,1709695,213-930-9,MFCD00048172,24888914 | 87563 | 1067-43-2 | Aldrich | 硅酸四烯丙酯 |  | ≥85% (GC),,,,0.993 g/mL at 20 °C(lit.) | Chemical Synthesis , Organometallic Reagents , Organosilicon , Silicates |  | technical,n 20/D 1.437 | , |  |  | technical,≥85% (GC),n 20/D 1.437,0.993 g/mL at 20 °C(lit.)
1,1,3,3- Tetramethyldisiloxane,produced by Wacker Chemie AG, Burghausen, Germany, ≥98.0% (GC),[(CH,1733364,221-906-4,MFCD00008256,24889321 | 92231 | 3277-26-7 | Aldrich | 1,1,3,3-四甲基二硅氧烷 |  | ≥98.0% (GC),,70-71 °C(lit.),,0.76 g/mL at 25 °C(lit.) | Chemical Synthesis , Organometallic Reagents , Organosilicon , Siloxanes |  | produced by Wacker Chemie AG, Burghausen, Germany,n 20/D 1.370(lit.) | , |  |  | produced by Wacker Chemie AG, Burghausen, Germany,70-71 °C(lit.),0.76 g/mL at 25 °C(lit.),n 20/D 1.370(lit.),≥98.0% (GC)
1,1,3,3- Tetramethyldisiloxane,97%,[(CH,1733364,221-906-4,MFCD00008256,24853998 | 235733 | 3277-26-7 | Aldrich | 1,1,3,3-四甲基二硅氧烷 | (PDF) | 97%,,70-71 °C(lit.),,0.76 g/mL at 25 °C(lit.) | Chemical Synthesis , Organometallic Reagents , Organosilicon , Siloxanes |  | n 20/D 1.370(lit.) | , |  |  | 97%,70-71 °C(lit.),n 20/D 1.370(lit.),0.76 g/mL at 25 °C(lit.)
2- Chloroethoxytrimethylsilane,98%,ClCH,,,MFCD00009922,24856360 | 270199 | 18157-17-0 | Aldrich | 2-氯乙氧基三甲基硅烷 | (PDF) | 98%,,134 °C(lit.),,0.944 g/mL at 25 °C(lit.) | Chemical Synthesis , Organometallic Reagents , Organosilicon , Siloxanes |  | n 20/D 1.414(lit.) | , |  |  | 98%,134 °C(lit.),n 20/D 1.414(lit.),0.944 g/mL at 25 °C(lit.)
Pentamethyldisiloxane,≥95.0%,C,1734568,215-873-5,MFCD00053658,24887062 | 76840 | 1438-82-0 | Aldrich | 五甲基二硅氧烷 |  | ≥95.0%,,86 °C(lit.),,0.760 g/mL at 20 °C(lit.) | Chemical Synthesis , Organometallic Reagents , Organosilicon , Siloxanes |  | n 20/D 1.373 | , |  |  | ≥95.0%,86 °C(lit.),n 20/D 1.373,0.760 g/mL at 20 °C(lit.)
(Chloromethyl) - isopropoxy- dimethylsilane,97%,ClCH,1736255,,MFCD00010605,24857551 | 292036 | 18171-11-4 | Aldrich | 氯甲基二甲基异丙氧基硅烷 | (PDF) | 97%,,64-66 °C/54 mmHg(lit.),,0.926 g/mL at 25 °C(lit.) | Chemical Synthesis , Organometallic Reagents , Organosilicon , Siloxanes |  | n 20/D 1.415(lit.) | , |  |  | 97%,64-66 °C/54 mmHg(lit.),n 20/D 1.415(lit.),0.926 g/mL at 25 °C(lit.)
(Chloromethyl) methyldiethoxysilane,97%,ClH,,218-657-9,MFCD00018878,24881703 | 597546 | 2212-10-4 | Aldrich | (氯甲基)甲基二乙氧基硅烷 | (PDF) | 97%,,,,1.000 g/mL at 25 °C(lit.) | Chemical Synthesis , Organometallic Reagents , Organosilicon , Siloxanes |  |  | , |  |  | 97%,1.000 g/mL at 25 °C(lit.)
Isopropoxytrimethylsilane,98%,(CH,,217-372-7,MFCD00134520,24863738 | 380393 | 1825-64-5 | Aldrich | 异丙氧基三甲基硅烷 | (PDF) | 98%,,,,0.745 g/mL at 25 °C(lit.) | Chemical Synthesis , Organometallic Reagents , Organosilicon , Siloxanes |  | n 20/D 1.378(lit.) | , |  |  | 98%,n 20/D 1.378(lit.),0.745 g/mL at 25 °C(lit.)
Trimethyl(propoxy) silane,98%,CH,1732553,217-371-1,MFCD00027105,24863737 | 380385 | 1825-63-4 | Aldrich | 三甲基丙氧基硅烷 | (PDF) | 98%,,100-101 °C/735 mmHg(lit.),,0.762 g/mL at 25 °C(lit.) | Chemical Synthesis , Organometallic Reagents , Organosilicon , Siloxanes |  | n 20/D 1.384(lit.) | , |  |  | 98%,100-101 °C/735 mmHg(lit.),n 20/D 1.384(lit.),0.762 g/mL at 25 °C(lit.)
Hexamethyldisiloxane,puriss., ≥98.5% (GC),(CH,1736258,203-492-7,MFCD00008265, | 52630 | 107-46-0 | Fluka | 六甲基二硅氧烷 | (PDF) | ≥98.5% (GC),,101 °C(lit.),−59 °C(lit.),0.764 g/mL at 20 °C(lit.) | Chemical Synthesis , Organometallic Reagents , Organosilicon , Siloxanes |  | puriss.,n 20/D 1.377,n 20/D 1.377(lit.) | , |  |  | n 20/D 1.377,≥98.5% (GC),0.764 g/mL at 20 °C(lit.),puriss.,101 °C(lit.),−59 °C(lit.),>1 (vs air),n 20/D 1.377(lit.)
Hexamethyldisiloxane,NMR grade, ≥99.5%,(CH,1736258,203-492-7,MFCD00008265,24859617 | 326739 | 107-46-0 | Aldrich | 六甲基二硅氧烷 | (PDF) | ≥99.5%,,101 °C(lit.),−59 °C(lit.),0.764 g/mL at 20 °C(lit.) | Chemical Synthesis , Organometallic Reagents , Organosilicon , Siloxanes |  | NMR grade,n 20/D 1.377(lit.) | , |  |  | ≥99.5%,0.764 g/mL at 20 °C(lit.),NMR grade,101 °C(lit.),−59 °C(lit.),>1 (vs air),n 20/D 1.377(lit.)
Hexamethyldisiloxane,≥98%,(CH,1736258,203-492-7,MFCD00008265,24852329 | 205389 | 107-46-0 | Aldrich | 六甲基二硅氧烷 | (PDF) | ≥98%,,101 °C(lit.),−59 °C(lit.),0.764 g/mL at 20 °C(lit.) | Chemical Synthesis , Organometallic Reagents , Organosilicon , Siloxanes |  | 101 °C,n 20/D 1.377(lit.) | , |  |  | 101 °C,≥98%,0.764 g/mL at 20 °C(lit.),101 °C(lit.),−59 °C(lit.),>1 (vs air),n 20/D 1.377(lit.)
Hexamethylcyclotrisiloxane,98%,C,,208-765-4,MFCD00005943,24853993 | 235687 | 541-05-9 | Aldrich | 六甲基环三硅氧烷 | (PDF) | 98%,,134 °C(lit.),50-64 °C(lit.),1 (vs air) | Chemical Synthesis , Organometallic Reagents , Organosilicon , Siloxanes |  |  | , |  |  | 98%,134 °C(lit.),50-64 °C(lit.),1 (vs air)
1,1,3,3,5,5- Hexamethyltrisiloxane,95%,[(CH,1746341,214-716-8,MFCD00039788,24868421 | 448621 | 1189-93-1 | Aldrich | 1,1,3,3,5,5-六甲基三硅氧烷 | (PDF) | 95%,,128 °C(lit.),,0.822 g/mL at 25 °C(lit.) | Chemical Synthesis , Organometallic Reagents , Organosilicon , Siloxanes |  | n 20/D 1.383(lit.) | , |  |  | 95%,128 °C(lit.),n 20/D 1.383(lit.),0.822 g/mL at 25 °C(lit.)
1,1,1,3,5,5,5- Heptamethyltrisiloxane,97%,[(CH,1748455,217-496-1,MFCD00048000,24863086 | 370886 | 1873-88-7 | Aldrich | 双三甲基硅氧基甲基硅烷 |  | 97%,,142 °C(lit.),,0.819 g/mL at 25 °C(lit.) | Chemical Synthesis , Organometallic Reagents , Organosilicon , Siloxanes |  | n 20/D 1.382(lit.) | , |  |  | 97%,142 °C(lit.),n 20/D 1.382(lit.),0.819 g/mL at 25 °C(lit.)
1,7- Dichloro- octamethyltetrasiloxane,95%,Cl[Si(CH,1784800,219-597-6,MFCD00045148,24863991 | 384372 | 2474-02-4 | Aldrich | 1,7-二氯辛甲基四硅氧烷 | (PDF) | 95%,,222 °C(lit.),−62 °C(lit.),1.011 g/mL at 25 °C(lit.) | Chemical Synthesis , Organometallic Reagents , Organosilicon , Siloxanes |  | n 20/D 1.405(lit.) | , |  |  | 95%,222 °C(lit.),n 20/D 1.405(lit.),−62 °C(lit.),1.011 g/mL at 25 °C(lit.)
Octamethyltrisiloxane,98%,[(CH,1753063,203-497-4,MFCD00008264,24853996 | 235709 | 107-51-7 | Aldrich | 八甲基三硅氧烷 | (PDF) | 98%,,153 °C(lit.),−82 °C(lit.),0.82 g/mL at 25 °C(lit.) | Chemical Synthesis , Organometallic Reagents , Organosilicon , Siloxanes |  | n 20/D 1.384(lit.) | , |  |  | 98%,0.82 g/mL at 25 °C(lit.),153 °C(lit.),−82 °C(lit.),>1 (vs air),n 20/D 1.384(lit.)
2,4,6- Triethyl- 2,4,6- trimethylcyclotrisiloxane,97%,C,,,MFCD03093966,24878447 | 540196 | 15901-49-2 | Aldrich | 2,4,6- 三乙基- 2,4,6- 三甲基环三硅氧烷 |  | 97%,,192-193 °C(lit.),,0.939 g/mL at 25 °C(lit.) | Chemical Synthesis , Organometallic Reagents , Organosilicon , Siloxanes |  | n 20/D 1.412(lit.) | , |  |  | 97%,192-193 °C(lit.),n 20/D 1.412(lit.),0.939 g/mL at 25 °C(lit.)
Tris(trimethylsiloxy) silane,≥98%,[(CH,1772735,217-497-7,MFCD00054865,24863087 | 370908 | 1873-89-8 | Aldrich | 三(三甲硅烷氧基)硅烷 | (PDF) | ≥98%,,185 °C(lit.),,0.852 g/mL at 25 °C(lit.) | Chemical Synthesis , Organometallic Reagents , Organosilicon , Siloxanes |  | n 20/D 1.386(lit.) | , |  |  | ≥98%,185 °C(lit.),n 20/D 1.386(lit.),0.852 g/mL at 25 °C(lit.)
Decamethyltetrasiloxane,97%,(CH,1776881,205-491-7,MFCD00008263,24853991 | 235679 | 141-62-8 | Aldrich | 十甲基四硅氧烷 | (PDF) | 97%,,194 °C(lit.),−68 °C(lit.),0.854 g/mL at 25 °C(lit.) | Chemical Synthesis , Organometallic Reagents , Organosilicon , Siloxanes |  | n 20/D 1.389(lit.) | , |  |  | 97%,0.854 g/mL at 25 °C(lit.),194 °C(lit.),−68 °C(lit.),>1 (vs air),n 20/D 1.389(lit.)
Decamethylcyclopentasiloxane,97%,C,1800166,208-764-9,MFCD00046966,24868110 | 444278 | 541-02-6 | Aldrich | 十甲基环五硅氧烷 | (PDF) | 97%,,90 °C/10 mmHg(lit.),,0.958 g/mL at 25 °C(lit.) | Chemical Synthesis , Organometallic Reagents , Organosilicon , Siloxanes |  | n 20/D 1.396(lit.) | , |  |  | 97%,90 °C/10 mmHg(lit.),n 20/D 1.396(lit.),0.958 g/mL at 25 °C(lit.)
1,3- Bis(3- cyanopropyl) tetramethyldisiloxane,97%,[NC(CH,1786461,,MFCD00019891,24867611 | 440582 | 18027-80-0 | Aldrich | 1,3-双(3-氰丙基)四甲基二硅氧烷 |  | 97%,,160-162 °C/2 mmHg(lit.),,0.934 g/mL at 25 °C(lit.) | Chemical Synthesis , Organometallic Reagents , Organosilicon , Siloxanes |  | n 20/D 1.444(lit.) | , |  |  | 97%,160-162 °C/2 mmHg(lit.),n 20/D 1.444(lit.),0.934 g/mL at 25 °C(lit.)
Tris(dimethylsiloxy) phenylsilane,96%,[(CH,3380327,241-940-3,MFCD00053849,24868423 | 448648 | 18027-45-7 | Aldrich | 三(二甲基硅氧烷基)苯基硅烷 | (PDF) | 96%,,91 °C/2 mmHg(lit.),,0.942 g/mL at 25 °C(lit.) | Chemical Synthesis , Organometallic Reagents , Organosilicon , Siloxanes |  | n 20/D 1.442(lit.) | , |  |  | 96%,91 °C/2 mmHg(lit.),n 20/D 1.442(lit.),0.942 g/mL at 25 °C(lit.)
Dodecamethylpentasiloxane,97%,(CH,,205-492-2,MFCD00039795,24868328 | 447269 | 141-63-9 | Aldrich | 十二甲基五硅氧烷 | (PDF) | 97%,,230 °C(lit.),−81 °C(lit.),0.875 g/mL at 25 °C(lit.) | Chemical Synthesis , Organometallic Reagents , Organosilicon , Siloxanes | <1 mmHg ( 20 °C) | n 20/D 1.392(lit.) | , |  |  | 97%,0.875 g/mL at 25 °C(lit.),230 °C(lit.),−81 °C(lit.),<1 mmHg ( 20 °C),n 20/D 1.392(lit.)
,Aldrich CPR,C,,208-762-8,MFCD00144215, | CDS000292 | 540-97-6 | Aldrich | 2,2,4,4,6,6,8,8,10,10,12,12- Dodecamethylcyclohexasiloxane |  | ,,,, | Chemical Synthesis , Organometallic Reagents , Organosilicon , Siloxanes |  |  | ,
1,1,1,3,5,7,7,7- Octamethyl- 3,5- bis(trimethylsilanyloxy) tetrasiloxane,98%,O[Si[OSi(CH,,,MFCD04039928,24880695 | 573922 | 2003-92-1 | Aldrich | 1,1,1,3,5,7,7,7- 八甲基- 3,5- 二(三甲基硅烷氧基) 四硅氧烷 |  | 98%,,121 °C/10 mmHg(lit.),,0.885 g/mL at 25 °C(lit.) | Chemical Synthesis , Organometallic Reagents , Organosilicon , Siloxanes |  |  | , |  |  | 98%,121 °C/10 mmHg(lit.),0.885 g/mL at 25 °C(lit.)
1,3- Bis(3- glycidyloxypropyl) tetramethyldisiloxane,≥95.0% (GC),C,223966,204-803-9,MFCD00039672,24848903 | 14845 | 126-80-7 | Aldrich | 1,3- 双(3- 缩水甘油醚氧基丙基) 四甲基二硅氧烷 |  | ≥95.0% (GC),,184 °C/2 mmHg(lit.),,0.996 g/mL at 20 °C(lit.) | Chemical Synthesis , Organometallic Reagents , Organosilicon , Siloxanes |  | n 20/D 1.452 | , |  |  | ≥95.0% (GC),184 °C/2 mmHg(lit.),n 20/D 1.452,0.996 g/mL at 20 °C(lit.)
2,4,6- Trimethyl- 2,4,6- triphenylcyclotrisiloxane,technical, mixture of isomers of cis and trans,C,2954104,208-900-7,MFCD00053565, | 92790 | 546-45-2 | Aldrich | 2,4,6- 三甲基- 2,4,6- 三苯基环三硅氧烷 |  | ,,,~15% tetramer (2,4,6,8-tetramethyl-2,4, 6,8-tetraphenylcyclotetra siloxane),1.102 g/mL at 20 °C(lit.) | Chemical Synthesis , Organometallic Reagents , Organosilicon , Siloxanes |  | technical | , |  |  | technical,~15% tetramer (2,4,6,8-tetramethyl-2,4, 6,8-tetraphenylcyclotetra siloxane),1.102 g/mL at 20 °C(lit.)
(+)-3′,5′- O - (1,1,3,3- Tetraisopropyl- 1,3- disiloxanediyl) cytidine,97%,C,,,MFCD00012185,24858136 | 303658 | 69304-42-3 | Aldrich | (+)-3′,5′- O - (1,1,3,3- 四异丙基- 1,3- 二硅氧烷) 胞苷 | (PDF) | 97%,,,248-250 °C(lit.), | Chemical Synthesis , Organometallic Reagents , Organosilicon , Siloxanes |  | [α]21/D +50°, c = 1 in methanol | , |  |  | [α]21/D +50°, c = 1 in methanol,97%,248-250 °C(lit.)
Hexaphenyldisiloxane,technical, ≥90% (HPLC),C,1334807,217-381-6,MFCD00014068,24877649 | 52912 | 1829-40-9 | Aldrich | 六苯基二硅氧烷 |  | ≥90% (HPLC),,,~225 °C, | Chemical Synthesis , Organometallic Reagents , Organosilicon , Siloxanes |  | technical | , |  |  | technical,≥90% (HPLC),~225 °C
Hexaphenylcyclotrisiloxane,,C,,208-145-3,MFCD00023110,24871872 | 483168 | 512-63-0 | Aldrich | 六苯基环三硅氧烷 | (PDF) | ,,300 °C/1 mmHg(lit.),184-188 °C(lit.), | Chemical Synthesis , Organometallic Reagents , Organosilicon , Siloxanes |  |  | , |  |  | 300 °C/1 mmHg(lit.),184-188 °C(lit.)
Trimethoxymethylsilane,purum, ≥98.0% (GC),CH,1736151,214-685-0,MFCD00008342,24885930 | 69471 | 1185-55-3 | Fluka | 三甲氧基甲基硅烷 | (PDF) | ≥98.0% (GC),,102-104 °C(lit.),,0.955 g/mL at 25 °C(lit.) | Chemical Synthesis , Organometallic Reagents , Organosilicon , Trialkoxysilanes |  | purum,n 20/D 1.371,n 20/D 1.371(lit.),liquid | , |  |  | n 20/D 1.371,≥98.0% (GC),liquid,0.955 g/mL at 25 °C(lit.),purum,102-104 °C(lit.),n 20/D 1.371(lit.)
Trimethoxy(propyl) silane,97%,CH,2070458,213-926-7,MFCD00043026,24884582 | 662275 | 1067-25-0 | Aldrich | 三甲氧基(丙基)硅烷 |  | 97%,,142 °C(lit.),,0.932 g/mL at 25 °C(lit.) | Chemical Synthesis , Organometallic Reagents , Organosilicon , Trialkoxysilanes | 0.15 psi ( 20 °C) | n 20/D 1.391(lit.) | , |  |  | 97%,n 20/D 1.391(lit.),0.15 psi ( 20 °C),142 °C(lit.),0.932 g/mL at 25 °C(lit.)
Methyl 3- (trimethylsilyloxy) crotonate, mixture of cis and trans,97%,CH,,,MFCD00008457,24853402 | 223751 | 26767-00-0 | Aldrich | 3-(三甲基硅氧基)丁烯酸甲酯，顺式和反式混合物 | (PDF) | 97%,,57-59 °C/9 mmHg(lit.),2-8°C,0.939 g/mL at 25 °C(lit.) | Chemical Synthesis , Organometallic Reagents , Organosilicon , Trialkoxysilanes |  | n 20/D 1.444(lit.) | , |  |  | 2-8°C,57-59 °C/9 mmHg(lit.),0.939 g/mL at 25 °C(lit.),n 20/D 1.444(lit.),97%
(3- Glycidyloxypropyl) trimethoxysilane,≥97% (GC),C,4308125,219-784-2,MFCD00005144,24895068 | G1535 | 2530-83-8 | Sigma | 3-缩水甘油醚氧基丙基三甲氧基硅烷 | (PDF) | ≥97% (GC),,120 °C/2 mmHg(lit.),2-8°C,1.07 g/mL at 25 °C(lit.) | Chemical Synthesis , Organometallic Reagents , Organosilicon , Trialkoxysilanes |  | n 20/D 1.429(lit.),liquid | , |  |  | ≥97% (GC),liquid,1.07 g/mL at 25 °C(lit.),2-8°C,120 °C/2 mmHg(lit.),n 20/D 1.429(lit.)
(3- Chloropropyl) triethoxysilane,95%,ClCH,1754992,225-805-6,MFCD00018985,24880512 | 569615 | 5089-70-3 | Aldrich | (3-氯丙基)三乙氧基硅烷 |  | 95%,,,,1.000 g/mL at 25 °C(lit.) | Chemical Synthesis , Organometallic Reagents , Organosilicon , Trialkoxysilanes |  | n 20/D 1.418(lit.) | , |  |  | 95%,n 20/D 1.418(lit.),1.000 g/mL at 25 °C(lit.)
(3- Mercaptopropyl) triethoxysilane,≥80% (GC), technical,HS(CH,2039575,238-883-1,MFCD00053924,24882900 | 63797 | 14814-09-6 | Aldrich | 3-巯丙基三乙氧基硅烷 |  | ≥80% (GC),,,2-8°C,0.987 g/mL at 20 °C(lit.) | Chemical Synthesis , Organometallic Reagents , Organosilicon , Trialkoxysilanes |  | technical | , |  |  | technical,2-8°C,≥80% (GC),0.987 g/mL at 20 °C(lit.)
(3- Aminopropyl) triethoxysilane,≥98%,H,1754988,213-048-4,MFCD00008207,24890794 | A3648 | 919-30-2 | Sigma-Aldrich | (3-氨基丙基)三乙氧基硅烷 | (PDF) | ≥98%,,217 °C/760 mmHg(lit.),,0.946 g/mL at 25 °C(lit.) | Additional Reagents , Adhesives , Chemical Synthesis , Core Bioreagents , Life Science Reagents for Immunohistochemistry (IHC) , Organometallic Reagents , Organosilicon , Research Essentials , Trialkoxysilanes , 细胞生物学 , 血液学和组织学 |  |  | , |  |  | ≥98%,217 °C/760 mmHg(lit.),0.946 g/mL at 25 °C(lit.)
,Sivento quality, 45-55% in methanol,C,,,, | 11998 | 35141-36-7 | Aldrich | N- [3- (Trimethoxysilyl) propyl] - N,N,N- trimethylammonium chloride |  | ,,,,0.93 g/mL at 20 °C(lit.) | Chemical Synthesis , Organometallic Reagents , Organosilicon , Trialkoxysilanes |  | Sivento quality,Sivento Chemie GmbH,45-55% in methanol,n 20/D 1.397(lit.) | , |  |  | Sivento quality,Sivento Chemie GmbH,45-55% in methanol,n 20/D 1.397(lit.),0.93 g/mL at 20 °C(lit.)
Triethoxy- 2- thienylsilane,97%,C,,,MFCD05664345,24881663 | 597007 | 17984-89-3 | Aldrich | 三乙氧基-2-噻吩基硅烷 | (PDF) | 97%,,78 °C/0.5 mmHg(lit.),2-8°C,1.049 g/mL at 25 °C(lit.) | Chemical Synthesis , Organometallic Reagents , Organosilicon , Trialkoxysilanes |  | n 20/D 1.4670(lit.) | , |  |  | 2-8°C,78 °C/0.5 mmHg(lit.),1.049 g/mL at 25 °C(lit.),n 20/D 1.4670(lit.),97%
3- (Triethoxysilyl) furan,96%,C,,,MFCD05664290,24881384 | 592315 | 75905-12-3 | Aldrich | 3-(三乙氧基甲硅烷基)呋喃 |  | 96%,,50 °C/0.2 mmHg(lit.),,1.004 g/mL at 25 °C(lit.) | Chemical Synthesis , Organometallic Reagents , Organosilicon , Trialkoxysilanes |  | n 20/D 1.4320(lit.) | , |  |  | 96%,50 °C/0.2 mmHg(lit.),n 20/D 1.4320(lit.),1.004 g/mL at 25 °C(lit.)
3- (Trimethoxysilyl) propyl methacrylate,≥98%,H,1952435,219-785-8,MFCD00008593,24897091 | M6514 | 2530-85-0 | Sigma | 3-(三甲氧基甲硅基)甲基丙烯酸丙酯 | (PDF) | ≥98%,,190 °C(lit.),2-8°C,1.045 g/mL at 25 °C(lit.) | Chemical Synthesis , Organometallic Reagents , Organosilicon , Trialkoxysilanes |  | n 20/D 1.431(lit.),liquid | , |  |  | ≥98%,liquid,1.045 g/mL at 25 °C(lit.),2-8°C,190 °C(lit.),n 20/D 1.431(lit.)
Chloromethyltriisopropoxysilane,96%,ClCH,,,MFCD05664343,24881661 | 596973 | 18162-82-8 | Aldrich | 氯甲基三异丙氧基硅烷 |  | 96%,,,,0.962 g/mL at 25 °C(lit.) | Chemical Synthesis , Organometallic Reagents , Organosilicon , Trialkoxysilanes |  |  | , |  |  | 96%,0.962 g/mL at 25 °C(lit.)
Isobutyltriethoxysilane,≥95%,(CH,1750049,402-810-3,MFCD00069084, | 699713 | 17980-47-1 | Aldrich | 异丁基三乙氧基硅烷 |  | ≥95%,,165 °C/400 mmHg(lit.),,0.88 g/mL at 25 °C(lit.) | Chemical Synthesis , Organometallic Reagents , Organosilicon , Trialkoxysilanes |  | 190-191 °C(lit.),n 20/D 1.4(lit.),liquid | , |  |  | 190-191 °C(lit.),≥95%,liquid,0.88 g/mL at 25 °C(lit.),165 °C/400 mmHg(lit.),n 20/D 1.4(lit.)
Cyclopentyltriethoxysilane,98%,(C,,,MFCD05664332,24881611 | 596043 | 154733-91-2 | Aldrich | 环戊基三乙氧基硅烷 | (PDF) | 98%,,218-219 °C(lit.),,0.921 g/mL at 25 °C(lit.) | Chemical Synthesis , Organometallic Reagents , Organosilicon , Trialkoxysilanes |  | n 20/D 1.4240(lit.) | , |  |  | 98%,218-219 °C(lit.),n 20/D 1.4240(lit.),0.921 g/mL at 25 °C(lit.)
,97%,C,,,, | 738999 | 88468-45-5 | Aldrich | Isooctyl trimethoxysilane, mixture of isomers | (PDF) | 97%,,,2-8°C,0.901 g/mL at 25 °C | Chemical Synthesis , Organometallic Reagents , Organosilicon , Trialkoxysilanes |  | n 20/D 1.416 | , |  |  | 2-8°C,97%,n 20/D 1.416,0.901 g/mL at 25 °C
,97%,C,,,MFCD09260485, | 683760 | 97308-62-8 | Aldrich | 2- [(Trimethylsilyl) ethynyl] benzonitrile | (PDF) | 97%,,,,0.942 g/mL at 25 °C | Chemical Synthesis , Organometallic Reagents , Organosilicon , Trialkoxysilanes |  | n 20/D 1.537 | , |  |  | 97%,n 20/D 1.537,0.942 g/mL at 25 °C
(Pentafluorophenyl) triethoxysilane,97%,C,,,MFCD03411257,24881410 | 592757 | 20083-34-5 | Aldrich | (五氟苯基)三乙氧基硅烷 | (PDF) | 97%,,69 °C/0.07 mmHg(lit.),,1.242 g/mL at 25 °C(lit.) | Chemical Synthesis , Organometallic Reagents , Organosilicon , Trialkoxysilanes |  |  | , |  |  | 97%,69 °C/0.07 mmHg(lit.),1.242 g/mL at 25 °C(lit.)
(4- Chlorophenyl) triethoxysilane,97%,ClC,,244-533-9,MFCD00053217,24881725 | 597910 | 21700-74-3 | Aldrich | (4-氯苯基)三乙氧基硅烷 |  | 97%,,82-84 °C/0.07 mmHg(lit.),,1.069 g/mL at 25 °C(lit.) | Chemical Synthesis , Organometallic Reagents , Organosilicon , Trialkoxysilanes |  | n 20/D 1.474(lit.) | , |  |  | 97%,82-84 °C/0.07 mmHg(lit.),n 20/D 1.474(lit.),1.069 g/mL at 25 °C(lit.)
(Triethoxysilyl) cyclohexane,98%,(C,,,MFCD05664291,24881390 | 592420 | 18151-84-3 | Aldrich | (三乙氧基甲硅烷基)环己烷 |  | 98%,,53 °C/0.3 mmHg(lit.),,0.930 g/mL at 25 °C(lit.) | Chemical Synthesis , Organometallic Reagents , Organosilicon , Trialkoxysilanes |  | n 20/D 1.43(lit.) | , |  |  | 98%,53 °C/0.3 mmHg(lit.),n 20/D 1.43(lit.),0.930 g/mL at 25 °C(lit.)
(3- Glycidyloxypropyl) triethoxysilane,≥97.0% (GC),C,144145,220-011-6,MFCD01311705,24873331 | 50059 | 2602-34-8 | Fluka | 3-缩水甘油醚氧基丙基三乙氧基硅烷 |  | ≥97.0% (GC),,,,1.004 g/mL at 20 °C(lit.) | Chemical Synthesis , Organometallic Reagents , Organosilicon , Trialkoxysilanes |  | n 20/D 1.427 | , |  |  | ≥97.0% (GC),n 20/D 1.427,1.004 g/mL at 20 °C(lit.)
(3- Chloropropyl) tris(trimethylsiloxy) silane,≥97.0%,C,1957472,241-985-9,MFCD00054781,24855750 | 26255 | 18077-31-1 | Aldrich | (3-氯丙基)三(三甲基硅氧基)硅烷 |  | ≥97.0%,,181 °C/100 mmHg(lit.),,0.927 g/mL at 20 °C(lit.) | Chemical Synthesis , Organometallic Reagents , Organosilicon , Trialkoxysilanes |  | n 20/D 1.413 | , |  |  | ≥97.0%,181 °C/100 mmHg(lit.),n 20/D 1.413,0.927 g/mL at 20 °C(lit.)
Tetrakis(trimethylsilyloxy) silane,97%,[(CH,,222-613-4,MFCD00051587,24868927 | 454516 | 3555-47-3 | Aldrich | 四(三甲基硅氧基)硅烷 | (PDF) | 97%,,103-106 °C/2 mmHg(lit.),,0.87 g/mL at 25 °C(lit.) | Chemical Synthesis , Organometallic Reagents , Organosilicon , Others , Trialkoxysilanes |  | n 20/D 1.389(lit.) | , |  |  | 97%,103-106 °C/2 mmHg(lit.),n 20/D 1.389(lit.),0.87 g/mL at 25 °C(lit.)
Triethoxy- p -tolylsilane,97%,(C,,,MFCD04974099,24881345 | 591572 | 18412-57-2 | Aldrich | 三乙氧基对甲基苯硅烷 |  | 97%,,104-106 °C/1.8 mmHg(lit.),,0.986 g/mL at 25 °C(lit.) | Chemical Synthesis , Organometallic Reagents , Organosilicon , Trialkoxysilanes |  | n 20/D 1.464(lit.) | , |  |  | 97%,104-106 °C/1.8 mmHg(lit.),n 20/D 1.464(lit.),0.986 g/mL at 25 °C(lit.)
Triethoxy(4- methoxyphenyl) silane,97%,(C,,,MFCD05665142,24881664 | 597015 | 21130-91-6 | Aldrich | 三乙氧基(4-甲氧苯基)硅烷 |  | 97%,,128 °C/3 mmHg(lit.),,1.030 g/mL at 25 °C(lit.) | Chemical Synthesis , Organometallic Reagents , Organosilicon , Trialkoxysilanes |  | n 20/D 1.474(lit.) | , |  |  | 97%,128 °C/3 mmHg(lit.),n 20/D 1.474(lit.),1.030 g/mL at 25 °C(lit.)
Triethoxy(1- phenylethenyl) silane,98%,(C,,,MFCD05664337,24881626 | 596353 | 90260-87-0 | Aldrich | 三乙氧基(1-苯基乙烯基)硅烷 |  | 98%,,264-265 °C(lit.),,0.975 g/mL at 25 °C(lit.) | Chemical Synthesis , Organometallic Reagents , Organosilicon , Trialkoxysilanes |  | n 20/D 1.4800(lit.) | , |  |  | 98%,264-265 °C(lit.),n 20/D 1.4800(lit.),0.975 g/mL at 25 °C(lit.)
1,3- Bis(triethoxysilyl) benzene,96%,C,,,MFCD05664354,24881743 | 598135 | 16067-99-5 | Aldrich | 1,3-双(三乙氧基甲硅烷基)苯 |  | 96%,,117 °C/0.07 mmHg(lit.),,1.007 g/mL at 25 °C(lit.) | Chemical Synthesis , Organometallic Reagents , Organosilicon , Trialkoxysilanes |  | n 20/D 1.452(lit.) | , |  |  | 96%,117 °C/0.07 mmHg(lit.),n 20/D 1.452(lit.),1.007 g/mL at 25 °C(lit.)
1,4- Bis(triethoxysilyl) benzene,96%,C,,,MFCD05664351,24881732 | 598038 | 2615-18-1 | Aldrich | 1,4-双(三乙氧基甲硅烷基)苯 | (PDF) | 96%,,130-133 °C/0.5 mmHg(lit.),,1.015 g/mL at 25 °C(lit.) | Chemical Synthesis , Organometallic Reagents , Organosilicon , Trialkoxysilanes |  | n 20/D 1.456(lit.) | , |  |  | 96%,130-133 °C/0.5 mmHg(lit.),n 20/D 1.456(lit.),1.015 g/mL at 25 °C(lit.)
Bis[3- (triethoxysilyl) propyl] tetrasulfide,technical, ≥90% (NMR),C,2062235,254-896-5,MFCD00053751, | 15200 | 40372-72-3 | Aldrich | 双[3- (三乙氧基甲硅烷基) 丙基] 四硫化物 |  | ≥90% (NMR),,,,1.08 g/mL at 20 °C(lit.) | Chemical Synthesis , Organometallic Reagents , Organosilicon , Trialkoxysilanes |  | technical,n 20/D 1.49 | , |  |  | technical,≥90% (NMR),n 20/D 1.49,1.08 g/mL at 20 °C(lit.)
4,4′-Bis(triethoxysilyl)-1,1′-biphenyl,95%,[-C,,,MFCD06798075,24882911 | 638102 | 123640-93-7 | Aldrich | 4,4′- 双(三乙氧基甲硅烷) - 1,1′- 联苯 | (PDF) | 95%,,203-206 °C/0.3 mmHg(lit.),,1.047 g/mL at 25 °C(lit.) | Chemical Synthesis , Organometallic Reagents , Organosilicon , Trialkoxysilanes |  |  | , |  |  | 95%,203-206 °C/0.3 mmHg(lit.),1.047 g/mL at 25 °C(lit.)
,Aldrich CPR,C,,230-995-9,MFCD00039875, | CDS001209 | 7399-00-0 | Aldrich | n - Octadecyltriethoxysilane |  | ,,,, | Chemical Synthesis , Organometallic Reagents , Organosilicon , Others , Trialkoxysilanes |  |  | ,
Methyltris(tri- sec - butoxysilyloxy) silane,97%,CH,,,MFCD00053885,24868984 | 454869 | 60711-47-9 | Aldrich | 甲基三(三仲丁氧基硅氧基)硅烷 |  | 97%,,190 °C/1 mmHg(lit.),,0.962 g/mL at 25 °C(lit.) | Chemical Synthesis , Organometallic Reagents , Organosilicon , Trialkoxysilanes |  | n 20/D 1.419(lit.) | , |  |  | 97%,190 °C/1 mmHg(lit.),n 20/D 1.419(lit.),0.962 g/mL at 25 °C(lit.)
Ethylsilane,≥97.0%,CH,1730749,,MFCD00053748,24869761 | 46088 | 2814-79-1 | Aldrich | 乙基硅烷 |  | ≥97.0%,,19 °C(lit.),, | Chemical Synthesis , Organometallic Reagents , Organosilicon , Others |  |  | , |  |  | ≥97.0%,19 °C(lit.)
Chloromethyl(dimethyl) silane,97%,ClCH,,221-556-2,MFCD00054835,24879499 | 555878 | 3144-74-9 | Aldrich | 氯甲基(二甲基)硅烷 | (PDF) | 97%,,82-83 °C(lit.),,0.894 g/mL at 25 °C(lit.) | Chemical Synthesis , Organometallic Reagents , Organosilicon , Others |  | n 20/D 1.42(lit.) | , |  |  | 97%,82-83 °C(lit.),n 20/D 1.42(lit.),0.894 g/mL at 25 °C(lit.)
Trimethyl(trifluoromethyl) silane,99%,(CH,4241868,,MFCD00145454,24872418 | 488712 | 81290-20-2 | Aldrich | (三氟甲基)三甲基硅烷 |  | 99%,,54-55 °C(lit.),2-8°C,0.962 g/mL at 20 °C(lit.) | C-C Bond Formation , Chemical Synthesis , Fluorination Reagents , Organometallic Reagents , Organosilicon , Others , Synthetic Reagents , Trifluoromethylation |  |  | , |  |  | 2-8°C,99%,54-55 °C(lit.),0.962 g/mL at 20 °C(lit.)
Trimethyl(trifluoromethyl) silane solution,0.5 M in THF,(CH,4241868,,MFCD00145454,24862831 | 367737 | 81290-20-2 | Aldrich | 三氟甲基三甲基硅烷 溶液 |  | ,,40 °C,,0.895 g/mL at 25 °C | Chemical Synthesis , Organometallic Reagents , Organosilicon , Others | 10.98 psi ( 55 °C) | 2.8 psi ( 20 °C),0.5 M in THF | , |  |  | 2.8 psi ( 20 °C),10.98 psi ( 55 °C),40 °C,0.5 M in THF,0.895 g/mL at 25 °C
(Dichloromethyl) trimethylsilane,96%,(CH,,227-658-3,MFCD00051448,24853166 | 220140 | 5926-38-5 | Aldrich | (二氯甲基)三甲基硅烷 |  | 96%,,133 °C/730 mmHg(lit.),,1.04 g/mL at 25 °C(lit.) | Chemical Synthesis , Organometallic Reagents , Organosilicon , Others |  | n 20/D 1.4455(lit.) | , |  |  | 96%,133 °C/730 mmHg(lit.),n 20/D 1.4455(lit.),1.04 g/mL at 25 °C(lit.)
Bis(chloromethyl) dimethylsilane,97%,(CH,1733794,220-848-7,MFCD00000879,24853208 | 221066 | 2917-46-6 | Aldrich | 双二氯甲基二甲基硅烷 | (PDF) | 97%,,159-160 °C(lit.),,1.075 g/mL at 25 °C(lit.) | Chemical Synthesis , Organometallic Reagents , Organosilicon , Others |  | n 20/D 1.460(lit.) | , |  |  | 97%,159-160 °C(lit.),n 20/D 1.460(lit.),>1 (vs air),1.075 g/mL at 25 °C(lit.)
(Bromomethyl) trimethylsilane,97%,(CH,1731484,,MFCD00000167,24855013 | 249777 | 18243-41-9 | Aldrich | (溴甲基)三甲基硅烷 | (PDF) | 97%,,115.5 °C/742 mmHg(lit.),,1.17 g/mL at 25 °C(lit.) | Chemical Synthesis , Organometallic Reagents , Organosilicon , Others |  | n 20/D 1.444(lit.) | , |  |  | 97%,115.5 °C/742 mmHg(lit.),n 20/D 1.444(lit.),1.17 g/mL at 25 °C(lit.)
(Chloromethyl) trimethylsilane,produced by Wacker Chemie AG, Burghausen, Germany,(CH,906705,219-058-5,MFCD00000878,24850936 | 18146 | 2344-80-1 | Aldrich | (氯甲基)三甲基硅烷 |  | ,,98-99 °C(lit.),,0.88 g/mL at 20 °C | Chemical Synthesis , Organometallic Reagents , Organosilicon , Others | ~25 mmHg ( 20 °C) | produced by Wacker Chemie AG, Burghausen, Germany,0.879 g/mL at 25 °C(lit.),n 20/D 1.418(lit.) | , |  |  | 0.879 g/mL at 25 °C(lit.),0.88 g/mL at 20 °C,produced by Wacker Chemie AG, Burghausen, Germany,98-99 °C(lit.),~25 mmHg ( 20 °C),n 20/D 1.418(lit.)
(Iodomethyl) trimethylsilane,≥99.0% (GC),(CH,1731485,224-123-6,MFCD00001077,24880966 | 57903 | 4206-67-1 | Aldrich | 碘甲基三甲基硅烷 |  | ≥99.0% (GC),,139-141 °C(lit.),,1.443 g/mL at 25 °C(lit.) | Chemical Synthesis , Organometallic Reagents , Organosilicon , Others |  | n 20/D 1.491,n 20/D 1.491(lit.) | , |  |  | n 20/D 1.491,139-141 °C(lit.),1.443 g/mL at 25 °C(lit.),n 20/D 1.491(lit.),≥99.0% (GC)
Trimethyl(methylthio) silane,97%,(CH,2035839,223-466-9,MFCD00042843,24862082 | 359491 | 3908-55-2 | Aldrich | 三甲基甲硫基硅烷 | (PDF) | 97%,,110-114 °C(lit.),,0.848 g/mL at 25 °C(lit.) | Chemical Synthesis , Organometallic Reagents , Organosilicon , Others |  | n 20/D 1.451(lit.) | , |  |  | 97%,110-114 °C(lit.),n 20/D 1.451(lit.),0.848 g/mL at 25 °C(lit.)
Butylsilane,≥97.0% (GC),C,1730905,,MFCD00040079,24852361 | 20591 | 1600-29-9 | Aldrich | 丁基硅烷 |  | ≥97.0% (GC),,56.7 °C(lit.),,0.68 g/mL at 20 °C(lit.) | Chemical Synthesis , Organometallic Reagents , Organosilicon , Others |  | n 20/D 1.392 | , |  |  | ≥97.0% (GC),56.7 °C(lit.),n 20/D 1.392,0.68 g/mL at 20 °C(lit.)
Diethylsilane,99%,(C,1730902,208-834-9,MFCD00039877,24866532 | 423815 | 542-91-6 | Aldrich | 二乙基硅烷 | (PDF) | 99%,,56 °C(lit.),,0.681 g/mL at 25 °C(lit.) | Chemical Synthesis , Organometallic Reagents , Organosilicon , Others |  | n 20/D 1.391(lit.) | , |  |  | 99%,56 °C(lit.),n 20/D 1.391(lit.),0.681 g/mL at 25 °C(lit.)
Dimethylethylsilane,98%,CH,1730881,212-061-2,MFCD00009016,24856970 | 281123 | 758-21-4 | Aldrich | 二甲基乙基硅烷 | (PDF) | 98%,,44-46 °C(lit.),,0.668 g/mL at 25 °C(lit.) | Chemical Synthesis , Organometallic Reagents , Organosilicon , Others | 6.05 psi ( 20 °C) | n 20/D 1.378(lit.) | , |  |  | 98%,n 20/D 1.378(lit.),6.05 psi ( 20 °C),44-46 °C(lit.),0.668 g/mL at 25 °C(lit.)
Tetramethylsilane,≥99.0% (GC),Si(CH,1696908,200-899-1,MFCD00008274,24889006 | 87921 | 75-76-3 | Aldrich | 四甲基硅烷 |  | ≥99.0% (GC),842 °F,26-28 °C(lit.),2-8°C,0.648 g/mL at 25 °C(lit.) | Chemical Synthesis , Organometallic Reagents , Organosilicon , Others | 11.66 psi ( 20 °C) | n 20/D 1.359,n 20/D 1.358(lit.),liquid | , |  |  | n 20/D 1.359,≥99.0% (GC),liquid,0.648 g/mL at 25 °C(lit.),2-8°C,26-28 °C(lit.),−99 °C(lit.),842 °F,11.66 psi ( 20 °C),n 20/D 1.358(lit.)
Tetramethylsilane,produced by Wacker Chemie AG, Burghausen, Germany, ≥99.0% (GC),Si(CH,1696908,200-899-1,MFCD00008274, | 744301 | 75-76-3 | Aldrich | 四甲基硅烷 |  | ≥99.0% (GC),842 °F,26-28 °C(lit.),−99 °C(lit.),0.648 g/mL at 25 °C(lit.) | Chemical Synthesis , Organometallic Reagents , Organosilicon , Others | 11.66 psi ( 20 °C) | produced by Wacker Chemie AG, Burghausen, Germany,n 20/D 1.358(lit.),liquid | , |  |  | ≥99.0% (GC),liquid,0.648 g/mL at 25 °C(lit.),produced by Wacker Chemie AG, Burghausen, Germany,26-28 °C(lit.),−99 °C(lit.),842 °F,11.66 psi ( 20 °C),n 20/D 1.358(lit.)
Tetramethylsilane,ACS reagent, NMR grade, ≥99.9%,Si(CH,1696908,200-899-1,MFCD00008274,24900036 | T24007 | 75-76-3 | Sigma-Aldrich | 四甲基硅烷 | (PDF) | ≥99.9%,842 °F,26-28 °C(lit.),2-8°C,0.648 g/mL at 25 °C(lit.) | Alphabetical Index of Analytical Standards , Analytical Standards , Chemical Synthesis , Organometallic Reagents , Organosilicon , Others , T , TA - TE , 分析/色谱 | 11.66 psi ( 20 °C) | ACS reagent,NMR grade,n 20/D 1.358(lit.),≤0.05%,liquid | , |  |  | NMR grade,≥99.9%,≤0.05%,liquid,0.648 g/mL at 25 °C(lit.),ACS reagent,2-8°C,26-28 °C(lit.),−99 °C(lit.),842 °F,11.66 psi ( 20 °C),n 20/D 1.358(lit.)
Acetyltrimethylsilane,97%,(CH,2071361,,MFCD00134244,24862334 | 362824 | 13411-48-8 | Aldrich | 乙酰基三甲基硅烷 | (PDF) | 97%,,,2-8°C,0.811 g/mL at 25 °C(lit.) | Chemical Synthesis , Organometallic Reagents , Organosilicon , Others |  | n 20/D 1.411(lit.) | , |  |  | 2-8°C,97%,n 20/D 1.411(lit.),0.811 g/mL at 25 °C(lit.)
1,1-Dimethylsiletane,≥95%,C,102434,218-939-1,MFCD00039674,24866026 | 41571 | 2295-12-7 | Aldrich | 1,1-二甲基硅代环丁烷 |  | ≥95%,,,,0.777 g/mL at 20 °C(lit.) | Chemical Synthesis , Organometallic Reagents , Organosilicon , Others |  | n 20/D 1.428 | , |  |  | ≥95%,n 20/D 1.428,0.777 g/mL at 20 °C(lit.)
Trimethyl(vinyl) silane,purum, ≥97.0% (GC),(CH,956572,212-042-9,MFCD00008606, | 95100 | 754-05-2 | Fluka | 三甲基乙烯基硅烷 | (PDF) | ≥97.0% (GC),,55 °C(lit.),,0.684 g/mL at 25 °C(lit.) | Chemical Synthesis , Organometallic Reagents , Organosilicon , Others | 4.44 psi ( 20 °C) | purum,n 20/D 1.391,n 20/D 1.391(lit.) | , |  |  | n 20/D 1.391,≥97.0% (GC),0.684 g/mL at 25 °C(lit.),purum,55 °C(lit.),4.44 psi ( 20 °C),n 20/D 1.391(lit.)
Vinyltrimethylsilane,97%,(CH,956572,212-042-9,MFCD00008606,24852813 | 213950 | 754-05-2 | Aldrich | 乙烯基三甲基硅烷 | (PDF) | 97%,,55 °C(lit.),<3% tetrahydrofuran,0.684 g/mL at 25 °C(lit.) | Chemical Synthesis , Organometallic Reagents , Organosilicon , Others | 4.44 psi ( 20 °C) | n 20/D 1.391(lit.) | , |  |  | 97%,0.684 g/mL at 25 °C(lit.),<3% tetrahydrofuran,55 °C(lit.),4.44 psi ( 20 °C),n 20/D 1.391(lit.)
(Methoxymethyl) trimethylsilane,98%,CH,1732033,,MFCD00009843,24856781 | 277711 | 14704-14-4 | Aldrich | (甲氧基甲基)三甲基硅烷 | (PDF) | 98%,,83 °C/740 mmHg(lit.),,0.758 g/mL at 25 °C(lit.) | Chemical Synthesis , Organometallic Reagents , Organosilicon , Others |  | n 20/D 1.39(lit.) | , |  |  | 98%,83 °C/740 mmHg(lit.),n 20/D 1.39(lit.),0.758 g/mL at 25 °C(lit.)
Diethylmethylsilane,95%,(C,1730936,212-080-6,MFCD00009017,24857055 | 282588 | 760-32-7 | Aldrich | 二乙基甲基硅烷 | (PDF) | 95%,,78 °C(lit.),,0.705 g/mL at 25 °C(lit.) | Chemical Synthesis , Organometallic Reagents , Organosilicon , Others |  | n 20/D 1.398(lit.) | , |  |  | 95%,78 °C(lit.),n 20/D 1.398(lit.),0.705 g/mL at 25 °C(lit.)
Dimethylisopropylsilane,98%,(CH,,,MFCD00008861,24854930 | 248479 | 18209-61-5 | Aldrich | 二甲基异丙基硅烷 | (PDF) | 98%,,66-67 °C(lit.),,0.724 g/mL at 25 °C(lit.) | Chemical Synthesis , Organometallic Reagents , Organosilicon , Others |  | n 20/D 1.391(lit.) | , |  |  | 98%,66-67 °C(lit.),n 20/D 1.391(lit.),0.724 g/mL at 25 °C(lit.)
Phenylsilane,97%,C,2935169,211-772-5,MFCD00013478,24860291 | 335150 | 694-53-1 | Aldrich | 苯硅烷 | (PDF) | 97%,,120 °C(lit.),,0.877 g/mL at 25 °C(lit.) | Chemical Synthesis , Organometallic Reagents , Organosilicon , Others |  | n 20/D 1.510(lit.) | , |  |  | 97%,120 °C(lit.),n 20/D 1.510(lit.),0.877 g/mL at 25 °C(lit.)
(Heptafluoropropyl) trimethylsilane,97%,CF,1769415,,MFCD00216712,24866961 | 431044 | 3834-42-2 | Aldrich | (七氟丙基)三甲基硅烷 | (PDF) | 97%,,88 °C(lit.),,1.195 g/mL at 25 °C(lit.) | Chemical Synthesis , Organometallic Reagents , Organosilicon , Others |  | n 20/D 1.324(lit.) | , |  |  | 97%,88 °C(lit.),n 20/D 1.324(lit.),1.195 g/mL at 25 °C(lit.)
1- (Trimethylsilyl) imidazole,≥98.0%,C,606148,242-040-3,MFCD00005280,24889712 | 92751 | 18156-74-6 | Aldrich | 1-(三甲基硅基)咪唑 |  | ≥98.0% (T),,93-94 °C/14 mmHg(lit.),2-8°C,0.957 g/mL at 20 °C | Building Blocks , C3 to C8 , Chemical Synthesis , Heterocyclic Building Blocks , Imidazoles , Organometallic Reagents , Organosilicon , Others |  | synthesis grade,0.956 g/mL at 25 °C(lit.),n 20/D 1.475(lit.) | , |  |  | 0.956 g/mL at 25 °C(lit.),≥98.0% (T),0.957 g/mL at 20 °C,synthesis grade,2-8°C,93-94 °C/14 mmHg(lit.),n 20/D 1.475(lit.)
Diacetoxydimethylsilane,98%,(CH,1769843,218-562-2,MFCD00039832,24866968 | 431117 | 2182-66-3 | Aldrich | 二甲基二乙酰氧基硅烷 |  | 98%,,163 °C(lit.),−12.5 °C(lit.),1.054 g/mL at 25 °C(lit.) | Chemical Synthesis , Organometallic Reagents , Organosilicon , Others |  | n 20/D 1.403(lit.) | , |  |  | 98%,163 °C(lit.),n 20/D 1.403(lit.),−12.5 °C(lit.),1.054 g/mL at 25 °C(lit.)
Dimethyldivinylsilane,97%,(H,,234-060-6,MFCD00053855,24865628 | 409197 | 10519-87-6 | Aldrich | 二乙烯基二甲基硅烷 |  | 97%,,79-82 °C(lit.),,0.731 g/mL at 25 °C(lit.) | Chemical Synthesis , Organometallic Reagents , Organosilicon , Others |  | n 20/D 1.4187(lit.) | , |  |  | 97%,79-82 °C(lit.),n 20/D 1.4187(lit.),0.731 g/mL at 25 °C(lit.)
2- Bromoallyltrimethylsilane,technical grade, 90%,H,3600686,,MFCD00043054,24860142 | 333530 | 81790-10-5 | Aldrich | 2-溴丙烯基三甲基硅烷 | (PDF) | 90%,,82-85 °C/60 mmHg(lit.),2-8°C,1.121 g/mL at 25 °C(lit.) | Chemical Synthesis , Organometallic Reagents , Organosilicon , Others |  | technical grade,n 20/D 1.462(lit.) | , |  |  | 90%,1.121 g/mL at 25 °C(lit.),technical grade,2-8°C,82-85 °C/60 mmHg(lit.),n 20/D 1.462(lit.)
Allyltrimethylsilane,98%,H,906755,212-104-5,MFCD00008635,24852502 | 208264 | 762-72-1 | Aldrich | 烯丙基三甲基硅烷 | (PDF) | 98%,,84-88 °C(lit.),2-8°C,0.719 g/mL at 25 °C(lit.) | Chemical Synthesis , Organometallic Reagents , Organosilicon , Others |  | n 20/D 1.407(lit.) | , |  |  | 2-8°C,84-88 °C(lit.),0.719 g/mL at 25 °C(lit.),n 20/D 1.407(lit.),98%
,Aldrich CPR,C,,,MFCD00053912, | CDS000014 |  | Aldrich | (3- Chloropropyl) (dimethoxy) methylsilane |  | ,,,, | Chemical Synthesis , Organometallic Reagents , Organosilicon , Others |  |  | ,
(3- Mercaptopropyl) methyldimethoxysilane,≥95.0%,CH,2424867,250-426-8,MFCD00053923,24882898 | 63796 | 31001-77-1 | Aldrich | 巯丙基甲基二甲氧基硅烷 |  | ≥95.0%,,96 °C/30 mmHg(lit.),,1 g/mL at 25 °C(lit.) | Chemical Synthesis , Organometallic Reagents , Organosilicon , Others |  | n 20/D 1.450,n 20/D 1.45(lit.),liquid | , |  |  | n 20/D 1.450,≥95.0%,liquid,1 g/mL at 25 °C(lit.),96 °C/30 mmHg(lit.),n 20/D 1.45(lit.)
Diethoxydimethylsilane,purum, ≥97.0% (GC),(CH,1736110,201-127-6,MFCD00009068,24864993 | 40120 | 78-62-6 | Fluka | 二乙氧基二甲基硅烷 | (PDF) | ≥97.0% (GC),,114 °C(lit.),,0.865 g/mL at 25 °C(lit.) | Chemical Synthesis , Organometallic Reagents , Organosilicon , Others |  | purum,APHA: ≤25,n 20/D 1.381(lit.),liquid | , |  |  | ≥97.0% (GC),liquid,0.865 g/mL at 25 °C(lit.),purum,APHA: ≤25,114 °C(lit.),n 20/D 1.381(lit.)
Hexylsilane,≥97.0%,C,1731336,214-001-0,MFCD00027291,24877899 | 53262 | 1072-14-6 | Aldrich | 三叔丁基硅烷 |  | ≥97.0%,,,,0.721 g/mL at 20 °C(lit.) | Chemical Synthesis , Organometallic Reagents , Organosilicon , Others |  | n 20/D 1.414 | , |  |  | ≥97.0%,n 20/D 1.414,0.721 g/mL at 20 °C(lit.)
tert -Butyldimethylsilane,95%,(CH,2231162,,MFCD00010754,24857735 | 294764 | 29681-57-0 | Aldrich | 叔丁基二甲基硅烷 | (PDF) | 95%,,81-83 °C(lit.),,0.701 g/mL at 25 °C(lit.) | Chemical Synthesis , Organometallic Reagents , Organosilicon , Others |  | n 20/D 1.4(lit.) | , |  |  | 95%,81-83 °C(lit.),n 20/D 1.4(lit.),0.701 g/mL at 25 °C(lit.)
N,N - Diethyl- 1,1- dimethylsilylamine,97%,(C,,237-202-5,MFCD00048523,24881108 | 586242 | 13686-66-3 | Aldrich | N,N -二乙基-1,1-二甲基硅烷胺 |  | 97%,,109-110 °C(lit.),,0.758 g/mL at 25 °C(lit.) | Chemical Synthesis , Organometallic Reagents , Organosilicon , Others |  |  | , |  |  | 97%,109-110 °C(lit.),0.758 g/mL at 25 °C(lit.)
,,C,,,MFCD01861694, | 748390 | 2750-44-9 | Aldrich | 3,3- Dichloro- 1,1,1,5,5,5- hexamethyltrisiloxane | (PDF) | ,,,2-8°C,0.995 g/mL at 25 °C | Chemical Synthesis , Organometallic Reagents , Organosilicon , Others |  | n 20/D 1.398 | , |  |  | 2-8°C,n 20/D 1.398,0.995 g/mL at 25 °C
Potassium bis(trimethylsilyl) amide solution,1.0 M in methyl tert -butyl ether,[(CH,4006754,,MFCD00010330, | 766941 | 40949-94-8 | Aldrich | 双(三甲基硅烷基)氨基钾 溶液 | (PDF) | ,,,,0.798 g/mL at 25 °C | Chemical Synthesis , Organometallic Reagents , Organosilicon , Others |  | 1.0 M in methyl tert -butyl ether | , |  |  | 1.0 M in methyl tert -butyl ether,3.2 (vs air),0.798 g/mL at 25 °C
Lithium bis(trimethylsilyl) amide solution,0.5 M in toluene,[(CH,3567910,,MFCD00008261, | 771864 | 4039-32-1 | Aldrich | 双三甲基硅基胺基锂 溶液 | (PDF) | ,,,room temp, | Acids & Bases , Bases , Chemical Synthesis , Organic Bases , Organometallic Reagents , Organosilicon , Others , Synthetic Reagents |  | 0.5 M in toluene | , |  |  | room temp,0.5 M in toluene
Lithium bis(trimethylsilyl) amide solution,1.5 M in THF,[(CH,3567910,,MFCD00008261, | 766917 | 4039-32-1 | Aldrich | 双三甲基硅基胺基锂 溶液 | (PDF) | ,,,,0.893 g/mL at 25 °C | Acids & Bases , Bases , Chemical Synthesis , Organic Bases , Organometallic Reagents , Organosilicon , Others , Synthetic Reagents |  | 1.5 M in THF | , |  |  | 1.5 M in THF,0.893 g/mL at 25 °C
Sodium bis(trimethylsilyl) amide solution,0.5 M in methyl tert -butyl ether,[(CH,3629917,,MFCD00009835, | 771546 | 1070-89-9 | Aldrich | 双(三甲基硅基)氨基钠 溶液 | (PDF) | ,,,2-8°C,0.761 g/mL at 25 °C | Acids & Bases , Bases , Chemical Synthesis , Organic Bases , Organometallic Reagents , Organosilicon , Others , Synthetic Reagents |  | 0.5 M in methyl tert -butyl ether | , |  |  | 2-8°C,0.5 M in methyl tert -butyl ether,0.761 g/mL at 25 °C
Hexamethyldisilathiane,synthesis grade,(CH,1698358,222-201-4,MFCD00014851,24857086 | 283134 | 3385-94-2 | Aldrich | 六甲基二硅硫烷 | (PDF) | ,,164 °C(lit.),,0.846 g/mL at 25 °C(lit.) | Chemical Synthesis , Organometallic Reagents , Organosilicon , Others |  | synthesis grade,n 20/D 1.4586(lit.) | , |  |  | 164 °C(lit.),n 20/D 1.4586(lit.),synthesis grade,0.846 g/mL at 25 °C(lit.)
Hexamethyldisilathiane,purum,(CH,1698358,222-201-4,MFCD00014851,24874550 | 52643 | 3385-94-2 | Fluka | 六甲基二硅硫烷 | (PDF) | ,,164 °C(lit.),,0.846 g/mL at 25 °C(lit.) | Chemical Synthesis , Organometallic Reagents , Organosilicon , Others |  | purum,n 20/D 1.4586(lit.) | , |  |  | purum,n 20/D 1.4586(lit.),164 °C(lit.),0.846 g/mL at 25 °C(lit.)
Methylphenylsilane,98%,C,2935287,212-160-0,MFCD00039787,24871873 | 483176 | 766-08-5 | Aldrich | 甲基苯基硅烷 | (PDF) | 98%,,140-143 °C/751 mmHg(lit.),,0.89 g/mL at 25 °C(lit.) | Chemical Synthesis , Organometallic Reagents , Organosilicon , Others |  | n 20/D 1.506(lit.) | , |  |  | 98%,140-143 °C/751 mmHg(lit.),n 20/D 1.506(lit.),0.89 g/mL at 25 °C(lit.)
2- (Dimethylsilyl) pyridine,90%,(C,,,MFCD06797091,24885638 | 681490 | 21032-48-4 | Aldrich | 2-(二甲基硅基)吡啶 |  | 90%,,,2-8°C,0.915 g/mL at 25 °C | Building Blocks , Chemical Synthesis , Heterocyclic Building Blocks , N-Containing , Organometallic Reagents , Organosilicon , Others |  | n 20/D 1.499 | , |  |  | 2-8°C,90%,n 20/D 1.499,0.915 g/mL at 25 °C
(2- Thienyl) trimethylsilane,97%,C,,,MFCD00005415, | 732427 | 18245-28-8 | Aldrich | 2-噻吩基三甲基硅烷 | (PDF) | 97%,,,2-8°C,0.926 g/mL at 25 °C | Chemical Synthesis , Organometallic Reagents , Organosilicon , Others |  | n 20/D 1.497 | , |  |  | 2-8°C,97%,n 20/D 1.497,0.926 g/mL at 25 °C
tert - Butyl(dibromomethyl) dimethylsilane,97%,(CH,,,MFCD01863488,24865546 | 410691 | 148259-35-2 | Aldrich | 叔丁基(二溴甲基)二甲基硅烷 |  | 97%,,60 °C/1 mmHg(lit.),,1.423 g/mL at 25 °C(lit.) | Chemical Synthesis , Organometallic Reagents , Organosilicon , Others |  | n 20/D 1.506(lit.) | , |  |  | 97%,60 °C/1 mmHg(lit.),n 20/D 1.506(lit.),1.423 g/mL at 25 °C(lit.)
tert - Butyl(dichloromethyl) dimethylsilane,98%,(CH,,,MFCD00799497,24865545 | 410683 | 138983-08-1 | Aldrich | 叔丁基(二氯甲基)二甲基硅烷 |  | 98%,,70 °C/20 mmHg(lit.),−20°C, | Chemical Synthesis , Organometallic Reagents , Organosilicon , Others |  |  | , |  |  | −20°C,98%,70 °C/20 mmHg(lit.),42-45 °C(lit.)
Diethylmethylvinylsilane,97%,CH,,,MFCD00041344,24868268 | 446335 | 18292-29-0 | Aldrich | 二乙基甲基乙烯基硅烷 |  | 97%,,118 °C(lit.),,0.75 g/mL at 25 °C(lit.) | Chemical Synthesis , Organometallic Reagents , Organosilicon , Others |  | n 20/D 1.422(lit.) | , |  |  | 97%,118 °C(lit.),n 20/D 1.422(lit.),0.75 g/mL at 25 °C(lit.)
Methallyltrimethylsilane,97%,H,,,MFCD00054404,24873487 | 510262 | 18292-38-1 | Aldrich | 异丁烯基三甲基硅烷 | (PDF) | 97%,,109-111 °C(lit.),,0.73 g/mL at 25 °C(lit.) | Chemical Synthesis , Organometallic Reagents , Organosilicon , Others |  |  | , |  |  | 97%,109-111 °C(lit.),0.73 g/mL at 25 °C(lit.)
(Pentamethyldisilyl) acetylene,97%,(CH,,,MFCD03427185,24879659 | 557293 | 63247-94-9 | Aldrich | (五甲基二甲硅烷基)乙炔 |  | 97%,,125 °C(lit.),,0.795 g/mL at 25 °C(lit.) | Chemical Synthesis , Organometallic Reagents , Organosilicon , Others |  | n 20/D 1.4410(lit.) | , |  |  | 97%,125 °C(lit.),n 20/D 1.4410(lit.),0.795 g/mL at 25 °C(lit.)
Dichlorobis(trimethylsilyl) methane,97%,[(CH,,,MFCD00192003,24864149 | 390577 | 15951-41-4 | Aldrich | 二氯双(三甲基硅基)甲烷 | (PDF) | 97%,,117 °C/17 mmHg(lit.),,1.006 g/mL at 25 °C(lit.) | Chemical Synthesis , Organometallic Reagents , Organosilicon , Others |  | n 20/D 1.469(lit.) | , |  |  | 97%,117 °C/17 mmHg(lit.),n 20/D 1.469(lit.),1.006 g/mL at 25 °C(lit.)
,97%,(CH,,,MFCD01321326,24871309 | 476862 | 18395-55-6 | Aldrich | Diethylisopropylsilane |  | 97%,,128 °C(lit.),,0.743 g/mL at 25 °C(lit.) | Chemical Synthesis , Organometallic Reagents , Organosilicon , Others |  | n 20/D 1.419(lit.) | , |  |  | 97%,128 °C(lit.),n 20/D 1.419(lit.),0.743 g/mL at 25 °C(lit.)
Chlorobis(trimethylsilyl) methane,97%,[(CH,1736681,,MFCD00054866,24862252 | 361747 | 5926-35-2 | Aldrich | 二(三甲基硅基)氯甲烷 | (PDF) | 97%,,57-60 °C/15 mmHg(lit.),,0.892 g/mL at 25 °C(lit.) | Chemical Synthesis , Organometallic Reagents , Organosilicon , Others |  | n 20/D 1.449(lit.) | , |  |  | 97%,57-60 °C/15 mmHg(lit.),n 20/D 1.449(lit.),0.892 g/mL at 25 °C(lit.)
3- (Ethoxydimethylsilyl) propylamine,97%,CH,,,MFCD00053947,24881044 | 588857 | 18306-79-1 | Aldrich | 3-(二甲基乙氧基硅基)正丙烷 | (PDF) | 97%,,60 °C/8 mmHg(lit.),,0.857 g/mL at 25 °C(lit.) | Chemical Synthesis , Organometallic Reagents , Organosilicon , Others |  | n 20/D 1.429(lit.) | , |  |  | 97%,60 °C/8 mmHg(lit.),n 20/D 1.429(lit.),0.857 g/mL at 25 °C(lit.)